## Detector lamps
Instrument manufacturer | Instrument model | Lamp manufacturer | P/N | Product | Mnfr. P/N | Note
Agilent | Hewlet-Packard | Altmann | 08452-60104ASP | Deuterium Lamp, HP, Prealigned | 08452-60104ASP
Agilent | 1110, 1200 | Altmann | 2140-0590ASP | Deuterium lamp, 1100/1200 DAD/MWD | 2140-0590ASP
Agilent | 8453 | Altmann | 2140-0605ASP | Deuteriumlamp for 8453 UV-VIS | 2140-0605ASP
Agilent | 1110, 1200 | Altmann | 2140-0813ASP | Deuterium lamp for Agilent 1100/1200DAD/MWD longlife-A | 2140-0813ASP
Shimadzu | SPD 10A, SPD 20A | Altmann | 228-34016-02ASP | Deuterium lamp for Shimadzu SPD-10A, SPD-20A | 228-34016-02ASP
Agilent |  | Altmann | 5181-1530ASP | Lamp Assembly, DAD, Long Life | 5181-1530ASP
Agilent | HP 1050 | Altmann | 79853-60002ASP | Deuterium Lamp, HP 1050,VW | 79853-60002ASP
Agilent | VW (79583C), DAD (G1306A), MWD (79854A) (1000 hr) | Altmann | 79883-60002ASP | D2 Lamp VW/DA/MW Prealigned | 79883-60002ASP
Spectra Physics |  | Altmann | 9551-0023ASP | Deuterium Lamp (1000 hr) | 9551-0023ASP | equivalent to: 9551-0023
Beckman | 164, 165, 167 | Altmann | AAL112017 | Deuterium (D2) lamp Beckman | AAL112017
Spectronic-Thermo-Unicam |  | Altmann | AAL112026 | Deuterium (D2) lamp Unicam Solaar 929/939/959/969 | AAL112026
Applied Biosystems | ABI, Kratos, Spectra Physics | Altmann | AAL112027 | Deuterium (D2) lamp ABI, Kratos, Spectra Physics | AAL112027 | Equivalent to: 2900-0484
Desaga | CD60 | Altmann | AAL112029 | Deuterium (D2) lamp Desaga CD60 | AAL112029
Cecil | CE 1000 to 9000 series, CE 2 series | Altmann | AAL112060 | Deuterium (D2) lamp Cecil Series 1000 to 9000, Series 2 | AAL112060
Pye-Unicam | 8150 | Altmann | AAL112063 | Deuterium (D2) lamp for Phillips-Pye Unicam SP8150, | AAL112063
Misc | Spectra Physics, LDC, Kontron, Waters | Altmann | AAL112085 | Deuterium (D2) lamp for Spectra Physics, LDC, Kontron, Waters | AAL112085
Kontron | Uvikon XL, XS | Altmann | AAL112304 | Deuterium (D2) lamp Kontron Uvikon XL, XS | AAL112304
LKB | 2141 | Altmann | AAL112342 | Deuterium (D2) lamp LKB-Pharmacia 2141 | AAL112342
LKB | 4050, 4054 | Altmann | AAL112343 | Deuterium (D2) lamp LKB-Pharmacia 4050, 4054 | AAL112343
GBC | Cintra 10E | Altmann | AAL112363 | Deuterium (D2) lamp for GBC Cintra 10E | AAL112363
Shimadzu |  | Altmann | AAL112601 | Deuterium (D2) lamp Shimadzu (OEM-Nr.062-65062-01) | AAL112601
Shimadzu |  | Altmann | AAL112621 | Deuterium (D2) lamp Shimadzu,Latek,Sycam | AAL112621
Perkin-Elmer | AAS 3030 | Altmann | AAL112721 | Deuterium (D2) lamp for PerkinElmer AAS 3030(B) | AAL112721
Jasco | Uvidec 870, 875, 975 | Altmann | AAL112726 | Deuterium (D2) lamp Jasco 87x,975 (A-Series) | AAL112726
Agilent | 1050 VWD | Altmann | AAL112854 | Deuterium (D2) lamp for HP 1050 VWD | AAL112854
Varian | Cary 1,3,4,5,100,300,400 and 500 | Altmann | AAL112917 | Deuterium (D2) Lamp for Varian Cary 1,3,4,5,100,300,400 and 500 | AAL112917
Camag | TLC Scanner II | Altmann | AAL114005 | Tungsten (VIS) lamp for Camag Scanner II, 12V/20W | AAL114005
Camag | TLCScanner III | Altmann | AAL114006 | Tungsten (VIS) lamp forCamag TLC Scanner 3 | AAL114006
Jasco | V500, V600 | Altmann | AAL114026 | Tungsten (VIS) lamp for Jasco V500, V600 | AAL114026
Varian | ProStar 320 | Altmann | AAL114042 | Xenon lamp for Varian ProStar 320 | AAL114042
Milton-Roy | Spectronic | Altmann | AAL114044 | Tungsten (VIS) lamp for Milton-Roy Spectronic | AAL114044
Milton-Roy | Spectronic | Altmann | AAL114045 | Tungsten (VIS) lamp for Milton-Roy Spectronic | AAL114045
Spectronic-Thermo-Unicam | Spectronic 21 | Altmann | AAL114046 | Tungsten (VIS) lamp for Spectronic 21 | AAL114046
Hitachi | U-1900, U-2900, U-2910, U-3900(H) | Altmann | AAL114053 | Tungsten (VIS) lamp for Hitachi U-1900, U-2900, U-2910, U-3900(H) | AAL114053
Desaga | TLC 254nm | Altmann | AAL114103 | UV-Lamp DESAGA 254 nm | AAL114103
Varian | ProStar 325,335 | Altmann | AAL114118 | Tungsten (VIS) lamp for Varian ProStar 325, 335 | AAL114118
LKB | Novaspec, Ultrospec I/II/III | Altmann | AAL114123 | Tungsten (VIS) lamp forUltrospec II/III, Novaspec | AAL114123
LKB | Ultrospec 1000, 2000, 3000 | Altmann | AAL114125 | Tungsten (VIS) lamp forPharmacia Ultrospec-Series | AAL114125
Applied Biosystems | SF 757, 759A, 773, 783, 783A, 785A, 980 | Altmann | AAL114127 | Tungsten (VIS) lamp Applied Biosystems, PE | AAL114127 | Equivalent to: 2450-0213
Analytik Jena | Specord 200, 205, 210 | Altmann | AAL114129 | Tungsten (VIS) lamp for Analytik Jena Specord 200, 205, 210 | AAL114129
Zeiss | M 500, CX 75, Specord 200, 205 | Altmann | AAL114130 | Tungsten (VIS) lamp for Zeiss Specord M500 | AAL114130
Hach | CADAS 100, 200 | Altmann | AAL114139 | Tungsten (VIS) lamp for Dr. Lange, CADAS 100/200 | AAL114139
Zeiss | PM7 | Altmann | AAL114226 | Tungsten (VIS) lamp forZeiss PM 7 | AAL114226
Desaga | TLC 254nm | Altmann | AAL114255 | UV-lamp Desaga | AAL114255
Kontron | Uvikon 9xx series | Altmann | AAL114305 | Tungsten (VIS) lamp forKontron Uvikon 9xx-Series | AAL114305
Kontron | 54x series | Altmann | AAL114315 | Tungsten (VIS) lamp for Kontron 54x-Series | AAL114315
Beckman | DU series | Altmann | AAL114361 | Tungsten (VIS) lamp for Beckmann DU-Series | AAL114361
Beckman | DU640 | Altmann | AAL114362 | Tungsten (VIS) lamp for Beckman DU640 | AAL114362
GBC | Cintra 10E | Altmann | AAL114363 | Tungsten (VIS) lamp for GBC Cintra 10E | AAL114363
Desaga | TLC 364nm | Altmann | AAL114365 | UV-lamp Desaga | AAL114365
Jasco | V500, V600 | Altmann | AAL114426 | Tungsten Lamp, Jasco Photometer V500-Series and V600-Series | AAL114426
Shimadzu | SPD 6 AV, UV 1200, UV 1700 | Altmann | AAL114606 | Tungsten (VIS) lamp for SPD 6 AV, UV-1200, UV-1700 | AAL114606
Shimadzu | UV1240 Mini | Altmann | AAL114607 | Tungsten (VIS) lamp for Shimadzu UV1240 Mini | AAL114607
Shimadzu | SPD M10AVP | Altmann | AAL114619 | Tungsten (VIS) lamp for Shimadzu SPD-M10Avp | AAL114619
Shimadzu | SPD-10AV, -10AVvp, -20AV | Altmann | AAL114620 | VIS-lamp for Shimadzu SPD-10AV, -10AVvp, -20AV | AAL114620
Perkin-Elmer | Polarimeter | Altmann | AAL114623 | Na-Strahler PE Polarimeter | AAL114623
Spectronic-Thermo-Unicam | UV 2, UV 3, UV 4 | Altmann | AAL114761 | Tungsten (VIS) lamp for Unicam UV-2,UV-3,UV-4 | AAL114761
Pye-Unicam | Helios Beta | Altmann | AAL114763 | Tungsten (VIS) lamp for Unicam Helios Beta | AAL114763
Varian | Cary 1,3,100,300 | Altmann | AAL114805 | Tungsten (VIS) lamp for Varian CARY 1,3,100,300 | AAL114805
Varian | Cary 4,5,400,500 | Altmann | AAL114806 | Tungsten (VIS) lamp for Varian CARY 4,5,400,500 | AAL114806
Zeiss | Specol 1100 | Altmann | AAL114814 | Tungsten (VIS) lamp for Zeiss Specol 1100 | AAL114814
Zeiss | PM7 | Altmann | AAL114815 | Tungsten (VIS) lamp for Zeiss PM7 | AAL114815
Zeiss | PM6 | Altmann | AAL114816 | Tungsten (VIS) lamp for Zeiss PM6 | AAL114816
Zeiss | ELKO II | Altmann | AAL114817 | Tungsten (VIS) lamp for Zeiss ELKO II | AAL114817
Zeiss | Specord | Altmann | AAL114818 | Tungsten (VIS) lamp forZeiss Specord | AAL114818
Hitachi | L4200, L4250 | Altmann | AAL114860 | Tungsten (VIS) lamp for UV/vis L-4200/L-4250 | AAL114860
Shimadzu | UV160, 1600, 2400, 2500, 2101, 3101, 3600 | Altmann | AAL114861 | Tungsten (VIS) lamp for Shimadzu Model UV160, 1600, 2400, 2500, 2101, 3101, 3600 | AAL114861
Hitachi | 150-20, 220 | Altmann | AAL114862 | Tungsten (VIS) lamp forHitachi-Photometer 150/20, 220 | AAL114862
Hitachi | 100-20,100-40, 100-60 | Altmann | AAL114863 | Tungsten (VIS) lamp forHitachi 100-20,100-40, 100-60 | AAL114863
Hitachi | L2400, L2420, L2450, L2455 | Altmann | AAL114867 | Tungsten (VIS) lamp for Hitachi L2400, L2420, L2450, L2455 | AAL114867
Spectra Physics | SP8480 | Altmann | AAL212004 | Deuterium (D2) lamp SP 8480 | AAL212004
Camag | TLCScanner III | Altmann | AAL212006 | Deuterium (D2) lamp Camag TLC Scanner 3 | AAL212006
Bischoff | Lambda 1000 | Altmann | AAL212007 | Deuterium (D2) lamp Bischoff Lambda 1000 | AAL212007
Spectronic-Thermo-Unicam |  | Altmann | AAL212031 | Deuterium (D2) lamp Solaar M5/M6 | AAL212031
Pye-Unicam | S4, iCE 3000 Series, iCE M-Series | Altmann | AAL212032 | Deuterium (D2) lamp for Thermo/Unicam S4, iCE 3000 Series, iCE M-Series | AAL212032
Gilson | Holochrome | Altmann | AAL212040 | Deuterium (D2) lamp Abimed/Gilson | AAL212040
Hitachi | all models | Altmann | AAL212050 | Deuterium (D2) lamp for Hitachi/Merck | AAL212050 | For Hitachi/Merck 150-20, 200, 300, 330, 340, 2000, 3200, L2400, L2420, L2450, L2455, L2500, L3000, L4000, L4200, L4250, L4500, L7000, LaChrom L7400 / 7420 / 7450 / 7455DAD, U1000, U1100,U2000,U3000, U3210, U3310, U3410, U3501, U4001,655A, PE-Hitachi, PE EZ150 / EZ201 / EZ210
Hitachi | U1800, U2800, U2810 | Altmann | AAL212052 | Deuterium (D2) lamp for Merck/Hitachi U-1800, U-2800, U-2810 | AAL212052
Labomatic | 3000, 5000 | Altmann | AAL212055 | Deuterium (D2) lamp Labomatic Labocord-3000, Labocord-5000 UV/vis D | AAL212055
Biotage | Flash | Altmann | AAL212060 | Deuterium (D2) lamp Biotage Flash-System | AAL212060
Perkin-Elmer | 200 series | Altmann | AAL212073 | Deuterium (D2) lamp for PerkinElmer Series 200 DAD | AAL212073
Perkin-Elmer |  | Altmann | AAL212074 | Deuterium (D2) lamp for PerkinElmer | AAL212074
Beckman | 168 | Altmann | AAL212106 | Deuterium (D2) lamp for Beckman 168 | AAL212106
Dionex | PDA 100 DAD | Altmann | AAL212110 | Deuterium (D2) lamp for Dionex PDA 100 DAD | AAL212110
Dionex | UltiMate 3000 VWD, 3400RS | Altmann | AAL212111 | Deuterium (D2) lamp for Dionex UltiMate 3000 VWD, 3400RS | AAL212111
Varian | ProStar 325,335 | Altmann | AAL212118 | Deuterium (D2) lamp for Varian ProStar 325, 335 | AAL212118
Varian | Vista | Altmann | AAL212119 | Deuterium (D2) lamp for Varian Vista | AAL212119
Varian | ProStar 330 | Altmann | AAL212120 | Deuterium (D2) lamp for Varian ProStar 330 PDA | AAL212120
LKB | Knauer, LKB-Pharmacia | Altmann | AAL212121 | Deuterium (D2) lamp Knauer, LKB-Pharmacia | AAL212121 | Deuterium Lamp for Knauer 87.00, 97.00, 2151, Variable Wavelength Monitor LKB-Pharmacia 2151
LKB | Ultrospec I/II/III Plus | Altmann | AAL212123 | Deuterium (D2) lamp Büchi, LKB-Pharmacia | AAL212123
LKB | 4060 | Altmann | AAL212124 | Deuterium (D2) lamp LKB-Pharmacia Modell 4060 | AAL212124
LKB | Ultrospec | Altmann | AAL212125 | D2/vis-Lampassy Pharmacia Ultrospec | AAL212125
LKB | Ultrospec 1000,1000E | Altmann | AAL212126 | D2/vis-lamp assembly for Pharmacia Ultrospec 1000,1000E | AAL212126
Zeiss | CLD 500 | Altmann | AAL212128 | Deuterium (D2) lamp vorjustiert for Zeiss CLD-500 | AAL212128
Zeiss | CLD 300 | Altmann | AAL212129 | Deuterium (D2) lamp Zeiss CLD-300 | AAL212129
Zeiss | Specord | Altmann | AAL212130 | Deuterium (D2) lamp Zeiss (Jena) for Specord-Series | AAL212130
Analytik Jena | Spekol 1300, 1500, 2000 | Altmann | AAL212131 | Deuterium (D2) lamp Analytik Jena, Spekol 1300/1500/2000 | AAL212131
Waters | 990, 994 | Altmann | AAL212133 | Deuterium (D2) lamp for Waters 990 and 994 PDA, Kontron 440 DAD | AAL212133
Hach | DR 4000U | Altmann | AAL212138 | Deuterium (D2) lamp Photometer Hach DR/4000 U | AAL212138
Hach | Photometer | Altmann | AAL212139 | Deuterium (D2) lamp Lange Photometer | AAL212139
Hach | CADAS 200 | Altmann | AAL212140 | Deuterium (D2) lamp for Dr. Lange, CADAS 200 | AAL212140
Spectronic-Thermo-Unicam |  | Altmann | AAL212141 | Deuterium (D2) lamp for Thermo Quest UV 6000LP | AAL212141
Misc | GAT-LCD, LATEK, Linear | Altmann | AAL212142 | Deuterium (D2) lamp GAT-LCD,LATEK,Linear | AAL212142
Perkin-Elmer |  | Altmann | AAL212144 | Deuterium (D2) lamp PerkinElmer Lambda | AAL212144
Perkin-Elmer | AAS 3100,3110,3300 | Altmann | AAL212145 | Deuterium (D2) lamp for PE AAS 3100,3110,3300 | AAL212145
Sykam | S3210, S3240 | Altmann | AAL212146 | Deuterium (D2) lamp for Sykam S3210 / S3240 | AAL212146
Waters | 484 | Altmann | AAL212147 | Deuterium (D2) lamp Waters 484 longlife | AAL212147
Waters | 486 | Altmann | AAL212149 | Deuterium (D2) lamp Waters 486, longlife | AAL212149
Spectronic-Thermo-Unicam |  | Altmann | AAL212150 | Deuterium (D2) lamp for Unicam UV1,UV3,UV4,UV5 | AAL212150
Pye-Unicam | 8220 | Altmann | AAL212151 | Deuterium (D2) lamp for Pye Unicam 8220 | AAL212151
Misc | LDC PDA 5000 | Altmann | AAL212182 | Deuterium (D2) lamp for LDC PDA 5000 | AAL212182
Misc | Leap | Altmann | AAL212202 | Deuterium (D2) lamp for Leap | AAL212202
Dionex | UVD 160, 170, 320, 340 | Altmann | AAL212205 | Deuterium (D2) lampe for Dionex/Gynkotek UVD 160,170,320,340 Detektor | AAL212205
Beckman | 166 | Altmann | AAL212206 | Deuterium (D2) lamp for Beckman 166 | AAL212206
Kontron | Uvikon XL, XS | Altmann | AAL212304 | Deuterium (D2) lamp Kontron Uvikon XL, XS | AAL212304
Kontron | Uvikon 9xx series | Altmann | AAL212305 | Deuterium (D2) lamp Kontron Uvikon 9xx | AAL212305
Beckman | DU70 | Altmann | AAL212306 | Deuterium (D2) lamp for Beckmann DU70 | AAL212306
Beckman | P/ACE 5000 | Altmann | AAL212307 | Deuterium (D2) lamp Beckman P/ACE 5000 | AAL212307
Beckman | P/ACE 2000 | Altmann | AAL212308 | Deuterium (D2) lamp Beckman P/ACE 2000 | AAL212308
Beckman | DU6x0, DU7x00 | Altmann | AAL212309 | Deuterium (D2) lamp for Beckman DU6x0, DU7x00 | AAL212309
Beckman | P/ACE MDQ | Altmann | AAL212310 | Deuterium (D2) lamp Beckman P/ACE MDQ | AAL212310
Kontron | 430-432 | Altmann | AAL212313 | Deuterium (D2) lamp Kontron 430-432 | AAL212313
Kontron | 430-432 | Altmann | AAL212314 | Deuterium (D2) lamp Kontron 430-432 | AAL212314
Kontron | 540, 545V DAD | Altmann | AAL212315 | Deuterium (D2) lamp for Kontron DAD 540, 545V DAD | AAL212315
Waters | 996 | Altmann | AAL212334 | Deuterium (D2) lamp for Waters 996 | AAL212334
Waters | 2487 | Altmann | AAL212335 | Deuterium (D2) lamp for Waters 2487 | AAL212335
Beckman | DU500, DU520, DU530 | Altmann | AAL212362 | Deuterium (D2) lamp Beckmann DU500, DU520, DU530 | AAL212362
Shimadzu | SPD M10 | Altmann | AAL212618 | Deuterium (D2) lamp for Shimadzu SPD-M10 | AAL212618
Shimadzu | SPD 10A | Altmann | AAL212619 | Deuterium (D2) lamp for Shimadzu SPD-10A(V) | AAL212619
Shimadzu | LC 2010, LC 2010HT | Altmann | AAL212620 | Deuterium (D2) lamp for Shimadzu LC-2010 | AAL212620
Knauer | PDA 2800, PDA 2850, K-2800 | Altmann | AAL212714 | Deuterium (D2) lamp for Knauer PDA 2800, PDA 2850, K-2800 | AAL212714
Knauer | WellChrome | Altmann | AAL212715 | Deuterium (D2) lamp Knauer WellChrome | AAL212715
Perkin-Elmer | AAS | Altmann | AAL212721 | Deuterium (D2) lamp for PerkinElmer AAS, Aanalyst, AAS 1100(B), AAS 2100, AAS 4100, AAnalyst 600/700/800 | AAL212721
Jasco | 97, 975 | Altmann | AAL212727 | Deuterium (D2) lamp L6300-51 for Jasco 970/975 | AAL212727
Perkin-Elmer | SOMA S 3710, PE LC295 | Altmann | AAL212740 | Deuterium (D2) lamp for SOMA S 3710, PE LC295 | AAL212740
Perkin-Elmer | LC90, LC290 | Altmann | AAL212741 | Deuterium (D2) lamp for SOMA S3110/3120/3702, PE | AAL212741
ERC | 7215 | Altmann | AAL212751 | Deuterium (D2) lamp ERC, Modell Erma 7215 | AAL212751
ERC | 7217 | Altmann | AAL212752 | L2 Deuterium (D2) lamp ERC, Modell Erma 7217 | AAL212752
Agilent | 8452A | Altmann | AAL212805 | Deuterium (D2) lamp Hewlett Packard 8452A | AAL212805
Agilent | 8453 | Altmann | AAL212854 | Deuterium (D2) lamp for Spektralphotometer HP/Agilent 8453 | AAL212854
Agilent | 1040, 1050, 1090 | Altmann | AAL212884 | Deuterium (D2) lamp HP/Agilent 1040/1050 DAD, 1090, longlife | AAL212884
Agilent | 1040, 1050, 1090 | Altmann | AAL212885 | Deuterium (D2) lamp HP 1040, 1050, 1090 | AAL212885
Agilent | 1100, 1200 DAD/MWD | Altmann | AAL212886 | Deuterium (D2) lampe for HP/Agilent 1100/1200 DAD/MWD, | AAL212886
Agilent | 1100, 1200 VWD | Altmann | AAL212887 | Deuterium (D2) lamp for HP/Agilent 1100/1200 VWD | AAL212887
Agilent | 1100 CE | Altmann | AAL212888 | Deuterium (D2) lamp for HP/Agilent 1100 CE | AAL212888
Pye-Unicam |  | Altmann | AAL214063 | Wolfram-lamp for Philipps/Pye-Unicam | AAL214063
Dionex | PDA 100 | Altmann | AAL214110 | Wolfram-lamp for Dionex PDA 100 | AAL214110
Dionex | UltiMate 3000 | Altmann | AAL214111 | Tungsten (VIS) lamp for Dionex UltiMate 3000 | AAL214111
Spectronic-Thermo-Unicam | UV 6000LP | Altmann | AAL214141 | Tungsten (VIS) lamp for Thermo Quest UV 6000LP | AAL214141
Beckman | DU500 series | Altmann | AAL214362 | Tungsten (VIS) lamp assembly for Beckman DU500-Series | AAL214362
Kontron | 430-432 | Altmann | AAL214431 | Tungsten (VIS) lamp Kontron 430/432 | AAL214431
Shimadzu | SPD 10A,SPD 10Avp, SPD 10AV | Altmann | AAL214619 | Tungsten (VIS) lamp assembly for Shimadzu SPD-10A,SPD-10Avp, SPD-10AV | AAL214619
Perkin-Elmer | Lambda-Series, EZ 150, EZ 201, EZ 210 | Altmann | AAL214711 | Tungsten (VIS) lamp PerkinElmer Lambda | AAL214711
Perkin-Elmer | 550SE | Altmann | AAL214731 | Tungsten (VIS) lamp PerkinElmer 550SE | AAL214731
Zeiss | PM2 | Altmann | AAL214741 | Tungsten (VIS) lamp Zeiss PM2 (DLC) | AAL214741
Pye-Unicam | Helios, UV-1, AquaMate | Altmann | AAL214762 | Tungsten (VIS) lamp Pye Unicam Helios, UV-1, AquaMate | AAL214762
Pye-Unicam | 5625, 5675, 8600, 8625, 8675, 8700, 8800 Series | Altmann | AAL214763 | Vis-Lamp in holder for Unicam 5625, 5675, 8600, 8625, 8675, 8700, 8800 Series | AAL214763
ERC | 7510, 7511 | Altmann | AAL214816 | Tungsten (VIS) lamp ERC 7510, 7511 | AAL214816
Agilent | 1100 DAD, 1200, 8453A | Altmann | AAL214886 | Tungsten Lamp for diode array detector and spectrophotometer | AAL214886
Linear | 200, UV1000, UV2000 | Altmann | AAL215201 | Tungsten (VIS) lamp for Linear/TSP Model 200, UV1000, UV2000 (no mounting bracket) | AAL215201
Shimadzu | RF 535 | Altmann | AAL280022 | Xenonlamp 150 Watt for Shimadzu RF-535, | AAL280022
Camag | TLCScanner III | Altmann | AAL312006 | DURANIUM L2 Deuterium (D2) lamp Camag TLC Scanner 3 | AAL312006
Bischoff | DAD-3L | Altmann | AAL312007 | DURANIUM L2 Deuterium (D2) lamp for Bischoff DAD-3L | AAL312007
Applied Biosystems | ABI, Kratos, PE Series 200 | Altmann | AAL312027 | DURANIUM L2 Deuterium (D2) lamp for ABI, Kratos, Perkin-Elmer 200 | AAL312027
BioRad | Remedi | Altmann | AAL312057 | Deuterium (D2) lamp Bio-Red Remedi | AAL312057
Beckman | 168 | Altmann | AAL312106 | DURANIUM L2 Deuterium (D2) lamp for Beckman 168 | AAL312106
Dionex | CES I, VDM 2 | Altmann | AAL312108 | DURANIUM L2 Deuterium (D2) lamp for Dionex CES I, VDM-2 | AAL312108
Dionex | UltiMate 3000 VWD, 3400RS | Altmann | AAL312111 | DURANIUM L2 Deuterium (D2) lamp for Dionex UltiMate 3000 VWD, 3400RS | AAL312111
Dionex | PDA 100, UltiMate 3000 PDA | Altmann | AAL312112 | Deuterium (D2) lamp for Dionex PDA-100, UltiMate 3000 PDA | AAL312112
Varian | ProStar 325 | Altmann | AAL312118 | DURANIUM L2 Deuterium (D2) lamp for ProStar 325 | AAL312118
Varian | Vista | Altmann | AAL312119 | DURANIUM L2 Deuterium (D2) lamp for Varian Vista | AAL312119
Varian | ProStar 330 | Altmann | AAL312120 | DURANIUM L2 Deuterium (D2) lamp for ProStar 330 PDA | AAL312120
LKB | 2151 | Altmann | AAL312121 | DURANIUM L2 Deuterium (D2) lamp Knauer,LKB-Pharmacia | AAL312121
Hach | DR 4000U | Altmann | AAL312138 | DURANIUM L2 Deuterium (D2) lamp Photometer Hach DR/4000 U | AAL312138
Spectronic-Thermo-Unicam |  | Altmann | AAL312141 | DURANIUM L2 Deuterium (D2) lamp ThermoQuest UV6000LP | AAL312141
Perkin-Elmer | AAS 3100,3300 | Altmann | AAL312145 | DURANIUM L2 Deuterium (D2) lamp for PE AAS 3100,3300 | AAL312145
Sykam | S3210, S3240 | Altmann | AAL312146 | DURANIUM -lamp for Sykam S3210 / S3240 | AAL312146
Waters | 486 | Altmann | AAL312149 | DURANIUM L2 Deuterium (D2) lamp Waters 486 | AAL312149
Gynkotek | UVD | Altmann | AAL312205 | DURANIUM L2 Deuterium (D2) lamp Gynkotek UVD | AAL312205
Beckman | 166 | Altmann | AAL312206 | DURANIUM L2 Deuterium (D2) lamp for Beckman 166 | AAL312206
Beckman | P/ACE 2000 | Altmann | AAL312308 | DURANIUM L2 Deuterium (D2) lamp Beckman P/ACE 2000 | AAL312308
Kontron | 332, 430, 432 | Altmann | AAL312313 | DURANIUM L2 Deuterium (D2) lamp Kontron 332,430,432 | AAL312313
Kontron | 54x DAD | Altmann | AAL312315 | DURANIUM L2 Deuterium (D2) lamp for Kontron 54x DAD | AAL312315
Waters | 996 | Altmann | AAL312334 | DURANIUM L2 Deuterium (D2) lamp for Waters 996 | AAL312334
Waters | 2487 | Altmann | AAL312335 | DURANIUM L2 Deuterium (D2) lamp for Waters 2487 | AAL312335
Waters | 2489, 2998 | Altmann | AAL312336 | DURANIUM L2D2-Lamp for Waters 2489, 2998 | AAL312336
Waters | ACQUITY, ACQUITY eLambda PDA, ACQUITY UPLC PDA, ACQUITY UPLC TUV | Altmann | AAL312336-PLUS | Deuterium (D2) lamp, PDA/TUV w/Intelligent Chip (2000 hr) | 201000273
Waters | ACQUITY, ACQUITY UPC2 PDA, ACQUITY UPLC PDA, ACQUITY UPLC TUV | Altmann | AAL312337-PLUS | Deuterium (D2) lamp, High Brightness w/Intelligent Chip | 700005269
Shimadzu |  | Altmann | AAL312601 | DURANIUM L2 Deuterium (D2) lamp Shimadzu UV | AAL312601
Shimadzu | SPD 10A | Altmann | AAL312619 | DURANIUM L2 Deuterium (D2) lamp for Shimadzu SPD-10A | AAL312619
Shimadzu | LC 2010 | Altmann | AAL312620 | DURANIUM L2 Deuterium (D2) lamp for Shimadzu LC-2010 | AAL312620
Shimadzu | SPD 2A, 6A | Altmann | AAL312621 | DURANIUM L2 Deuterium (D2) lamp Shimadzu SPD 2A, 6A | AAL312621
Knauer | PDA 2800, PDA 2850, K-2800 | Altmann | AAL312714 | Deuterium (D2) lamp for Knauer PDA 2800, PDA 2850, K-2800 | AAL312714
Jasco | 870, 875, 975(A) | Altmann | AAL312726 | DURANIUM L2 Deuterium (D2) lamp Jasco 870,875,975(A) | AAL312726
Jasco | 970, 975(B+C) | Altmann | AAL312727 | DURANIUM L2 Deuterium (D2) lamp Jasco 970,975 (B+C) | AAL312727
Jasco | 7800, 7850, V500 | Altmann | AAL312728 | DURANIUM L2 Deuterium (D2) lamp Jasco 7800,7850,V500 | AAL312728
Perkin-Elmer | SOMA | Altmann | AAL312741 | DURANIUM L2 Deuterium (D2) lamp for SOMA | AAL312741
Agilent | 8453 | Altmann | AAL312854 | DURANIUM L2 Deuterium (D2) lamp for HP/Agilent 8453 | AAL312854
Agilent | 1040, 1050 DAD, 1090 | Altmann | AAL312884 | DURANIUM L2 Deuterium (D2) lamp for HP/Agilent 1040/1050 DAD,1090 | AAL312884
Agilent | 1100, 1200 DAD/MWD | Altmann | AAL312886 | Deuterium (D2) lampe for HP/Agilent 1100/1200 DAD/MWD, longlife-A | AAL312886
Agilent | 1100/1200 DAD/MWD | Altmann | AAL312886-PLUS | DURANIUM-Plus lamp for Agilent 1100/1200 DAD/MWD | AAL312886-PLUS
Agilent | 1100, 1200 VWD | Altmann | AAL312887 | DURANIUM L2 Deuterium (D2) lamp for HP/Agilent 1100/1200 VWD | AAL312887
Agilent | 1100 CE | Altmann | AAL312888 | DURANIUM L2 Deuterium (D2) lamp for HP/Agilent 1100 CE | AAL312888
Agilent | 1290, 1260 | Altmann | AAL312889 | DURANIUM L2Deuterium (D2) lamp (8-polig) wo/ RFID-Chip for Agilent 1290 Infinity DAD (G4212A) and 1260 Infinity DAD (G4212B) | AAL312889
Misc | UXL-150S | Altmann | AAL371132-UXL | Xenon lamp 150 Watt (UXL-150S) | AAL371132-UXL
Agilent |  | Altmann | G1314-60100ASP | VWD UV Lamp, Non-Shine thru | G1314-60100ASP
Agilent | 8452A | Heraeus | HN45000030 | Deuterium Lamp (D2) for Hewlett Packard HP 8452A, Agilent: 8452A | HN45000030
Perkin-Elmer | 200 DAD Phase 1/2/LC | Heraeus | HN45002219 | Deuterium Lamp (D2) DS 272 TJ for PerkinElmer Series 200 DAD Phase 1/2/LC | HN45002219
Secomam | STAC | Heraeus | HN45006242 | Deuterium Lamp (D2) for Secomam STAC | 45006242
Misc | DTM 6/10, DTM 6/11 | Heraeus | HN45006253 | FiberLight replacement lamp DTL 6/10, Deuterium, for DTM 6/10, DTM 6/11 | 45006253
Misc | DTM 6/50 | Heraeus | HN45006266 | FiberLight replacement lamp DTL 6/50, Deuterium, for DTM 6/50 | 45006266
Misc | DTM 6/50 | Heraeus | HN45006281 | FiberLight Module DTM 6/50, Deuterium | 45006281
Analytik Jena | m500, s10_uv_vis, s5_uv_vis, specord_200, specord_200_plus, specord_200_plus_dissolution, specord_205, specord_210, specord_210_plus, specord_210_plus_dissolution, specord_250, specord_250_plus, specord_40, specord_50, specord_50_plus, specord_s_100, specord_s_300, specord_s_600, spekol_1200 | Heraeus | HN56070646 | Deuterium Lamp (D2) for Analytik Jena | HN56070646
Misc |  | Heraeus | HN80000252 | Deuterium Lamp Power Supply (OEM), pre-heating 2,0/ 0 V, 24 VDC | 80000252
Misc |  | Heraeus | HN80000253 | 24 VDC Deuterium Lamp Power Supply (OEM), pre-heating 2,5/ 0 V | 80000253
Misc |  | Heraeus | HN80000254 | Deuterium Lamp Power Supply (OEM), pre-heating 12/ 3 V, 24 VDC | 80000254
Misc |  | Heraeus | HN80000267 | Deuterium lamp Power Supply (OEM), pre-heating 2,5/ 0 V, 85-264 VAC | 80000267
Misc | DTM 6/10S | Heraeus | HN80000755 | FiberLight Module DTM 6/10S, Deuterium | 80000755
Misc | DTM 6/10S, 6/11S | Heraeus | HN80000756 | FiberLight replacement lamp DTL 6/10S, Deuterium, for DTM 6/10S, DTM 6/11S | 80000756
Misc | DTM 6/50S | Heraeus | HN80001017 | FiberLight Module DTM 6/50S, Deuterium | 80001017
Misc | DTM 6/50S | Heraeus | HN80001018 | FiberLight replacement lamp DTL 6/50S, Deuterium, for DTM 6/50S | 80001018
Misc | DTM 6/11 | Heraeus | HN80003030 | FiberLight Module DTM 6/11, Deuterium | 80003030
Shimadzu | spd_10, spd_10a, spd_10as, spd_10av, spd_10avp, spd_10avvp, spd_20a, spd_20av, spd_m10avp, spd_m20a | Heraeus | HN80003115 | Deuterium Lamp (D2) DX 250/05 J for Shimadzu SPD… | HN80003115
Varian | 9050, prostar_310, uv_100, uv_200, uv_50, vista_5000, vista_5500 | Heraeus | HN80003865 | Deuterium Lamp (D2) XD 3445-02 TJ for Varian | HN80003865
Shimadzu | spd_m10a, spd_m10av | Heraeus | HN80004249 | Deuterium Lamp (D2) DX 243/05 J for Shimadzu SPD-M10x | HN80004249
Knauer | 540__dad_uv_vis, 540_dad_uv_vis, 545v_dad_uv_vis, celeno_dad, dad_k_2800, smartline_pda_detector_2800, smartline_pda_detector_2850 | Heraeus | HN80004738 | Deuterium Lamp (D2) DX 241/05 TJ for Knauer, Kontron and Spectro BioNova | HN80004738
Kontron | 335, 430a, 535, 535_dad, 535_vwd | Heraeus | HN80005899 | Deuterium Lamp (D2) DX 222/05 TJ for Kontron | HN80005899
Waters | 2996_pda, 996_dad, acquity_2996_pda_detector | Heraeus | HN80006575 | Deuterium Lamp (D2) DX 247/05 TJ for Waters 2996/996 | HN80006575
Kontron | 332, 430, 432, 433, uvikon_430, uvikon_432 | Heraeus | HN80006939 | Deuterium Lamp (D2) DS 222/05 TJ for Kontron | HN80006939
Misc | DTM 6/10 | Heraeus | HN80007444 | FiberLight Module DTM 6/10, Deuterium | 80007444
Dionex | uvd_160, uvd_170, uvd_170s, uvd_170u, uvd_320, uvd_340, uvd_340s, uvd_340u | Heraeus | HN80007875 | Deuterium Lamp (D2) DX 201 RJ for Dionex UVD, Gynkotek UVD | HN80007875
Misc | DTM 6/15 | Heraeus | HN80010770 | FiberLight Module DTM 6/15, Deuterium | 80010770
Misc | DTM 6/15 | Heraeus | HN80010771 | FiberLight replacement lamp DTL 6/15, Deuterium, for DTM 6/15 | 80010771
Misc | DTM 6/17 | Heraeus | HN80012065 | FiberLight Module DTM 6/17, Deuterium | 80012065
Thermawave | Series 3, Series 5 | Heraeus | HN80013702 | Deuterium Lamp (D2) for Thermawave Series 3/5 | HN80013702
Desaga |  | Heraeus | HN80013786 | Deuterium Lamp (D2) R34 for Desaga/ Biostep | HN80013786
Misc | Hollow cathode lamp | Heraeus | HN80013894 | hollow cathode lamp 1-element Aluminium Al 37mm Unicam / Thermo Coded | HN80013894
Misc | Hollow cathode lamp | Heraeus | HN80013896 | hollow cathode lamp 1-element Aluminium Al 50mm Standard | HN80013896
Misc | Hollow cathode lamp | Heraeus | HN80013899 | hollow cathode lamp 1-element Antimony Sb 37mm Varian / Agilent Coded | HN80013899
Misc | Hollow cathode lamp | Heraeus | HN80013922 | hollow cathode lamp 1-element Antimony Sb 50mm Standard | HN80013922
Misc | Hollow cathode lamp | Heraeus | HN80013924 | hollow cathode lamp 1-element Arsenic As 37mm Standard | HN80013924
Misc | Hollow cathode lamp | Heraeus | HN80013925 | hollow cathode lamp 1-element Arsenic As 37mm Varian / Agilent Coded | HN80013925
Misc | Hollow cathode lamp | Heraeus | HN80013928 | hollow cathode lamp 1-element Arsenic As 50mm Standard | HN80013928
Misc | Hollow cathode lamp | Heraeus | HN80013931 | hollow cathode lamp 1-element Barium Ba 37mm Varian / Agilent Coded | HN80013931
Misc | Hollow cathode lamp | Heraeus | HN80013934 | hollow cathode lamp 1-element Barium Ba 50mm Standard | HN80013934
Misc | Hollow cathode lamp | Heraeus | HN80013937 | hollow cathode lamp 1-element Beryllium Be 37mm Varian / Agilent Coded | HN80013937
Misc | Hollow cathode lamp | Heraeus | HN80013940 | hollow cathode lamp 1-element Beryllium Be 50mm Standard | HN80013940
Misc | Hollow cathode lamp | Heraeus | HN80013943 | hollow cathode lamp 1-element Bismut Bi 37mm Varian / Agilent Coded | HN80013943
Misc | Hollow cathode lamp | Heraeus | HN80013944 | hollow cathode lamp 1-element Bismut Bi 37mm Unicam / Thermo Coded | HN80013944
Misc | Hollow cathode lamp | Heraeus | HN80013946 | hollow cathode lamp 1-element Bismut Bi 50mm Standard | HN80013946
Misc | Hollow cathode lamp | Heraeus | HN80013949 | hollow cathode lamp 1-element Boron B 37mm Varian / Agilent Coded | HN80013949
Misc | Hollow cathode lamp | Heraeus | HN80013956 | hollow cathode lamp 1-element Gold Au 37mm Varian / Agilent Coded | HN80013956
Misc | Hollow cathode lamp | Heraeus | HN80013959 | hollow cathode lamp 1-element Gold Au 50mm Standard | HN80013959
Misc | Hollow cathode lamp | Heraeus | HN80013960 | hollow cathode lamp 1-element Boron B 37mm Unicam / Thermo Coded | HN80013960
Misc | Hollow cathode lamp | Heraeus | HN80013962 | hollow cathode lamp 1-element Boron B 50mm Standard | HN80013962
Misc | Hollow cathode lamp | Heraeus | HN80013968 | hollow cathode lamp 1-element Cadmium Cd 50mm Standard | HN80013968
Misc | Hollow cathode lamp | Heraeus | HN80013971 | hollow cathode lamp 1-element Caesium Cs 37mm Varian / Agilent Coded | HN80013971
Misc | Hollow cathode lamp | Heraeus | HN80013972 | hollow cathode lamp 1-element Caesium Cs 37mm Unicam / Thermo Coded | HN80013972
Misc | Hollow cathode lamp | Heraeus | HN80013974 | hollow cathode lamp 1-element Caesium Cs 50mm Standard | HN80013974
Misc | Hollow cathode lamp | Heraeus | HN80013977 | hollow cathode lamp 1-element Calcium Ca 37mm Varian / Agilent Coded | HN80013977
Misc | Hollow cathode lamp | Heraeus | HN80013980 | hollow cathode lamp 1-element Calcium Ca 50mm Standard | HN80013980
Misc | Hollow cathode lamp | Heraeus | HN80013987 | hollow cathode lamp 1-element Chromium Cr 37mm Varian / Agilent Coded | HN80013987
Misc | Hollow cathode lamp | Heraeus | HN80013990 | hollow cathode lamp 1-element Chromium Cr 50mm Standard | HN80013990
Misc | Hollow cathode lamp | Heraeus | HN80013993 | hollow cathode lamp 1-element Cobalt Co 37mm Varian / Agilent Coded | HN80013993
Misc | Hollow cathode lamp | Heraeus | HN80013996 | hollow cathode lamp 1-element Cobalt Co 50mm Standard | HN80013996
Misc | Hollow cathode lamp | Heraeus | HN80014003 | hollow cathode lamp 1-element Copper Cu 50mm Standard | HN80014003
Misc | Hollow cathode lamp | Heraeus | HN80014005 | hollow cathode lamp 1-element Dysprosium Dy 37mm Standard | HN80014005
Misc | Hollow cathode lamp | Heraeus | HN80014006 | hollow cathode lamp 1-element Dysprosium Dy 37mm Varian / Agilent Coded | HN80014006
Misc | Hollow cathode lamp | Heraeus | HN80014007 | hollow cathode lamp 1-element Dysprosium Dy 37mm Unicam / Thermo Coded | HN80014007
Misc | Hollow cathode lamp | Heraeus | HN80014008 | hollow cathode lamp 1-element Dysprosium Dy 50mm Standard | HN80014008
Misc | Hollow cathode lamp | Heraeus | HN80014011 | hollow cathode lamp 1-element Erbium Er 37mm Standard | HN80014011
Misc | Hollow cathode lamp | Heraeus | HN80014012 | hollow cathode lamp 1-element Erbium Er 37mm Varian / Agilent Coded | HN80014012
Misc | Hollow cathode lamp | Heraeus | HN80014013 | hollow cathode lamp 1-element Erbium Er 37mm Unicam / Thermo Coded | HN80014013
Misc | Hollow cathode lamp | Heraeus | HN80014014 | hollow cathode lamp 1-element Erbium Er 50mm Standard | HN80014014
Misc | Hollow cathode lamp | Heraeus | HN80014016 | hollow cathode lamp 1-element Europium Eu 37mm Standard | HN80014016
Misc | Hollow cathode lamp | Heraeus | HN80014017 | hollow cathode lamp 1-element Europium Eu 37mm Varian / Agilent Coded | HN80014017
Misc | Hollow cathode lamp | Heraeus | HN80014018 | hollow cathode lamp 1-element Europium Eu 37mm Unicam / Thermo Coded | HN80014018
Misc | Hollow cathode lamp | Heraeus | HN80014019 | hollow cathode lamp 1-element Europium Eu 50mm Standard | HN80014019
Misc | Hollow cathode lamp | Heraeus | HN80014021 | hollow cathode lamp 1-element Gadolinium Gd 37mm Standard | HN80014021
Misc | Hollow cathode lamp | Heraeus | HN80014022 | hollow cathode lamp 1-element Gadolinium Gd 37mm Varian / Agilent Coded | HN80014022
Misc | Hollow cathode lamp | Heraeus | HN80014023 | hollow cathode lamp 1-element Gadolinium Gd 37mm Unicam / Thermo Coded | HN80014023
Misc | Hollow cathode lamp | Heraeus | HN80014024 | hollow cathode lamp 1-element Gadolinium Gd 50mm Standard | HN80014024
Misc | Hollow cathode lamp | Heraeus | HN80014026 | hollow cathode lamp 1-element Gallium Ga 37mm Standard | HN80014026
Misc | Hollow cathode lamp | Heraeus | HN80014027 | hollow cathode lamp 1-element Gallium Ga 37mm Varian / Agilent Coded | HN80014027
Misc | Hollow cathode lamp | Heraeus | HN80014028 | hollow cathode lamp 1-element Gallium Ga 37mm Unicam / Thermo Coded | HN80014028
Misc | Hollow cathode lamp | Heraeus | HN80014030 | hollow cathode lamp 1-element Gallium Ga 50mm Standard | HN80014030
Misc | Hollow cathode lamp | Heraeus | HN80014032 | hollow cathode lamp 1-element Germanium Ge 37mm Standard | HN80014032
Misc | Hollow cathode lamp | Heraeus | HN80014033 | hollow cathode lamp 1-element Germanium Ge 37mm Varian / Agilent Coded | HN80014033
Misc | Hollow cathode lamp | Heraeus | HN80014034 | hollow cathode lamp 1-element Germanium Ge 37mm Unicam / Thermo Coded | HN80014034
Misc | Hollow cathode lamp | Heraeus | HN80014036 | hollow cathode lamp 1-element Germanium Ge 50mm Standard | HN80014036
Misc | Hollow cathode lamp | Heraeus | HN80014042 | hollow cathode lamp 1-element Hafnium Hf 37mm Varian / Agilent Coded | HN80014042
Misc | Hollow cathode lamp | Heraeus | HN80014047 | hollow cathode lamp 1-element Holmium Ho 37mm Varian / Agilent Coded | HN80014047
Misc | Hollow cathode lamp | Heraeus | HN80014048 | hollow cathode lamp 1-element Holmium Ho 37mm Unicam / Thermo Coded | HN80014048
Misc | Hollow cathode lamp | Heraeus | HN80014049 | hollow cathode lamp 1-element Holmium Ho 50mm Standard | HN80014049
Misc | Hollow cathode lamp | Heraeus | HN80014051 | hollow cathode lamp 1-element Indium In 37mm Standard | HN80014051
Misc | Hollow cathode lamp | Heraeus | HN80014057 | hollow cathode lamp 1-element Iridium Ir 37mm Varian / Agilent Coded | HN80014057
Misc | Hollow cathode lamp | Heraeus | HN80014064 | hollow cathode lamp 1-element Iron Fe 37mm Varian / Agilent Coded | HN80014064
Misc | Hollow cathode lamp | Heraeus | HN80014077 | hollow cathode lamp 1-element Tungsten W 50mm Standard | HN80014077
Misc | Hollow cathode lamp | Heraeus | HN80014082 | hollow cathode lamp 1-element Lanthan La 37mm Unicam / Thermo Coded | HN80014082
Misc | Hollow cathode lamp | Heraeus | HN80014091 | hollow cathode lamp 1-element Lead Pb 50mm Standard | HN80014091
Misc | Hollow cathode lamp | Heraeus | HN80014093 | hollow cathode lamp 1-element Lithium Li 37mm Standard | HN80014093
Misc | Hollow cathode lamp | Heraeus | HN80014094 | hollow cathode lamp 1-element Lithium Li 37mm Varian / Agilent Coded | HN80014094
Misc | Hollow cathode lamp | Heraeus | HN80014103 | hollow cathode lamp 1-element Lutetium Lu 37mm Varian / Agilent Coded | HN80014103
Misc | Hollow cathode lamp | Heraeus | HN80014110 | hollow cathode lamp 1-element Magnesium Mg 50mm Standard | HN80014110
Misc | Hollow cathode lamp | Heraeus | HN80014116 | hollow cathode lamp 1-element Manganese Mn 50mm Standard | HN80014116
Misc | Hollow cathode lamp | Heraeus | HN80014120 | hollow cathode lamp 1-element Mercury Hg 37mm Unicam / Thermo Coded | HN80014120
Misc | Hollow cathode lamp | Heraeus | HN80014127 | hollow cathode lamp 1-element Molybdenum Mo 50mm Standard | HN80014127
Misc | Hollow cathode lamp | Heraeus | HN80014140 | hollow cathode lamp 1-element Niob Nb 37mm Standard | HN80014140
Misc | Hollow cathode lamp | Heraeus | HN80014156 | hollow cathode lamp 1-element Palladium Pd 50mm Standard | HN80014156
Misc | Hollow cathode lamp | Heraeus | HN80014159 | hollow cathode lamp 1-element Phosphorous P 37mm Varian / Agilent Coded | HN80014159
Misc | Hollow cathode lamp | Heraeus | HN80014162 | hollow cathode lamp 1-element Phosphorous P 50mm Standard | HN80014162
Misc | Hollow cathode lamp | Heraeus | HN80014166 | hollow cathode lamp 1-element Platinum Pt 37mm Varian / Agilent Coded | HN80014166
Misc | Hollow cathode lamp | Heraeus | HN80014169 | hollow cathode lamp 1-element Platinum Pt 50mm Standard | HN80014169
Misc | Hollow cathode lamp | Heraeus | HN80014172 | hollow cathode lamp 1-element Potassium K 37mm Varian / Agilent Coded | HN80014172
Misc | Hollow cathode lamp | Heraeus | HN80014175 | hollow cathode lamp 1-element Potassium K 50mm Standard | HN80014175
Misc | Hollow cathode lamp | Heraeus | HN80014189 | hollow cathode lamp 1-element Rhodium Rh 37mm Varian / Agilent Coded | HN80014189
Misc | Hollow cathode lamp | Heraeus | HN80014194 | hollow cathode lamp 1-element Rubidium ** Rb 37mm Standard | HN80014194
Misc | Hollow cathode lamp | Heraeus | HN80014200 | hollow cathode lamp 1-element Ruthenium Ru 37mm Varian / Agilent Coded | HN80014200
Misc | Hollow cathode lamp | Heraeus | HN80014201 | hollow cathode lamp 1-element Ruthenium Ru 37mm Unicam / Thermo Coded | HN80014201
Misc | Hollow cathode lamp | Heraeus | HN80014202 | hollow cathode lamp 1-element Ruthenium Ru 50mm Standard | HN80014202
Misc | Hollow cathode lamp | Heraeus | HN80014204 | hollow cathode lamp 1-element Samarium Sm 37mm Standard | HN80014204
Misc | Hollow cathode lamp | Heraeus | HN80014205 | hollow cathode lamp 1-element Samarium Sm 37mm Varian / Agilent Coded | HN80014205
Misc | Hollow cathode lamp | Heraeus | HN80014206 | hollow cathode lamp 1-element Samarium Sm 37mm Unicam / Thermo Coded | HN80014206
Misc | Hollow cathode lamp | Heraeus | HN80014207 | hollow cathode lamp 1-element Samarium Sm 50mm Standard | HN80014207
Misc | Hollow cathode lamp | Heraeus | HN80014209 | hollow cathode lamp 1-element Scandium Sc 37mm Standard | HN80014209
Misc | Hollow cathode lamp | Heraeus | HN80014210 | hollow cathode lamp 1-element Scandium Sc 37mm Varian / Agilent Coded | HN80014210
Misc | Hollow cathode lamp | Heraeus | HN80014211 | hollow cathode lamp 1-element Scandium Sc 37mm Unicam / Thermo Coded | HN80014211
Misc | Hollow cathode lamp | Heraeus | HN80014212 | hollow cathode lamp 1-element Scandium Sc 50mm Standard | HN80014212
Misc | Hollow cathode lamp | Heraeus | HN80014215 | hollow cathode lamp 1-element Selen Se 37mm Varian / Agilent Coded | HN80014215
Misc | Hollow cathode lamp | Heraeus | HN80014218 | hollow cathode lamp 1-element Selen Se 50mm Standard | HN80014218
Misc | Hollow cathode lamp | Heraeus | HN80014221 | hollow cathode lamp 1-element Silicon Si 37mm Varian / Agilent Coded | HN80014221
Misc | Hollow cathode lamp | Heraeus | HN80014222 | hollow cathode lamp 1-element Silicon Si 37mm Unicam / Thermo Coded | HN80014222
Misc | Hollow cathode lamp | Heraeus | HN80014224 | hollow cathode lamp 1-element Silicon Si 50mm Standard | HN80014224
Misc | Hollow cathode lamp | Heraeus | HN80014236 | hollow cathode lamp 1-element Sodium Na 50mm Standard | HN80014236
Misc | Hollow cathode lamp | Heraeus | HN80014239 | hollow cathode lamp 1-element Strontium Sr 37mm Varian / Agilent Coded | HN80014239
Misc | Hollow cathode lamp | Heraeus | HN80014242 | hollow cathode lamp 1-element Strontium Sr 50mm Standard | HN80014242
Misc | Hollow cathode lamp | Heraeus | HN80014244 | hollow cathode lamp 1-element Tantalum Ta 37mm Standard | HN80014244
Misc | Hollow cathode lamp | Heraeus | HN80014245 | hollow cathode lamp 1-element Tantalum Ta 37mm Varian / Agilent Coded | HN80014245
Misc | Hollow cathode lamp | Heraeus | HN80014247 | hollow cathode lamp 1-element Tantalum Ta 50mm Standard | HN80014247
Misc | Hollow cathode lamp | Heraeus | HN80014249 | hollow cathode lamp 1-element Tellurium Te 37mm Standard | HN80014249
Misc | Hollow cathode lamp | Heraeus | HN80014250 | hollow cathode lamp 1-element Tellurium Te 37mm Varian / Agilent Coded | HN80014250
Misc | Hollow cathode lamp | Heraeus | HN80014251 | hollow cathode lamp 1-element Tellurium Te 37mm Unicam / Thermo Coded | HN80014251
Misc | Hollow cathode lamp | Heraeus | HN80014253 | hollow cathode lamp 1-element Tellurium Te 50mm Standard | HN80014253
Misc | Hollow cathode lamp | Heraeus | HN80014256 | hollow cathode lamp 1-element Terbium Tb 37mm Varian / Agilent Coded | HN80014256
Misc | Hollow cathode lamp | Heraeus | HN80014257 | hollow cathode lamp 1-element Terbium Tb 37mm Unicam / Thermo Coded | HN80014257
Misc | Hollow cathode lamp | Heraeus | HN80014258 | hollow cathode lamp 1-element Terbium Tb 50mm Standard | HN80014258
Misc | Hollow cathode lamp | Heraeus | HN80014270 | hollow cathode lamp 1-element Thulium Tm 37mm Varian / Agilent Coded | HN80014270
Misc | Hollow cathode lamp | Heraeus | HN80014271 | hollow cathode lamp 1-element Thulium Tm 37mm Unicam / Thermo Coded | HN80014271
Misc | Hollow cathode lamp | Heraeus | HN80014272 | hollow cathode lamp 1-element Thulium Tm 50mm Standard | HN80014272
Misc | Hollow cathode lamp | Heraeus | HN80014275 | hollow cathode lamp 1-element Tin Sn 37mm Varian / Agilent Coded | HN80014275
Misc | Hollow cathode lamp | Heraeus | HN80014284 | hollow cathode lamp 1-element Titan Ti 50mm Standard | HN80014284
Misc | Hollow cathode lamp | Heraeus | HN80014304 | hollow cathode lamp 1-element Vanadium V 37mm Standard | HN80014304
Misc | Hollow cathode lamp | Heraeus | HN80014309 | hollow cathode lamp 1-element Vanadium V 50mm Standard | HN80014309
Misc | Hollow cathode lamp | Heraeus | HN80014312 | hollow cathode lamp 1-element Ytterbium Yb 37mm Varian / Agilent Coded | HN80014312
Misc | Hollow cathode lamp | Heraeus | HN80014313 | hollow cathode lamp 1-element Ytterbium Yb 37mm Unicam / Thermo Coded | HN80014313
Misc | Hollow cathode lamp | Heraeus | HN80014314 | hollow cathode lamp 1-element Ytterbium Yb 50mm Standard | HN80014314
Misc | Hollow cathode lamp | Heraeus | HN80014320 | hollow cathode lamp 1-element Yttrium Y 37mm Standard | HN80014320
Misc | Hollow cathode lamp | Heraeus | HN80014321 | hollow cathode lamp 1-element Yttrium Y 37mm Varian / Agilent Coded | HN80014321
Misc | Hollow cathode lamp | Heraeus | HN80014322 | hollow cathode lamp 1-element Yttrium Y 37mm Unicam / Thermo Coded | HN80014322
Misc | Hollow cathode lamp | Heraeus | HN80014323 | hollow cathode lamp 1-element Yttrium Y 50mm Standard | HN80014323
Misc | Hollow cathode lamp | Heraeus | HN80014332 | hollow cathode lamp 1-element Zirkonium Zr 37mm Varian / Agilent Coded | HN80014332
Misc | Hollow cathode lamp | Heraeus | HN80014335 | hollow cathode lamp 1-element Zirkonium Zr 50mm Standard | HN80014335
Misc | Hollow cathode lamp | Heraeus | HN80014366 | hollow cathode lamp 1-element Antimony Sb 50mm PE coded AAnalyst (Lumina) | HN80014366
Misc | Hollow cathode lamp | Heraeus | HN80014412 | hollow cathode lamp 1-element Dysprosium Dy 50mm PE coded AAnalyst (Lumina) | HN80014412
Misc | Hollow cathode lamp | Heraeus | HN80014416 | hollow cathode lamp 1-element Erbium Er 50mm PE coded AAnalyst (Lumina) | HN80014416
Misc | Photoionisation Lamp | Heraeus | HN80014420 | Photoionisation Lamp, RF excited, 10.6 eV, Krypton, Ø 12,7 mm, L 53 mm | 80014420
Misc | Photoionisation Lamp | Heraeus | HN80014421 | RF Photoionisation (PID) Lamp Supply, for Ø 12,7 mm | 80014421
Misc | Hollow cathode lamp | Heraeus | HN80014422 | hollow cathode lamp 1-element Europium Eu 50mm PE coded AAnalyst (Lumina) | HN80014422
Misc | Hollow cathode lamp | Heraeus | HN80014426 | hollow cathode lamp 1-element Gadolinium Gd 50mm PE coded AAnalyst (Lumina) | HN80014426
Misc | Hollow cathode lamp | Heraeus | HN80014460 | hollow cathode lamp 1-element Gallium Ga 50mm PE coded AAnalyst (Lumina) | HN80014460
Misc | Hollow cathode lamp | Heraeus | HN80014464 | hollow cathode lamp 1-element Germanium Ge 50mm PE coded AAnalyst (Lumina) | HN80014464
Misc | Hollow cathode lamp | Heraeus | HN80014473 | hollow cathode lamp 1-element Holmium Ho 50mm PE coded AAnalyst (Lumina) | HN80014473
Misc | Hollow cathode lamp | Heraeus | HN80014484 | hollow cathode lamp 1-element Lanthan La 50mm Standard | HN80014484
Misc | Hollow cathode lamp | Heraeus | HN80014488 | hollow cathode lamp 1-element Lanthan La 50mm PE coded AAnalyst (Lumina) | HN80014488
Misc | Hollow cathode lamp | Heraeus | HN80014517 | hollow cathode lamp 1-element Molybdenum Mo 50mm PE coded AAnalyst (Lumina) | HN80014517
Misc | Hollow cathode lamp | Heraeus | HN80014520 | hollow cathode lamp 1-element Neodymium Nd 50mm PE coded AAnalyst (Lumina) | HN80014520
Misc | Hollow cathode lamp | Heraeus | HN80014521 | hollow cathode lamp 1-element Nickel Ni 50mm PE coded AAnalyst (Lumina) | HN80014521
Misc | Hollow cathode lamp | Heraeus | HN80014524 | hollow cathode lamp 1-element Niob Nb 50mm PE coded AAnalyst (Lumina) | HN80014524
Misc | Hollow cathode lamp | Heraeus | HN80014542 | hollow cathode lamp 1-element Phosphorous P 50mm PE coded AAnalyst (Lumina) | HN80014542
Misc | Hollow cathode lamp | Heraeus | HN80014548 | hollow cathode lamp 1-element Platinum Pt 50mm PE coded AAnalyst (Lumina) | HN80014548
Misc | Hollow cathode lamp | Heraeus | HN80014555 | hollow cathode lamp 1-element Praseodymium Pr 50mm PE coded AAnalyst (Lumina) | HN80014555
Misc | Hollow cathode lamp | Heraeus | HN80014564 | hollow cathode lamp 1-element Rhodium Rh 50mm PE coded AAnalyst (Lumina) | HN80014564
Misc | Hollow cathode lamp | Heraeus | HN80014570 | hollow cathode lamp 1-element Ruthenium Ru 50mm PE coded AAnalyst (Lumina) | HN80014570
Misc | Hollow cathode lamp | Heraeus | HN80014573 | hollow cathode lamp 1-element Samarium Sm 50mm PE coded AAnalyst (Lumina) | HN80014573
Misc | Hollow cathode lamp | Heraeus | HN80014576 | hollow cathode lamp 1-element Scandium Sc 50mm PE coded AAnalyst (Lumina) | HN80014576
Misc | Hollow cathode lamp | Heraeus | HN80014581 | hollow cathode lamp 1-element Silver Ag 50mm Standard | HN80014581
Misc | Hollow cathode lamp | Heraeus | HN80014588 | hollow cathode lamp 1-element Strontium Sr 50mm PE coded AAnalyst (Lumina) | HN80014588
Misc | Hollow cathode lamp | Heraeus | HN80014592 | hollow cathode lamp 1-element Tantalum Ta 50mm PE coded AAnalyst (Lumina) | HN80014592
Misc | Hollow cathode lamp | Heraeus | HN80014593 | hollow cathode lamp 1-element Tellurium Te 50mm PE coded AAnalyst (Lumina) | HN80014593
Misc | Hollow cathode lamp | Heraeus | HN80014596 | hollow cathode lamp 1-element Terbium Tb 50mm PE coded AAnalyst (Lumina) | HN80014596
Misc | Hollow cathode lamp | Heraeus | HN80014600 | hollow cathode lamp 1-element Titan Ti 50mm PE coded AAnalyst (Lumina) | HN80014600
Misc | Hollow cathode lamp | Heraeus | HN80014603 | hollow cathode lamp 1-element Thulium Tm 50mm PE coded AAnalyst (Lumina) | HN80014603
Misc | Hollow cathode lamp | Heraeus | HN80014609 | hollow cathode lamp 1-element Tungsten W 50mm PE coded AAnalyst (Lumina) | HN80014609
Misc | Hollow cathode lamp | Heraeus | HN80014616 | hollow cathode lamp 1-element Ytterbium Yb 50mm PE coded AAnalyst (Lumina) | HN80014616
Misc | Hollow cathode lamp | Heraeus | HN80014619 | hollow cathode lamp 1-element Yttrium Y 50mm PE coded AAnalyst (Lumina) | HN80014619
Misc | Hollow cathode lamp | Heraeus | HN80014624 | hollow cathode lamp 1-element Zirkonium Zr 50mm PE coded AAnalyst (Lumina) | HN80014624
Misc | Hollow cathode lamp | Heraeus | HN80014630 | Hollow Cathode Lamp 2-elements Aluminium + Silicium (Al+Si) 37mm Standard | HN80014630
Misc | Hollow cathode lamp | Heraeus | HN80014631 | Hollow Cathode Lamp 2-elements Aluminium + Silicium (Al+Si) 37mm Unicam / Thermo Coded | HN80014631
Misc | Hollow cathode lamp | Heraeus | HN80014632 | Hollow Cathode Lamp 2-elements Aluminium + Silicium (Al+Si) 50mm Standard | HN80014632
Misc | Hollow cathode lamp | Heraeus | HN80014660 | Hollow Cathode Lamp 2-elements Aluminium + Titan (Al+Ti) 37mm Standard | HN80014660
Misc | Hollow cathode lamp | Heraeus | HN80014664 | Hollow Cathode Lamp 2-elements Barium + Strontium (Ba+Sr) 37mm Unicam / Thermo Coded | HN80014664
Misc | Hollow cathode lamp | Heraeus | HN80014666 | Hollow Cathode Lamp 2-elements Cadmium + Zinc (Cd+Zn) 37mm Standard | HN80014666
Misc | Hollow cathode lamp | Heraeus | HN80014667 | Hollow Cathode Lamp 2-elements Cadmium + Zinc (Cd+Zn) 37mm Unicam / Thermo Coded | HN80014667
Misc | Hollow cathode lamp | Heraeus | HN80014668 | Hollow Cathode Lamp 2-elements Cadmium + Zinc (Cd+Zn) 50mm Standard | HN80014668
Misc | Hollow cathode lamp | Heraeus | HN80014673 | Hollow Cathode Lamp 2-elements Calcium + Magnesium (Ca+Mg) 37mm Unicam / Thermo Coded | HN80014673
Misc | Hollow cathode lamp | Heraeus | HN80014680 | Hollow Cathode Lamp 2-elements Calcium + Strontium (Ca+Sr) 37mm Standard | HN80014680
Misc | Hollow cathode lamp | Heraeus | HN80014683 | Hollow Cathode Lamp 2-elements Calcium + Zinc (Ca+Zn) 37mm Standard | HN80014683
Misc | Hollow cathode lamp | Heraeus | HN80014710 | Hollow Cathode Lamp 2-elements Chromium + Copper (Cr+Cu) 37mm Standard | HN80014710
Misc | Hollow cathode lamp | Heraeus | HN80014713 | Hollow Cathode Lamp 2-elements Chromium + Iron (Cr+Fe) 37mm Standard | HN80014713
Misc | Hollow cathode lamp | Heraeus | HN80014718 | Hollow Cathode Lamp 2-elements Chromium + Manganese (Cr+Mn) 50mm Standard | HN80014718
Misc | Hollow cathode lamp | Heraeus | HN80014719 | Hollow Cathode Lamp 2-elements Chromium + Molybdenum (Cr+Mo) 37mm Standard | HN80014719
Misc | Hollow cathode lamp | Heraeus | HN80014721 | Hollow Cathode Lamp 2-elements Chromium + Molybdenum (Cr+Mo) 50mm Standard | HN80014721
Misc | Hollow cathode lamp | Heraeus | HN80014725 | Hollow Cathode Lamp 2-elements Cobalt + Copper (Co+Cu) 37mm Standard | HN80014725
Misc | Hollow cathode lamp | Heraeus | HN80014728 | Hollow Cathode Lamp 2-elements Cobalt + Iron (Co+Fe) 37mm Standard | HN80014728
Misc | Hollow cathode lamp | Heraeus | HN80014729 | Hollow Cathode Lamp 2-elements Cobalt + Iron (Co+Fe) 37mm Unicam / Thermo Coded | HN80014729
Misc | Hollow cathode lamp | Heraeus | HN80014730 | Hollow Cathode Lamp 2-elements Cobalt + Iron (Co+Fe) 50mm Standard | HN80014730
Misc | Hollow cathode lamp | Heraeus | HN80014735 | Hollow Cathode Lamp 2-elements Cobalt + Molybdenum (Co+Mo) 37mm Unicam / Thermo Coded | HN80014735
Misc | Hollow cathode lamp | Heraeus | HN80014737 | Hollow Cathode Lamp 2-elements Cobalt + Nickel (Co+Ni) 37mm Standard | HN80014737
Misc | Hollow cathode lamp | Heraeus | HN80014738 | Hollow Cathode Lamp 2-elements Cobalt + Nickel (Co+Ni) 37mm Unicam / Thermo Coded | HN80014738
Misc | Hollow cathode lamp | Heraeus | HN80014742 | Hollow Cathode Lamp 2-elements Copper + Iron (Cu+Fe) 50mm Standard | HN80014742
Misc | Hollow cathode lamp | Heraeus | HN80014743 | Hollow Cathode Lamp 2-elements Copper + Manganese (Cu+Mn) 37mm Standard | HN80014743
Misc | Hollow cathode lamp | Heraeus | HN80014747 | Hollow Cathode Lamp 2-elements Copper + Molybdenum (Cu+Mo) 50mm Standard | HN80014747
Misc | Hollow cathode lamp | Heraeus | HN80014748 | Hollow Cathode Lamp 2-elements Copper + Nickel (Cu+Ni) 37mm Standard | HN80014748
Misc | Hollow cathode lamp | Heraeus | HN80014749 | Hollow Cathode Lamp 2-elements Copper + Nickel (Cu+Ni) 37mm Unicam / Thermo Coded | HN80014749
Misc | Hollow cathode lamp | Heraeus | HN80014751 | Hollow Cathode Lamp 2-elements Copper + Zinc (Cu+Zn) 37mm Standard | HN80014751
Misc | Hollow cathode lamp | Heraeus | HN80014752 | Hollow Cathode Lamp 2-elements Copper + Zinc (Cu+Zn) 37mm Varian / Agilent Coded | HN80014752
Misc | Hollow cathode lamp | Heraeus | HN80014753 | Hollow Cathode Lamp 2-elements Copper + Zinc (Cu+Zn) 37mm Unicam / Thermo Coded | HN80014753
Misc | Hollow cathode lamp | Heraeus | HN80014754 | Hollow Cathode Lamp 2-elements Copper + Zinc (Cu+Zn) 50mm Standard | HN80014754
Misc | Hollow cathode lamp | Heraeus | HN80014755 | Hollow Cathode Lamp 2-elements Gold + Copper (Au+Cu) 37mm Standard | HN80014755
Misc | Hollow cathode lamp | Heraeus | HN80014757 | Hollow Cathode Lamp 2-elements Gold + Copper (Au+Cu) 50mm Standard | HN80014757
Misc | Hollow cathode lamp | Heraeus | HN80014758 | Hollow Cathode Lamp 2-elements Gold + Nickel (Au+Ni) 37mm Standard | HN80014758
Misc | Hollow cathode lamp | Heraeus | HN80014761 | Hollow Cathode Lamp 2-elements Gold + Platinum (Au+Pt) 37mm Standard | HN80014761
Misc | Hollow cathode lamp | Heraeus | HN80014762 | Hollow Cathode Lamp 2-elements Gold + Platinum (Au+Pt) 37mm Unicam / Thermo Coded | HN80014762
Misc | Hollow cathode lamp | Heraeus | HN80014810 | Hollow Cathode Lamp 2-elements Gold + Silver (Au+Ag) 37mm Standard | HN80014810
Misc | Hollow cathode lamp | Heraeus | HN80014814 | Hollow Cathode Lamp 2-elements Iron + Manganese (Fe+Mn) 37mm Standard | HN80014814
Misc | Hollow cathode lamp | Heraeus | HN80014816 | Hollow Cathode Lamp 2-elements Iron + Manganese (Fe+Mn) 50mm Standard | HN80014816
Misc | Hollow cathode lamp | Heraeus | HN80014818 | Hollow Cathode Lamp 2-elements Iron + Molybdenum (Fe+Mo) 50mm Standard | HN80014818
Misc | Hollow cathode lamp | Heraeus | HN80014819 | Hollow Cathode Lamp 2-elements Iron + Nickel (Fe+Ni) 37mm Standard | HN80014819
Misc | Hollow cathode lamp | Heraeus | HN80014821 | Hollow Cathode Lamp 2-elements Iron + Nickel (Fe+Ni) 50mm Standard | HN80014821
Misc | Hollow cathode lamp | Heraeus | HN80014822 | Hollow Cathode Lamp 2-elements Iron + Zinc (Fe+Zn) 37mm Standard | HN80014822
Misc | Hollow cathode lamp | Heraeus | HN80014824 | Hollow Cathode Lamp 2-elements Iron + Zinc (Fe+Zn) 50mm Standard | HN80014824
Misc | Hollow cathode lamp | Heraeus | HN80014827 | Hollow Cathode Lamp 2-elements Magnesium + Silicium (Mg+Si) 50mm Standard | HN80014827
Misc | Hollow cathode lamp | Heraeus | HN80014829 | Hollow Cathode Lamp 2-elements Manganese + Molybdenum (Mn+Mo) 50mm Standard | HN80014829
Misc | Hollow cathode lamp | Heraeus | HN80014840 | Hollow Cathode Lamp 2-elements Manganese + Nickel (Mn+Ni) 37mm Standard | HN80014840
Misc | Hollow cathode lamp | Heraeus | HN80014842 | Hollow Cathode Lamp 2-elements Manganese + Nickel (Mn+Ni) 50mm Standard | HN80014842
Misc | Hollow cathode lamp | Heraeus | HN80014844 | Hollow Cathode Lamp 2-elements Manganese + Zinc (Mn+Zn) 37mm Standard | HN80014844
Misc | Hollow cathode lamp | Heraeus | HN80014847 | Hollow Cathode Lamp 2-elements Manganese + Zinc (Mn+Zn) 37mm Unicam / Thermo Coded | HN80014847
Misc | Hollow cathode lamp | Heraeus | HN80014848 | Hollow Cathode Lamp 2-elements Manganese + Zinc (Mn+Zn) 50mm Standard | HN80014848
Misc | Hollow cathode lamp | Heraeus | HN80014851 | Hollow Cathode Lamp 2-elements Platinum + Silver (Pt+Ag) 50mm Standard | HN80014851
Misc | Hollow cathode lamp | Heraeus | HN80014854 | Hollow Cathode Lamp 2-elements Silicium + Titan (Si+Ti) 50mm Standard | HN80014854
Misc | Hollow cathode lamp | Heraeus | HN80014857 | Hollow Cathode Lamp 2-elements Silver + Chomium (Ag+Cr) 50mm Standard | HN80014857
Misc | Hollow cathode lamp | Heraeus | HN80014861 | Hollow Cathode Lamp 2-elements Sodium + Potassium (Na+K) 37mm Standard | HN80014861
Misc | Hollow cathode lamp | Heraeus | HN80014862 | Hollow Cathode Lamp 2-elements Sodium + Potassium (Na+K) 37mm Unicam / Thermo Coded | HN80014862
Misc | Hollow cathode lamp | Heraeus | HN80014863 | Hollow Cathode Lamp 2-elements Sodium + Potassium (Na+K) 37mm Varian / Agilent Coded | HN80014863
Misc | Hollow cathode lamp | Heraeus | HN80014864 | Hollow Cathode Lamp 2-elements Sodium + Potassium (Na+K) 50mm Standard | HN80014864
Misc | Hollow cathode lamp | Heraeus | HN80014870 | Hollow Cathode Lamp 3-Elements Al+Si+Ti 37mm Unicam / Thermo Coded | HN80014870
Misc | Hollow cathode lamp | Heraeus | HN80014873 | Hollow Cathode Lamp 3-Elements Sb+As+Bi 50mm Standard | HN80014873
Misc | Hollow cathode lamp | Heraeus | HN80014876 | Hollow Cathode Lamp 3-Elements Ca+Ba+Sr 37mm Standard | HN80014876
Misc | Hollow cathode lamp | Heraeus | HN80014877 | Hollow Cathode Lamp 3-Elements Ca+Ba+Sr 37mm Unicam / Thermo Coded | HN80014877
Misc | Hollow cathode lamp | Heraeus | HN80014878 | Hollow Cathode Lamp 3-Elements Ca+Ba+Sr 50mm Standard | HN80014878
Misc | Hollow cathode lamp | Heraeus | HN80014879 | Hollow Cathode Lamp 3-Elements Ca+Mg+Si 37mm Standard | HN80014879
Misc | Hollow cathode lamp | Heraeus | HN80014880 | Hollow Cathode Lamp 3-Elements Ca+Mg+Si 37mm Unicam / Thermo Coded | HN80014880
Misc | Hollow cathode lamp | Heraeus | HN80014882 | Hollow Cathode Lamp 3-Elements Ca+Mg+Zn 37mm Standard | HN80014882
Spectronic-Thermo-Unicam | 2000_series, 3000_series, genesis_8, unicam_uv1_100 | Heraeus | HN80017347 | Tungsten (VIS) Lamp for Pharmacia 2000/3000 series, Spectronic Genesis 8, Unicam UV1-100 | HN80017347
Beckman | 166, du_6, du_600, du_70, du_800, novaspec_ii, novaspec_ii, spd_m10a, spd_m10av, spd_m10avp, spd_m20a, spd_m20av, uv_1200_series, uv_1201, uv_1700_series, uv_1800_series | Heraeus | HN80017353 | Tungsten (VIS) Lamp for Beckman, Pharmacia, Shimadzu | HN80017353
Perkin-Elmer | lambda_10, lambda_11, lambda_12, lambda_14, lambda_15, lambda_16, lambda_17, lambda_18, lambda_19, lambda_2, lambda_20, lambda_25, lambda_35, lambda_40, lambda_45, lambda_5, lambda_650, lambda_7, lambda_800, lambda_850, lambda_9, lambda_900, lambda_950, lambda_bio, lambda_bio_, lambda_bio_800, lambda_bio_900 | Heraeus | HN80017361 | Tungsten (VIS) Lamp for PerkinElmer Lambda series | HN80017361
Spectronic-Thermo-Unicam | 5625, 5675__vis_, 8600_series, 8625, 8675__vis_, 8700_series, 8800_series | Heraeus | HN80017362 | Tungsten (VIS) Lamp for Unicam | HN80017362
Misc | Photoionisation Lamp | Heraeus | HN80017407 | DC Photoionisation (PID) Lamp Supply | 80017407
Misc | Hollow cathode lamp | Heraeus | HN80017415 | Hollow Cathode Lamp Supply (Bench Top), including 37mm lamp cable | 80017415
Misc |  | Heraeus | HN80017485 | Low Pressure Mercury Lamp 2,7 W | 80017485
Misc | Photoionisation Lamp | Heraeus | HN80017617 | Photoionisation Lamp, DC excited, 11.8eV, Argon, Ø 35 mm, L 53 mm | 80017617 | Minimum order: 5 pcs.
Misc | Photoionisation Lamp | Heraeus | HN80017618 | Photoionisation Lamp, RF excited, 11.8 eV, Argon, Ø 12,7 mm, L 53 mm | 80017618 | Minimum order: 5 pcs.
Misc | Photoionisation Lamp | Heraeus | HN80017619 | Photoionisation Lamp, DC excited, 11.8 eV, Argon, Ø 19,6 mm, L 53 mm | 80017619 | Minimum order: 5 pcs.
Misc | Photoionisation Lamp | Heraeus | HN80017630 | Photoionisation Lamp, DC excited, without groove for O-ring, 10.6 eV, Krypton, Ø 19,6 mm, L 53 mm | 80017630 | Like PKS 106 but face plate without groove for O-ring.
Misc | Photoionisation Lamp | Heraeus | HN80017631 | Photoionisation Lamp, DC excited, 10.6 eV, Krypton, Ø 35 mm, L 53 mm | 80017631
Misc | Photoionisation Lamp | Heraeus | HN80017644 | Photoionisation Lamp, DC excited, 10.6 eV, Krypton, Ø 19,6 mm, L 53 mm | 80017644
Misc | Photoionisation Lamp | Heraeus | HN80017650 | Photoionisation Lamp, RF excited, 9.6eV, Xenon, Ø 12,7 mm, L 53 mm | 80017650
Misc | Photoionisation Lamp | Heraeus | HN80017652 | Photoionisation Lamp, DC excited, 9.6eV, Xenon, Ø 19,6 mm, L 53 mm | 80017652
Misc | Hollow cathode lamp | Heraeus | HN80018117 | hollow cathode lamp 1-element Iron Fe 37mm Standard | HN80018117
Misc | Hollow cathode lamp | Heraeus | HN80018126 | hollow cathode lamp 1-element Deuterium (D2) D2 37mm Varian / Agilent Coded | HN80018126
Misc | Hollow cathode lamp | Heraeus | HN80018129 | Hollow Cathode Lamp 3-Elements Ag+Cr+Cu 37mm Unicam / Thermo Coded | HN80018129
Misc | Hollow cathode lamp | Heraeus | HN80018135 | hollow cathode lamp 4-elements Al+Ca+Fe+Mg 37mm Standard | HN80018135
Misc | Hollow cathode lamp | Heraeus | HN80018152 | Hollow Cathode Lamp 3-Elements Au+Cu+Ni 37mm Standard | HN80018152
Misc | Hollow cathode lamp | Heraeus | HN80018174 | Hollow Cathode Lamp 2-elements Calcium + Magnesium (Ca+Mg) 37mm Varian / Agilent Coded | HN80018174
Misc | Hollow cathode lamp | Heraeus | HN80018179 | hollow cathode lamp 5-elements Cobalt Co+Cu+Fe+Mn+Mo 37mm Standard | HN80018179
Misc | Hollow cathode lamp | Heraeus | HN80018181 | hollow cathode lamp 4-elements Co+Cu+Fe+Mn 37mm Unicam / Thermo Coded | HN80018181
Misc | Hollow cathode lamp | Heraeus | HN80018183 | hollow cathode lamp 4-elements Co+Cu+Fe+Ni 37mm Standard | HN80018183
Misc | Hollow cathode lamp | Heraeus | HN80018186 | hollow cathode lamp 4-elements Mo+Co+Cu+Mn 37mm Standard | HN80018186
Misc | Hollow cathode lamp | Heraeus | HN80018206 | hollow cathode lamp 4-elements Cr+Co+Cu+Fe 37mm Standard | HN80018206
Misc | Hollow cathode lamp | Heraeus | HN80018208 | hollow cathode lamp 6-elements Chromium Cr+Co+Cu+Fe+Mn+Mo 37mm Standard | HN80018208
Misc | Hollow cathode lamp | Heraeus | HN80018211 | hollow cathode lamp 6-elements Chromium Cr+Co+Cu+Fe+Mn+Ni 37mm Varian / Agilent Coded | HN80018211
Misc | Hollow cathode lamp | Heraeus | HN80018214 | hollow cathode lamp 5-elements Chromium Cr+Co+Cu+Mn+Ni 37mm Standard | HN80018214
Misc | Hollow cathode lamp | Heraeus | HN80018215 | hollow cathode lamp 4-elements Cr+Co+Cu+Ni 37mm Standard | HN80018215
Misc | Hollow cathode lamp | Heraeus | HN80018222 | Hollow Cathode Lamp 3-Elements Mo+Cr+Co 37mm Standard | HN80018222
Misc | Hollow cathode lamp | Heraeus | HN80018223 | Hollow Cathode Lamp 3-Elements Cr+Co+Ni 37mm Standard | HN80018223
Misc | Hollow cathode lamp | Heraeus | HN80018226 | hollow cathode lamp 5-elements Chromium Cr+Cu+Fe+Mn+Ni 37mm Standard | HN80018226
Misc | Hollow cathode lamp | Heraeus | HN80018228 | hollow cathode lamp 5-elements Chromium Cr+Cu+Fe+Ni+Ag 37mm Standard | HN80018228
Misc | Hollow cathode lamp | Heraeus | HN80018230 | hollow cathode lamp 4-elements Cr+Cu+Mn+Ni 37mm Standard | HN80018230
Misc | Hollow cathode lamp | Heraeus | HN80018231 | hollow cathode lamp 4-elements Cr+Cu+Mn+Ni 37mm Unicam / Thermo Coded | HN80018231
Misc | Hollow cathode lamp | Heraeus | HN80018232 | Hollow Cathode Lamp 3-Elements Mo+Cr+Cu 37mm Standard | HN80018232
Misc | Hollow cathode lamp | Heraeus | HN80018233 | Hollow Cathode Lamp 3-Elements Cr+Cu+Ni 37mm Standard | HN80018233
Misc | Hollow cathode lamp | Heraeus | HN80018234 | hollow cathode lamp 4-elements Cr+Cu+Ni+Ag 37mm Standard | HN80018234
Misc | Hollow cathode lamp | Heraeus | HN80018235 | Hollow Cathode Lamp 3-Elements Cr+Cu+Ni 37mm Unicam / Thermo Coded | HN80018235
Misc | Hollow cathode lamp | Heraeus | HN80018237 | hollow cathode lamp 4-elements Cr+Fe+Mn+Ni 37mm Standard | HN80018237
Misc | Hollow cathode lamp | Heraeus | HN80018242 | Hollow Cathode Lamp 3-Elements Cr+Mn+Ni 37mm Unicam / Thermo Coded | HN80018242
Misc | Hollow cathode lamp | Heraeus | HN80018245 | Hollow Cathode Lamp 3-Elements Cu+Fe+Mn 37mm Standard | HN80018245
Misc | Hollow cathode lamp | Heraeus | HN80018247 | hollow cathode lamp 4-elements Cu+Fe+Mn+Ni 37mm Standard | HN80018247
Misc | Hollow cathode lamp | Heraeus | HN80018248 | hollow cathode lamp 4-elements Cu+Fe+Mn+Ni 37mm Unicam / Thermo Coded | HN80018248
Misc | Hollow cathode lamp | Heraeus | HN80018249 | hollow cathode lamp 4-elements Cu+Fe+Mn+Zn 37mm Standard | HN80018249
Misc | Hollow cathode lamp | Heraeus | HN80018251 | Hollow Cathode Lamp 3-Elements Cu+Fe+Mo 37mm Standard | HN80018251
Misc | Hollow cathode lamp | Heraeus | HN80018252 | Hollow Cathode Lamp 3-Elements Cu+Fe+Ni 37mm Standard | HN80018252
Misc | Hollow cathode lamp | Heraeus | HN80018253 | hollow cathode lamp 4-elements Cu+Fe+Ni+Ag 37mm Standard | HN80018253
Misc | Hollow cathode lamp | Heraeus | HN80018254 | Hollow Cathode Lamp 3-Elements Cu+Fe+Zn 37mm Standard | HN80018254
Misc | Hollow cathode lamp | Heraeus | HN80018256 | Hollow Cathode Lamp 3-Elements Cu+Fe+Zn 37mm Unicam / Thermo Coded | HN80018256
Misc | Hollow cathode lamp | Heraeus | HN80018258 | Hollow Cathode Lamp 3-Elements Cu+Mn+Ni 37mm Standard | HN80018258
Misc | Hollow cathode lamp | Heraeus | HN80018260 | Hollow Cathode Lamp 3-Elements Cu+Mn+Zn 37mm Standard | HN80018260
Misc | Hollow cathode lamp | Heraeus | HN80018261 | Hollow Cathode Lamp 3-Elements Cu+Mn+Zn 37mm Unicam / Thermo Coded | HN80018261
Misc | Hollow cathode lamp | Heraeus | HN80018268 | Hollow Cathode Lamp 3-Elements Fe+Mn+Zn 37mm Standard | HN80018268
Misc | Hollow cathode lamp | Heraeus | HN80018269 | Hollow Cathode Lamp 3-Elements Fe+Mn+Zn 37mm Unicam / Thermo Coded | HN80018269
Misc | Hollow cathode lamp | Heraeus | HN80018278 | Hollow Cathode Lamp 2-elements Magnesium + Zinc (Mg+Zn) 37mm Standard | HN80018278
Misc | Hollow cathode lamp | Heraeus | HN80018339 | hollow cathode lamp 1-element Thallium Tl 37mm Varian / Agilent Coded | HN80018339
Misc | Hollow cathode lamp | Heraeus | HN80018645 | hollow cathode lamp 7-elements Aluminium Al+Ca+Cu+Fe+Mg+Si+Zn 50mm PE coded AAnalyst (Lumina) | HN80018645
Misc | Hollow cathode lamp | Heraeus | HN80018650 | Hollow Cathode Lamp 3-Elements Al+Ca+Mg 50mm PE coded AAnalyst (Lumina) | HN80018650
Misc | Hollow cathode lamp | Heraeus | HN80018671 | Hollow Cathode Lamp 3-Elements Ca+Mg+Zn 50mm PE coded AAnalyst (Lumina) | HN80018671
Misc | Hollow cathode lamp | Heraeus | HN80018677 | Hollow Cathode Lamp 3-Elements Co+Cu+Fe 50mm Standard | HN80018677
Misc | Hollow cathode lamp | Heraeus | HN80018680 | hollow cathode lamp 5-elements Cobalt Co+Cu+Fe+Mn+Mo 50mm PE coded AAnalyst (Lumina) | HN80018680
Misc | Hollow cathode lamp | Heraeus | HN80018693 | Hollow Cathode Lamp 3-Elements Mo+Co+Fe 50mm Standard | HN80018693
Misc | Hollow cathode lamp | Heraeus | HN80018702 | hollow cathode lamp 6-elements Chromium Cr+Co+Cu+Fe+Mn+Ni 50mm Standard | HN80018702
Misc | Hollow cathode lamp | Heraeus | HN80018708 | hollow cathode lamp 5-elements Chromium Cr+Co+Cu+Mn+Ni 50mm PE coded AAnalyst (Lumina) | HN80018708
Misc | Hollow cathode lamp | Heraeus | HN80018710 | hollow cathode lamp 4-elements Cr+Co+Cu+Ni 50mm Standard | HN80018710
Misc | Hollow cathode lamp | Heraeus | HN80018715 | Hollow Cathode Lamp 3-Elements Cr+Co+Mn 50mm Standard | HN80018715
Misc | Hollow cathode lamp | Heraeus | HN80018716 | hollow cathode lamp 4-elements Cr+Co+Mn+Ni 50mm Standard | HN80018716
Misc | Hollow cathode lamp | Heraeus | HN80018717 | Hollow Cathode Lamp 3-Elements Cr+Co+Ni 50mm Standard | HN80018717
Misc | Hollow cathode lamp | Heraeus | HN80018718 | Hollow Cathode Lamp 3-Elements Cr+Cu+Fe 50mm Standard | HN80018718
Misc | Hollow cathode lamp | Heraeus | HN80018719 | hollow cathode lamp 4-elements Cr+Cu+Fe+Mn 50mm Standard | HN80018719
Misc | Hollow cathode lamp | Heraeus | HN80018720 | hollow cathode lamp 5-elements Chromium Cr+Cu+Fe+Mn+Ni 50mm Standard | HN80018720
Misc | Hollow cathode lamp | Heraeus | HN80018721 | hollow cathode lamp 4-elements Cr+Cu+Fe+Ni 50mm Standard | HN80018721
Misc | Hollow cathode lamp | Heraeus | HN80018722 | hollow cathode lamp 5-elements Chromium Cr+Cu+Fe+Ni+Ag 50mm Standard | HN80018722
Misc | Hollow cathode lamp | Heraeus | HN80018723 | hollow cathode lamp 5-elements Chromium Cr+Cu+Fe+Ni+Ag 50mm PE coded AAnalyst (Lumina) | HN80018723
Misc | Hollow cathode lamp | Heraeus | HN80018725 | Hollow Cathode Lamp 3-Elements Cr+Cu+Mn 50mm Standard | HN80018725
Misc | Hollow cathode lamp | Heraeus | HN80018726 | hollow cathode lamp 4-elements Cr+Cu+Mn+Ni 50mm Standard | HN80018726
Misc | Hollow cathode lamp | Heraeus | HN80018727 | Hollow Cathode Lamp 3-Elements Mo+Cr+Cu 50mm Standard | HN80018727
Misc | Hollow cathode lamp | Heraeus | HN80018728 | Hollow Cathode Lamp 3-Elements Cr+Cu+Ni 50mm Standard | HN80018728
Misc | Hollow cathode lamp | Heraeus | HN80018729 | hollow cathode lamp 4-elements Cr+Cu+Ni+Ag 50mm Standard | HN80018729
Misc | Hollow cathode lamp | Heraeus | HN80018730 | hollow cathode lamp 4-elements Cr+Cu+Ni+Ag 50mm PE coded AAnalyst (Lumina) | HN80018730
Misc | Hollow cathode lamp | Heraeus | HN80018732 | Hollow Cathode Lamp 3-Elements Cr+Fe+Mn 50mm Standard | HN80018732
Misc | Hollow cathode lamp | Heraeus | HN80018733 | hollow cathode lamp 4-elements Cr+Fe+Mn+Ni 50mm Standard | HN80018733
Misc | Hollow cathode lamp | Heraeus | HN80018734 | Hollow Cathode Lamp 3-Elements Mo+Cr+Fe 50mm Standard | HN80018734
Misc | Hollow cathode lamp | Heraeus | HN80018735 | Hollow Cathode Lamp 3-Elements Cr+Fe+Ni 50mm Standard | HN80018735
Misc | Hollow cathode lamp | Heraeus | HN80018736 | Hollow Cathode Lamp 3-Elements Mo+Cr+Mn 50mm Standard | HN80018736
Misc | Hollow cathode lamp | Heraeus | HN80018737 | Hollow Cathode Lamp 3-Elements Cr+Mn+Ni 50mm Standard | HN80018737
Misc | Hollow cathode lamp | Heraeus | HN80018738 | Hollow Cathode Lamp 3-Elements Cu+Fe+Mo 50mm Standard | HN80018738
Misc | Hollow cathode lamp | Heraeus | HN80018739 | hollow cathode lamp 4-elements Mo+Cu+Fe+Mn 50mm Standard | HN80018739
Misc | Hollow cathode lamp | Heraeus | HN80018740 | hollow cathode lamp 4-elements Cu+Fe+Mn+Ni 50mm Standard | HN80018740
Misc | Hollow cathode lamp | Heraeus | HN80018741 | hollow cathode lamp 4-elements Cu+Fe+Mn+Zn 50mm Standard | HN80018741
Misc | Hollow cathode lamp | Heraeus | HN80018744 | Hollow Cathode Lamp 3-Elements Mo+Cu+Fe 50mm Standard | HN80018744
Misc | Hollow cathode lamp | Heraeus | HN80018745 | Hollow Cathode Lamp 3-Elements Cu+Fe+Ni 50mm Standard | HN80018745
Misc | Hollow cathode lamp | Heraeus | HN80018746 | hollow cathode lamp 4-elements Cu+Fe+Ni+Ag 50mm Standard | HN80018746
Misc | Hollow cathode lamp | Heraeus | HN80018749 | Hollow Cathode Lamp 3-Elements Cu+Fe+Zn 50mm Standard | HN80018749
Misc | Hollow cathode lamp | Heraeus | HN80018750 | Hollow Cathode Lamp 3-Elements Mo+Cu+Mn 50mm Standard | HN80018750
Misc | Hollow cathode lamp | Heraeus | HN80018751 | Hollow Cathode Lamp 3-Elements Cu+Mn+Ni 50mm Standard | HN80018751
Misc | Hollow cathode lamp | Heraeus | HN80018752 | Hollow Cathode Lamp 3-Elements Cu+Mn+Zn 50mm Standard | HN80018752
Misc | Hollow cathode lamp | Heraeus | HN80018754 | Hollow Cathode Lamp 3-Elements Mo+Fe+Mn 50mm Standard | HN80018754
Misc | Hollow cathode lamp | Heraeus | HN80018755 | Hollow Cathode Lamp 3-Elements Fe+Mn+Ni 50mm Standard | HN80018755
Misc | Hollow cathode lamp | Heraeus | HN80018756 | Hollow Cathode Lamp 3-Elements Fe+Mn+Zn 50mm Standard | HN80018756
Misc | Hollow cathode lamp | Heraeus | HN80018758 | Hollow Cathode Lamp 2-elements Magnesium + Zinc (Mg+Zn) 50mm Standard | HN80018758
Misc | Hollow cathode lamp | Heraeus | HN80018771 | Hollow Cathode Lamp 2-elements Sodium + Potassium (Na+K) 50mm PE coded AAnalyst (Lumina) | HN80018771
Misc | Hollow cathode lamp | Heraeus | HN80018772 | hollow cathode lamp 1-element Thallium Tl 50mm Standard | HN80018772
Misc | Hollow cathode lamp | Heraeus | HN80020173 | Hollow Cathode Lamp 3-Elements Cu+Fe+Mn 37mm Unicam / Thermo Coded | HN80020173
Spectronic-Thermo-Unicam | 929__aa_spectrometers_, 939__aa_spectrometers_, 959__aa_spectrometers_, 969__aa_spectrometers_, m_serie | Heraeus | HN80022345 | Deuterium Lamp (D2) for Unicam 9xx, Thermo Fisher M Serie | HN80022345
Spectronic-Thermo-Unicam | fisher_solaar_m5, fisher_solaar_m6, m_serie__aeltere_serie_ | Heraeus | HN80022364 | Deuterium Lamp (D2) for Thermo Fisher M Serie, SOLAAR | HN80022364
Misc |  | Heraeus | HN80022370 | Deuterium Lamp (D2) PR38011 | HN80022370
Perkin-Elmer | lc200_series_dad | Heraeus | HN80022395 | Deuterium Lamp for Perkin Elmer LC-200 Series DAD | HN80022395
Misc |  | Heraeus | HN80022461 | Deuterium Lamp (D2) WL 23882A | HN80022461
Gilson | 115, 116, 117, 118, 119, 151, 152, 153, 155, 156, 160_dad, 170_dad | Heraeus | HN80024223 | Deuterium Lamp (D2) PR38080 for Gilson 1xx | HN80024223
Misc |  | Heraeus | HN80025678 | Tungsten Halogen Lamp, 5V/1 A5 W | HN80025678
Misc | Hollow cathode lamp | Heraeus | HN80030968 | Hollow Cathode Lamp 1-element Gold Au , 37mm low current | HN80030968
Misc | Hollow cathode lamp | Heraeus | HN80030969 | Hollow Cathode Lamp 1-element Aluminium Al , 37mm low current | HN80030969
Misc | Hollow cathode lamp | Heraeus | HN80031000 | Hollow Cathode Lamp 1-element Cadmium Cd , 37mm low current | HN80031000
Misc | Hollow cathode lamp | Heraeus | HN80031002 | Hollow Cathode Lamp 1-element Calcium Ca , 37mm low current | HN80031002
Misc | Hollow cathode lamp | Heraeus | HN80031005 | Hollow Cathode Lamp 1-element Nickel Ni , 37mm low current | HN80031005
Misc | Hollow cathode lamp | Heraeus | HN80031009 | Hollow Cathode Lamp 1-element Molybdenum Mo , 37mm low current | HN80031009
Misc | Hollow cathode lamp | Heraeus | HN80031014 | Hollow Cathode Lamp 1-element Selenium Se , 37mm low current | HN80031014
Misc | Hollow cathode lamp | Heraeus | HN80032076 | Hollow Cathode Lamp 1-element Lead Pb , 37mm low current | HN80032076
Misc | Hollow cathode lamp | Heraeus | HN80032077 | Hollow Cathode Lamp 1-element Zinc Zn , 37mm low current | HN80032077
Misc | Hollow cathode lamp | Heraeus | HN80032078 | Hollow Cathode Lamp 1-element Copper Cu , 37mm low current | HN80032078
Misc | Hollow cathode lamp | Heraeus | HN80032079 | Hollow Cathode Lamp 1-element Palladium Pd , 37mm low current | HN80032079
Misc | Hollow cathode lamp | Heraeus | HN80032100 | Hollow Cathode Lamp 1-element Cobalt Co , 37mm low current | HN80032100
Misc | Hollow cathode lamp | Heraeus | HN80032513 | Hollow Cathode Lamp 1-element Lithium Li , 37mm low current | HN80032513
Misc | Hollow cathode lamp | Heraeus | HN80032593 | Hollow Cathode Lamp 1-element Antimony Sb , 37mm low current | HN80032593
Misc | Hollow cathode lamp | Heraeus | HN80032596 | Hollow Cathode Lamp 1-element Arsenic As , 37mm low current | HN80032596
Misc | Hollow cathode lamp | Heraeus | HN80032599 | Hollow Cathode Lamp 1-element Barium Ba , 37mm low current | HN80032599
Misc | Hollow cathode lamp | Heraeus | HN80032612 | Hollow Cathode Lamp 1-element Beryllium Be , 37mm low current | HN80032612
Misc | Hollow cathode lamp | Heraeus | HN80032615 | Hollow Cathode Lamp 1-element Bismut Bi , 37mm low current | HN80032615
Misc | Hollow cathode lamp | Heraeus | HN80032617 | Hollow Cathode Lamp 1-element Boron B , 37mm low current | HN80032617
Misc | Hollow cathode lamp | Heraeus | HN80032624 | Hollow Cathode Lamp 1-element Caesium** Cs , 37mm low current | HN80032624
Misc | Hollow cathode lamp | Heraeus | HN80032625 | Hollow Cathode Lamp 1-element Chromium Cr , 37mm low current | HN80032625
Misc | Hollow cathode lamp | Heraeus | HN80032645 | Hollow Cathode Lamps 3QNY/Ga VC, 37mm low current, 1-element | HN80032645
Misc | Hollow cathode lamp | Heraeus | HN80032648 | Hollow Cathode Lamp 1-element Germanium Ge , 37mm low current | HN80032648
Misc | Hollow cathode lamp | Heraeus | HN80032658 | Hollow Cathode Lamp 1-element Indium In , 37mm low current | HN80032658
Misc | Hollow cathode lamp | Heraeus | HN80032664 | Hollow Cathode Lamp 1-element Iron Fe , 37mm low current | HN80032664
Misc | Hollow cathode lamp | Heraeus | HN80032682 | Hollow Cathode Lamp 1-element Magnesium Mg , 37mm low current | HN80032682
Misc | Hollow cathode lamp | Heraeus | HN80032685 | Hollow Cathode Lamp 1-element Manganese Mn , 37mm low current | HN80032685
Misc | Hollow cathode lamp | Heraeus | HN80032687 | Hollow Cathode Lamp 1-element Mercury Hg , 37mm low current | HN80032687
Misc | Hollow cathode lamp | Heraeus | HN80032879 | Hollow Cathode Lamp 1-element Potassium K , 37mm low current | HN80032879
Misc | Hollow cathode lamp | Heraeus | HN80032907 | Hollow Cathode Lamp 1-element Phosphorous P , 37mm low current | HN80032907
Misc | Hollow cathode lamp | Heraeus | HN80032917 | Hollow Cathode Lamp 1-element Silicon Si , 37mm low current | HN80032917
Misc | Hollow cathode lamp | Heraeus | HN80032920 | Hollow Cathode Lamp 1-element Platinum Pt , 37mm low current | HN80032920
Misc | Hollow cathode lamp | Heraeus | HN80032957 | Hollow Cathode Lamp 1-element Rhodium Rh , 37mm low current | HN80032957
Misc | Hollow cathode lamp | Heraeus | HN80032959 | Hollow Cathode Lamp 1-element Rubidium ** Rb , 37mm low current | HN80032959
Misc | Hollow cathode lamp | Heraeus | HN80032971 | Hollow Cathode Lamp 1-element Ruthenium Ru , 37mm low current | HN80032971
Misc | Hollow cathode lamp | Heraeus | HN80033000 | Hollow Cathode Lamp 1-element Silver Ag , 37mm low current | HN80033000
Misc | Hollow cathode lamp | Heraeus | HN80033003 | Hollow Cathode Lamp 1-element Sodium Na , 37mm low current | HN80033003
Misc | Hollow cathode lamp | Heraeus | HN80033006 | Hollow Cathode Lamp 1-element Strontium Sr , 37mm low current | HN80033006
Misc | Hollow cathode lamp | Heraeus | HN80033014 | Hollow Cathode Lamp 1-element Vanadium V , 37mm low current | HN80033014
Misc | Hollow cathode lamp | Heraeus | HN80033021 | Hollow Cathode Lamp 1-element Tellurium Te , 37mm low current | HN80033021
Misc | Hollow cathode lamp | Heraeus | HN80033027 | Hollow Cathode Lamp 1-element Thallium Tl , 37mm low current | HN80033027
Misc | Hollow cathode lamp | Heraeus | HN80033036 | Hollow Cathode Lamp 1-element Tin Sn , 37mm low current | HN80033036
Misc | Hollow cathode lamp | Heraeus | HN80033040 | Hollow Cathode Lamp 1-element Titanium Ti , 37mm low current | HN80033040
Misc | Hollow cathode lamp | Heraeus | HN80033043 | Hollow Cathode Lamp 1-element Tungsten W , 37mm low current | HN80033043
Shimadzu |  | Heraeus | HN80033591 | Deuterium Lamp (D2) for Jasco V-xxx, Micronal, Shimadzu AA/UV-Vis | HN80033591
Analytik Jena | specord_200_plus, specord_210_plus, specord_250_plus, specord_50_plus | Heraeus | HN80035265 | Tungsten (VIS) Lamp for Analytik Jena, Specord, 11 V / 1,7 A, 20 W | HN80035265
Misc | Deuterium Lamp | Heraeus | HN80038340 | Deuterium Lamp Power Supply (OEM), pre-heating 10/ 6 V, 24 VDC | 80038340
Misc | Hollow cathode lamp | Heraeus | HN80039517 | Hollow Cathode Lamp 2-elements Potassium + Sodium (K+Na), 37mm low current | HN80039517
Misc | Hollow cathode lamp | Heraeus | HN80039518 | Hollow Cathode Lamp 2-elements Silver + Cadmium (Ag+Cd), 37mm low current | HN80039518
Misc | Hollow cathode lamp | Heraeus | HN80039519 | Hollow Cathode Lamp 2-elements Copper + Zinc (Cu+Zn), 37mm low current | HN80039519
Misc | Hollow cathode lamp | Heraeus | HN80039530 | Hollow Cathode Lamp 2-elements Calcium + Magnesium (Ca+Mg), 37mm low current | HN80039530
Misc | DTM 10/50S | Heraeus | HN80043681 | High Power FiberLight Module DTM 10/50S, Deuterium | 80043681
Beckman | p_ace_5000, p_ace_5010, p_ace_5500, p_ace_5510, p_ace_mdq_system | Heraeus | HN80045466 | Deuterium Lamp (D2) DS 251/05 J for Beckman P/ACE-Series | HN80045466
Beckman | du_6000, du_600_serie, du_620, du_630, du_640, du_650, du_7000, du_7500, du_800 | Heraeus | HN80048278 | Deuterium Lamp (D2) for Beckman Duxxx | HN80048278
Misc | DTM 6/11S | Heraeus | HN80048581 | FiberLight Module DTM 6/11S, Deuterium | 80048581
Varian | prostar_325, prostar_335 | Heraeus | HN80051354 | Deuterium Lamp (D2) DX 230/05 J for Varian ProStar 325 / 335 | HN80051354
Misc | Photoionisation Lamp | Heraeus | HN80051510 | RF Photoionisation (PID) Lamp Supply, for Ø 6,0 mm, side emitting | 80051510
Kontron | 720_lc | Heraeus | HN80052430 | Deuterium Lamp (D2) for Kontron 720LC | HN80052430
Kontron | uvikon_900, uvikon_922, uvikon_923, uvikon_930, uvikon_931, uvikon_932, uvikon_933, uvikon_940 | Heraeus | HN80052431 | Deuterium Lamp (D2) SD 3611-02 TJ for Kontron Uvikon 9xx | HN80052431
Beckman | 166 | Heraeus | HN80053989 | Deuterium Lamp (D2) for Beckman 166 | HN80053989
Perkin-Elmer |  | Heraeus | HN80055323 | Deuteriumlampe (D2) SD 3651-06 TJ for Perkin-Elmer Lambda | HN80055323
Waters | 486 | Heraeus | HN80055378 | Deuterium Lamp (D2) for Waters 486 | HN80055378
Misc |  | Heraeus | HN80055850 | Deuterium Lamp (D2) SD 3651-01J | HN80055850
Spectronic-Thermo-Unicam | helios, uv_1, uv_2, uv_3 | Heraeus | HN80055851 | Deuterium Lamp (D2) for UNICAM Helios/UV1, 2, 3 | HN80055851
Hitachi |  | Heraeus | HN80056072 | Deuterium Lamp (D2) SD 3651-04 J for EM Science, Hitachi, Hitachi/PerkinElmer, Hitachi, Varian | HN80056072
Hitachi |  | Heraeus | HN80056123 | Deuterium Lamp (D2) SD 3651-03 for Perkin Elmer, Hitachi, Biorad, Aminco, Altex… | HN80056123
Filmetrics | ls_dt2 | Heraeus | HN80058872 | Deuterium Lamp XD 5685-01J for Filmetrics LS-DT2 | HN80058872
Misc | Hollow cathode lamp | Heraeus | HN80059566 | Hollow Cathode Lamp 2-elements Platinum + Chromium (Pt+Cr) 37mm Standard | HN80059566
Perkin-Elmer |  | Heraeus | HN80062563 | Deuterium Lamp (D2) SD 1151-02 TJ for Applied Biosystems (ABI), PerkinElmer, Spectra Physics, … | HN80062563
Bischoff | 10V | Heraeus | HN80062765 | Deuterium Lamp (D2) for Bischoff, 10V | 80062765 | replaces HN80078542
Hitachi | u_1800, u_2800, u_2810, u_2900 | Heraeus | HN80063164 | Deuterium Lamp (D2) SD 3651-07 J for Hitachi U1800/U2800/U2810/U2900 | HN80063164
Cecil |  | Heraeus | HN80078538 | Deuterium Lamp (D2) for Cecil Instruments CE series, Serie 1000/2000/3000/5000/6000/7000/8000/9000 | HN80078538
Molecular Devices | filtermax_f_series | Heraeus | HN80078540 | Deuterium Lamp (D2) for Molecular Devices FilterMax F-Series | HN80078540
Dionex |  | Heraeus | HN80078578 | Deuterium Lamp (D2) for Alpkem, Biorad, Biotronic, Dionex, GAT, Spectra, Thermo, Unicam, Varian… | HN80078578
Misc | Hollow cathode lamp | Heraeus | HN80078736 | hollow cathode lamp 1-element Caesium Cs 37mm Standard | HN80078736
Misc | Hollow cathode lamp | Heraeus | HN80078741 | hollow cathode lamp 1-element Rhenium Re 37mm Standard | HN80078741
Misc | Hollow cathode lamp | Heraeus | HN80078755 | hollow cathode lamp 1-element Magnesium Mg 50mm PE coded AAnalyst (Lumina) | HN80078755
Misc | Hollow cathode lamp | Heraeus | HN80078757 | hollow cathode lamp 1-element Copper Cu 37mm Standard | HN80078757
Misc | Hollow cathode lamp | Heraeus | HN80078761 | hollow cathode lamp 1-element Praseodymium Pr 37mm Standard | HN80078761
Misc | Hollow cathode lamp | Heraeus | HN80078784 | hollow cathode lamp 1-element Rhodium Rh 37mm Standard | HN80078784
Misc | Hollow cathode lamp | Heraeus | HN80078792 | hollow cathode lamp 1-element Calcium Ca 37mm Standard | HN80078792
Misc | Hollow cathode lamp | Heraeus | HN80078809 | Hollow Cathode Lamp 1-element Lanthanum La , 37mm low current | HN80078809
Misc | Hollow cathode lamp | Heraeus | HN80078811 | hollow cathode lamp 1-element Potassium K 50mm PE coded AAnalyst (Lumina) | HN80078811
Misc | Hollow cathode lamp | Heraeus | HN80078833 | hollow cathode lamp 1-element Silicon Si 37mm Standard | HN80078833
Misc | Hollow cathode lamp | Heraeus | HN80078835 | hollow cathode lamp 1-element Lutetium Lu 37mm Standard | HN80078835
Misc | Hollow cathode lamp | Heraeus | HN80078838 | hollow cathode lamp 1-element Boron B 37mm Standard | HN80078838
Misc | Hollow cathode lamp | Heraeus | HN80079067 | hollow cathode lamp 1-element Potassium K 37mm Standard | HN80079067
Misc | Hollow cathode lamp | Heraeus | HN80079094 | hollow cathode lamp 1-element Tin Sn 37mm Standard | HN80079094
Misc | Hollow cathode lamp | Heraeus | HN80079136 | hollow cathode lamp 1-element Antimony Sb 37mm Standard | HN80079136
Misc | Hollow cathode lamp | Heraeus | HN80079137 | hollow cathode lamp 1-element Tungsten W 37mm Standard | HN80079137
Misc | Hollow cathode lamp | Heraeus | HN80079138 | hollow cathode lamp 1-element Neodymium Nd 37mm Standard | HN80079138
Misc | Hollow cathode lamp | Heraeus | HN80079139 | hollow cathode lamp 1-element Lead Pb 37mm Standard | HN80079139
Misc | Hollow cathode lamp | Heraeus | HN80079203 | hollow cathode lamp 1-element Chromium Cr 37mm Standard | HN80079203
Misc | Hollow cathode lamp | Heraeus | HN80079205 | hollow cathode lamp 1-element Sodium Na 37mm Standard | HN80079205
Misc | Hollow cathode lamp | Heraeus | HN80079239 | hollow cathode lamp 1-element Copper Cu 50mm PE coded AAnalyst (Lumina) | HN80079239
Misc | Hollow cathode lamp | Heraeus | HN80079240 | hollow cathode lamp 1-element Iron Fe 50mm Standard | HN80079240
Misc | Hollow cathode lamp | Heraeus | HN80079250 | hollow cathode lamp 1-element Cadmium Cd 37mm Unicam / Thermo Coded | HN80079250
Misc | Hollow cathode lamp | Heraeus | HN80079261 | hollow cathode lamp 1-element Lead Pb 37mm Unicam / Thermo Coded | HN80079261
Misc | Hollow cathode lamp | Heraeus | HN80079282 | hollow cathode lamp 1-element Magnesium Mg 37mm Standard | HN80079282
Misc | Hollow cathode lamp | Heraeus | HN80079286 | hollow cathode lamp 1-element Nickel Ni 37mm Unicam / Thermo Coded | HN80079286
Misc | Hollow cathode lamp | Heraeus | HN80079290 | hollow cathode lamp 1-element Barium Ba 37mm Standard | HN80079290
Misc | Hollow cathode lamp | Heraeus | HN80079296 | hollow cathode lamp 1-element Chromium Cr 37mm Unicam / Thermo Coded | HN80079296
Misc | Hollow cathode lamp | Heraeus | HN80079298 | hollow cathode lamp 6-elements Chromium Cr+Co+Cu+Fe+Mn+Ni 37mm Standard | HN80079298
Misc | Hollow cathode lamp | Heraeus | HN80079331 | hollow cathode lamp 1-element Gold Au 37mm Standard | HN80079331
Misc | Hollow cathode lamp | Heraeus | HN80079334 | hollow cathode lamp 1-element Palladium Pd 37mm Standard | HN80079334
Misc | Hollow cathode lamp | Heraeus | HN80079344 | hollow cathode lamp 1-element Silver Ag 37mm Standard | HN80079344
Misc | Hollow cathode lamp | Heraeus | HN80079403 | hollow cathode lamp 1-element Lead Pb 37mm Varian / Agilent Coded | HN80079403
Misc | Hollow cathode lamp | Heraeus | HN80079405 | hollow cathode lamp 1-element Potassium K 37mm Unicam / Thermo Coded | HN80079405
Misc | Hollow cathode lamp | Heraeus | HN80079407 | hollow cathode lamp 1-element Zinc Zn 37mm Standard | HN80079407
Misc | Hollow cathode lamp | Heraeus | HN80079414 | hollow cathode lamp 1-element Aluminium Al 37mm Varian / Agilent Coded | HN80079414
Misc | Hollow cathode lamp | Heraeus | HN80079415 | hollow cathode lamp 1-element Zinc Zn 50mm PE coded AAnalyst (Lumina) | HN80079415
Misc | Hollow cathode lamp | Heraeus | HN80079417 | hollow cathode lamp 1-element Selen Se 37mm Standard | HN80079417
Misc | Hollow cathode lamp | Heraeus | HN80079460 | hollow cathode lamp 1-element Cadmium Cd 50mm PE coded AAnalyst (Lumina) | HN80079460
Misc | Hollow cathode lamp | Heraeus | HN80079563 | hollow cathode lamp 1-element Phosphorous P 37mm Standard | HN80079563
Misc | Hollow cathode lamp | Heraeus | HN80079570 | hollow cathode lamp 1-element Molybdenum Mo 37mm Varian / Agilent Coded | HN80079570
Misc | Hollow cathode lamp | Heraeus | HN80079571 | hollow cathode lamp 1-element Zinc Zn 37mm Varian / Agilent Coded | HN80079571
Misc | Hollow cathode lamp | Heraeus | HN80079573 | hollow cathode lamp 1-element Iron Fe 50mm PE coded AAnalyst (Lumina) | HN80079573
Misc | Hollow cathode lamp | Heraeus | HN80079576 | hollow cathode lamp 1-element Gold Au 50mm PE coded AAnalyst (Lumina) | HN80079576
Misc | Hollow cathode lamp | Heraeus | HN80079579 | hollow cathode lamp 1-element Titan Ti 37mm Standard | HN80079579
Misc | Hollow cathode lamp | Heraeus | HN80079598 | hollow cathode lamp 1-element Deuterium (D2) D2 37mm Standard | HN80079598
Misc | Hollow cathode lamp | Heraeus | HN80079599 | hollow cathode lamp 1-element Manganese Mn 37mm Standard | HN80079599
Misc | Hollow cathode lamp | Heraeus | HN80079600 | hollow cathode lamp 1-element Silver Ag 37mm Varian / Agilent Coded | HN80079600
Misc | Hollow cathode lamp | Heraeus | HN80079601 | hollow cathode lamp 1-element Copper Cu 37mm Varian / Agilent Coded | HN80079601
Misc | Hollow cathode lamp | Heraeus | HN80079602 | hollow cathode lamp 1-element Cadmium Cd 37mm Varian / Agilent Coded | HN80079602
Misc | Hollow cathode lamp | Heraeus | HN80079625 | hollow cathode lamp 1-element Cadmium Cd 37mm Standard | HN80079625
Misc | Hollow cathode lamp | Heraeus | HN80079626 | hollow cathode lamp 1-element Manganese Mn 50mm PE coded AAnalyst (Lumina) | HN80079626
Misc | Hollow cathode lamp | Heraeus | HN80079627 | hollow cathode lamp 1-element Gold Au 37mm Unicam / Thermo Coded | HN80079627
Misc | Hollow cathode lamp | Heraeus | HN80079629 | hollow cathode lamp 1-element Nickel Ni 37mm Standard | HN80079629
Misc | Hollow cathode lamp | Heraeus | HN80079633 | hollow cathode lamp 1-element Calcium Ca 50mm PE coded AAnalyst (Lumina) | HN80079633
Misc | Hollow cathode lamp | Heraeus | HN80079639 | hollow cathode lamp 1-element Palladium Pd 50mm PE coded AAnalyst (Lumina) | HN80079639
Misc | Hollow cathode lamp | Heraeus | HN80079642 | hollow cathode lamp 1-element Platinum Pt 37mm Standard | HN80079642
Misc | Hollow cathode lamp | Heraeus | HN80079706 | hollow cathode lamp 1-element Iron Fe 37mm Standard | HN80079706
Misc | Hollow cathode lamp | Heraeus | HN80079714 | hollow cathode lamp 1-element Aluminium Al 50mm PE coded AAnalyst (Lumina) | HN80079714
Misc | Hollow cathode lamp | Heraeus | HN80079715 | hollow cathode lamp 1-element Cobalt Co 37mm Standard | HN80079715
Labomatic | labocord_3000_uv_vis, labocord_5000_uv_vis | Heraeus | HN80079854 | Deuterium Lamp (D2) for Labomatic LABOCORD-3000/5000 UV/Vis | HN80079854
Misc | Hollow cathode lamp | Heraeus | HN80079913 | hollow cathode lamp 1-element Chromium Cr 50mm PE coded AAnalyst (Lumina) | HN80079913
Misc | Hollow cathode lamp | Heraeus | HN80080142 | hollow cathode lamp 1-element Deuterium (D2) D2 37mm Unicam / Thermo Coded | HN80080142
Misc | Hollow cathode lamp | Heraeus | HN80080151 | hollow cathode lamp 1-element Boron B 50mm PE coded AAnalyst (Lumina) | HN80080151
Misc | Hollow cathode lamp | Heraeus | HN80080258 | hollow cathode lamp 1-element Manganese Mn 37mm Varian / Agilent Coded | HN80080258
Misc | Hollow cathode lamp | Heraeus | HN80080259 | hollow cathode lamp 1-element Vanadium V 37mm Varian / Agilent Coded | HN80080259
Misc | Hollow cathode lamp | Heraeus | HN80080534 | hollow cathode lamp 1-element Zinc Zn 37mm Unicam / Thermo Coded | HN80080534
Misc | Hollow cathode lamp | Heraeus | HN80080535 | hollow cathode lamp 1-element Arsenic As 37mm Unicam / Thermo Coded | HN80080535
Misc | Photoionisation Lamp | Heraeus | HN80081014 | Photoionisation Lamp, RF excited (CaF2 Window), 10.0 eV, Krypton, Ø 12,7 mm, L 53 mm | 80081014
Misc | Hollow cathode lamp | Heraeus | HN80081374 | hollow cathode lamp 1-element Sodium Na 50mm PE coded AAnalyst (Lumina) | HN80081374
Misc | Hollow cathode lamp | Heraeus | HN80081375 | hollow cathode lamp 1-element Lithium Li 50mm PE coded AAnalyst (Lumina) | HN80081375
Misc | Hollow cathode lamp | Heraeus | HN80081504 | Hollow Cathode Lamp 3-Elements Sb+As+Bi 37mm Standard | HN80081504
Misc | Hollow cathode lamp | Heraeus | HN80081510 | hollow cathode lamp 4-elements Cu+Zn+Pb+Cd 37mm Standard | HN80081510
Misc | Hollow cathode lamp | Heraeus | HN80081549 | hollow cathode lamp 1-element Osmium ** Os 37mm Standard | HN80081549
Misc | Hollow cathode lamp | Heraeus | HN80081550 | hollow cathode lamp 1-element Thulium Tm 37mm Standard | HN80081550
Misc | Hollow cathode lamp | Heraeus | HN80081552 | hollow cathode lamp 4-elements Ba+Ca+Mg+Sr 37mm Standard | HN80081552
Misc | Hollow cathode lamp | Heraeus | HN80081553 | Hollow Cathode Lamp 3-Elements Al+Ca+Mg 37mm Standard | HN80081553
Misc | Hollow cathode lamp | Heraeus | HN80081554 | hollow cathode lamp 4-elements Al+Ca+Li+Mg 37mm Standard | HN80081554
Misc | Hollow cathode lamp | Heraeus | HN80081555 | Hollow Cathode Lamp 2-elements Copper + Iron (Cu+Fe) 37mm Standard | HN80081555
Varian | Micromeritics | Heraeus | HN80081633 | Deuterium Lamp (D2) for Varian 75/AA/Cary/Spetra AA-Series, Micromeritics | 80081633
Misc | Hollow cathode lamp | Heraeus | HN80081768 | hollow cathode lamp 1-element Mercury Hg 37mm Standard | HN80081768
Misc |  | Heraeus | HN80081789 | Deuterium Lamp (D2) for XD 6265-02J | HN80081789
Misc | Hollow cathode lamp | Heraeus | HN80082004 | hollow cathode lamp 1-element Antimony Sb 37mm Unicam / Thermo Coded | HN80082004
Misc | Hollow cathode lamp | Heraeus | HN80082101 | hollow cathode lamp 1-element Aluminium Al 37mm Standard | HN80082101
Misc | Hollow cathode lamp | Heraeus | HN80082264 | hollow cathode lamp 1-element Molybdenum Mo 37mm Standard | HN80082264
Misc | Hollow cathode lamp | Heraeus | HN80082720 | hollow cathode lamp 1-element Beryllium Be 37mm Standard | HN80082720
Metertech | sp_8001 | Heraeus | HN80082959 | Deuterium Lamp (D2) SD 1155-01 J for Metertech SP-8001 | HN80082959
Misc | Hollow cathode lamp | Heraeus | HN80083147 | hollow cathode lamp 1-element Manganese Mn 37mm Unicam / Thermo Coded | HN80083147
Misc | Hollow cathode lamp | Heraeus | HN80083203 | Hollow Cathode Lamp 2-elements Calcium + Magnesium (Ca+Mg) 37mm Standard | HN80083203
Misc | Hollow cathode lamp | Heraeus | HN80083524 | hollow cathode lamp 1-element Iron Fe 37mm Unicam / Thermo Coded | HN80083524
Misc | Hollow cathode lamp | Heraeus | HN80083653 | hollow cathode lamp 1-element Nickel Ni 37mm Varian / Agilent Coded | HN80083653
Misc | Hollow cathode lamp | Heraeus | HN80083665 | Hollow Cathode Lamp 1-element Lanthanum La , 37mm Standard | HN80083665
Misc | Hollow cathode lamp | Heraeus | HN80084539 | Hollow Cathode Lamp Strontium Sr, 37mm, Standard1-element | HN80084539
Dionex | ultimate_dad_3000, ultimate_dad_3000_rs, ultimate_mwd_3000, ultimate_mwd_3000_rs, ultimate_uvd_3000, ultimate_vwd_3000, ultimate_vwd_3100, ultimate_vwd_3400_rs | Heraeus | HN80085822 | Tungsten (VIS) Lamp for Dionex UltiMate DAD/MWD/UVD/VWD | HN80085822
Shimadzu | spd_10a, spd_10av, spd_10avp, spd_10avvp, spd_20a, spd_20av | Heraeus | HN80085823 | Tungsten (VIS) Lamp for Shimadzu SPD-10x/20x | HN80085823
Spectronic-Thermo-Unicam | alle_helios_gamma, aquamate, beta, biomate, delta, genesis_8, helios_alpha, helios_alpha, helios_beta, helios_delta, helios_gamma, helios_omega, helios_zeta | Heraeus | HN80085824 | Tungsten (VIS) Lamp for Thermo Spectronic, Unicam Helios | HN80085824
Misc | Photoionisation Lamp | Heraeus | HN80085951 | Photoionisation Lamp, RF excited, 6.7 eV, Hg, Ø 6 mm, L 30 mm | 80085951
Filmetrics | f20_uv__1998_und_frueher_ | Heraeus | HN80087387 | Deuterium Lamp (D2) XD 5665-11J for Filmetrics | HN80087387
Ecom | LCD 208 series | Heraeus | HN80087724 | Deuterium Lamp (D2) for ECOM LCD 208xxx | 80087724
Misc | Hollow cathode lamp | Heraeus | HN80087775 | hollow cathode lamp 1-element Mercury Hg 37mm Varian / Agilent Coded | HN80087775
Dionex | ad_25, pda_100, ultimate_pda_3000 | Heraeus | HN80087874 | Deuterium lamp (D2) for Dionex AD-25/PDA-100/UltiMate PDA-3000, HN80087874 | HN80087874
Misc |  | Heraeus | HN80087978 | Deuterium Lamp (D2) for XD 5685-02J | HN80087978
Misc | Hollow cathode lamp | Heraeus | HN80088053 | hollow cathode lamp 1-element Copper Cu 37mm Unicam / Thermo Coded | HN80088053
Misc |  | Heraeus | HN80088565 | High Power FiberLight replacement lamp DTL 10/50S, Deuterium, for DTM 10/50S | 80088565
Misc |  | Heraeus | HN80090365 | Deuterium Lamp (D2) SD 3485-01 See-through, 2.5V | HN80090365
Cecil | 2000_series, 200_series, 272, 393, 2292, 3000_series | Heraeus | HN80090950 | Tungsten (VIS) Lamp for Cecil Instruments, 12 V, 35 W | HN80090950
Misc | Photoionisation Lamp | Heraeus | HN80092804 | Photoionisation Lamp, RF excited, 10.6 eV, Krypton, Ø 6 mm, L 14 mm | 80092804
Misc | Xenon-Flash | Heraeus | HN80094015 | Xenon-Flash Module side-on 1.5 UV glass vertical 0.047, 5W | 80094015
Misc | Xenon-Flash | Heraeus | HN80094018 | Xenon-Flash Module side-on 1.5 UV glass vertical 0.22, 5W | 80094018
Misc | Xenon-Flash | Heraeus | HN80094019 | Xenon-Flash Module side-on 1.5 UV glass vertical 0.28, 5W | 80094019
Misc | Xenon-Flash | Heraeus | HN80094085 | Xenon-Flash Module end-on 1.5 UV glass vertical 0.047, 5W | 80094085
Misc | Xenon-Flash | Heraeus | HN80094090 | Xenon-Flash Module end-on 1.5 UV glass vertical 0.22, 5W | 80094090
Misc | Xenon-Flash | Heraeus | HN80094092 | Xenon-Flash Module side-on 1.5 UV glass SMA conntector 0.047, 5W | 80094092
Misc | Xenon-Flash | Heraeus | HN80094104 | Xenon-Flash Module side-on 1.5 UV glass SMA conntector 0.22, 5W | 80094104
Misc | Xenon-Flash | Heraeus | HN80094113 | Xenon-Flash Module end-on 1.5 UV glass SMA conntector 0.047, 5W | 80094113
Misc | Xenon-Flash | Heraeus | HN80094116 | Xenon-Flash Module end-on 1.5 UV glass SMA conntector 0.22, 5W | 80094116
Misc | Xenon-Flash | Heraeus | HN80094117 | Xenon-Flash Module end-on 1.5 UV glass SMA conntector 0.28, 5W | 80094117
Misc | Xenon-Flash | Heraeus | HN80094135 | Xenon-Flash Module side-on 1.5 UV glass horizontal 0.047, 5W | 80094135
Misc | Xenon-Flash | Heraeus | HN80094137 | Xenon-Flash Module side-on 1.5 UV glass horizontal 0.22, 5W | 80094137
Misc | Xenon-Flash | Heraeus | HN80094138 | Xenon-Flash Module side-on 1.5 UV glass horizontal 0.28, 5W | 80094138
Misc | Xenon-Flash | Heraeus | HN80094275 | Xenon-Flash Module end-on 1.5 UV glass horizontal 0.047, 5W | 80094275
Misc | Xenon-Flash | Heraeus | HN80094277 | Xenon-Flash Module end-on 1.5 UV glass horizontal 0.11, 5W | 80094277
Misc | Xenon-Flash | Heraeus | HN80094278 | Xenon-Flash Module end-on 1.5 UV glass horizontal 0.22, 5W | 80094278
Misc | Xenon-Flash | Heraeus | HN80094279 | Xenon-Flash Module end-on 1.5 UV glass horizontal 0.28, 5W | 80094279
Dionex | ultimate_dad_3000, ultimate_dad_3000_rs, ultimate_mwd_3000, ultimate_mwd_3000_rs, ultimate_vwd_3000, ultimate_vwd_3100, ultimate_vwd_3400_rs | Heraeus | HN80117195 | Deuterium Lamp (D2) XD 6295-01 J for Dionex UltiMate DAD/MWD/VWD | HN80117195
Spectronic-Thermo-Unicam | ice_3300_aas, m_serie__neuere_serie_, s_series, solaar_s4 | Heraeus | HN80119072 | Deuterium Lamp (D2) SD 1241-01 J for Thermo ICe,M-Series, S-Series, SOLAAR S4 | HN80119072
Waters | 2487, 2488 | Heraeus | HN80119133 | Deuterium lamp (D2) for Waters 2487 dual wavelength , 2488 dual wavelength, Acquity UPLC TUV, HN80119133 | 80119133 | Replaces HN80057376.
Misc | Hollow cathode lamp | Heraeus | HN80120227 | hollow cathode lamp 1-element Cobalt Co 37mm Unicam / Thermo Coded | HN80120227
Misc | Photoionisation Lamp | Heraeus | HN80121540 | Photoionisation Lamp, RF excited, 10.6 eV, Krypton, Ø 6 mm, L 30 mm | 80121540
Misc | Hollow cathode lamp | Heraeus | HN80121796 | Hollow Cathode Lamp 1-element Indium In , 37mm Unicam Coded | HN80121796
Misc |  | Heraeus | HN80122035 | Deuterium Lamp (D2) XD 5655-03 | HN80122035
Misc | Hollow cathode lamp | Heraeus | HN80122308 | Hollow Cathode Lamp 1-element Bismut Bi , 37mm Standard | HN80122308
Misc | Hollow cathode lamp | Heraeus | HN80122309 | Hollow Cathode Lamp 1-element Thallium Tl , 37mm Standard | HN80122309
Spectra Physics | surveyor_plus, uv_6000lp | Heraeus | HN80122679 | Deuterium Lamp (D2) SD 1255-01 TJ for Spectra Physics UV 6000LP, Thermo SeparationSurveyor PDA | HN80122679
Armen |  | Heraeus | HN80125095 | Deuterium Lamp (D2) SD 1191-01 J for Armen, Biotage, ECOM, Interchim | HN80125095
Misc | Hollow cathode lamp | Heraeus | HN80125181 | Hollow Cathode Lamp Nickel Ni, 50mm, Standard1-element | HN80125181
Misc | Hollow cathode lamp | Heraeus | HN80125347 | Hollow Cathode Lamp 1-element Thallium Tl , 50mm PE coded AAnalyst (Lumina) | HN80125347
Dionex | UltiMate UVD 3000 | Heraeus | HN80127318 | Deuterium Lamp (D2) for Dionex UltiMate UVD-3000 | 80127318
Misc | Hollow cathode lamp | Heraeus | HN80127974 | Hollow Cathode Lamp 1-element Beryllium Be , 37mm Unicam Coded | HN80127974
Misc | Hollow cathode lamp | Heraeus | HN80127975 | UV Hollow Cathode Lamp Selen Se Unicam-coded, 37 mm | HN80127975
Misc | Hollow cathode lamp | Heraeus | HN80128803 | Hollow Cathode Lamp Vanadium V, 50mm, PE coded AAnalyst (Lumina)1-element | HN80128803
Misc |  | Heraeus | HN80133124 | Deuterium Lamps XD 5665-10J | HN80133124
Thermawave | series_3, series_5 | Heraeus | HN80133979 | Deuterium Lamp D6255-01J for Thermawave Series 3 & 5 | HN80133979
Spectronic-Thermo-Unicam | aquamate, biomate_5, evolution_100, evolution_500, evolution_600, genesys_8, helios_alpha, helios_beta, helios_delta, helios_epsilon, helios_gamma, helios_ii, helios_omega, helios_zeta, uv1_100, uv_1, uv_2, uv_3, uv_300, uv_4, uv_500, uv_550 | Heraeus | HN80135828 | Deuterium Lamp (D2) SD1251-03J for Nicolet, Thermo, Unicam | HN80135828
Shimadzu | lc_2010, lc_2010a, lc_2010c | Heraeus | HN80137686 | Deuterium Lamp (D2) XD 6295-07J, 2000h, for Shimadzu LC-2010, LC-2010A, LC-2010 | HN80137686
Perkin-Elmer | lambda_365, lambda_465 | Heraeus | HN80138209 | Deuterium Lamp (D2) XD 3495-02J for PerkinElmer | HN80138209
Shimadzu | spd_2a, spd_6a, spd_6av, spd_7a, spd_7av | Heraeus | HN80139739 | Deuterium Lamp (D2) XD 3441-01 for Shimadzu | HN80139739
Misc |  | Heraeus | HN80139862 | Xenon-Flash Modules MXE 1.5 U-SMA1 end-on 1.5 UV glass SMA conntector, 0.115W | HN80139862
Scinco | s_3100, s_4100 | Heraeus | HN80139864 | Deuterium Lamp (D2) XD 3495-03J, 2000h, for Scinco S-3100, 4100 PDA | HN80139864
Misc |  | Heraeus | HN80140856 | Xenon-Flash Modules MXE 1.5 U-01 side-on 1.5 UV glass, vertical, 0.115W | HN80140856
Misc | Hollow cathode lamp | Heraeus | HN80142223 | Hollow Cathode Lamp Iridium Ir, 50mm, Standard1-element | HN80142223
Misc |  | Heraeus | HN80143491 | Xenon-Flash Modules MXE 1.5 U-03 end-on 1.5 UV glass vertical, 0.285W | HN80143491
Misc |  | Heraeus | HN80144266 | Xenon-Flash Modules MXE 1.5 U-11 side-on 1.5 UV glass horizontal, 0.115W | HN80144266
Misc |  | Heraeus | HN80145635 | Xenon-Flash Modules MXE 1.5 U-SMA1 side-on 1.5 UV glass SMA conntector, 0.115W | HN80145635
Misc |  | Heraeus | HN80145636 | Xenon-Flash Modules MXE 1.5 U-SMA3 side-on 1.5 UV glass SMA conntector, 0.285W | HN80145636
Misc |  | Heraeus | HN80145637 | Xenon-Flash Modules MXE 1.5 U-01 end-on 1.5 UV glass vertical, 0.115W | HN80145637
Jenway | 7200 | Altmann | KI012050 | VIS (tungsten) lamp, for Jenway 7200 | KI012050
Jenway | 6300, 6310, 6320d, 6400, 6500, 6700, 7300, 7310, aquanova | Altmann | KI012075 | VIS (tungsten) lamp, for Jenway 6300, 6310, 6320D, 6400, 6500, 6700, 7300, 7310, Aquanova | KI012075
Jenway | 6305, 6315, genova | Altmann | KI012094 | Xenon lamp, for Jenway 6305, 6315, Genova | KI012094
Jenway | 6705, 6715 | Altmann | KI6705/LA | Xenon lamp, for Jenway 6705, 6715 | KI6705/LA
Jenway | 6800 | Altmann | KI680133 | Deuterium (D2) lamp, for Jenway 6800 | KI680133
Jenway | 6800 | Altmann | KI680140 | VIS (tungsten) lamp, for Jenway 6800 | KI680140
Jenway | 6850 | Altmann | KI685021 | Deuterium (D2) lamp, for Jenway 6850 | KI685021
Jenway | 6850 | Altmann | KI685024 | VIS (tungsten) lamp, for Jenway 6850 | KI685024
Jenway | 7305, 7315, genova_nano, genova_plus | Altmann | KII/730545 | Xenon lamp, for Jenway 7305, 7315, Genova Plus, Genova Nano | KII/730545
Applied Biosystems | 1000s, 120a, 130a, 757, 759, 783a, 785a, 980 | Altmann | KILD-ABI-100 | Deuterium (D2) lamp, for ABI 757 759 783A 785A 1000S 980 120A 130A | KILD-ABI-100
Agilent | 1050c, 1050dad, 1090 | Altmann | KILD-AGI-101 | Deuterium (D2) lamp, for Agilent 1050C 1050DAD 1090 | KILD-AGI-101
Agilent | 1100, 1200, 1260 VWD | Altmann | KILD-AGI-104LL | Deuterium (D2) lamp long life for Agilent 1100, 1200, 1260 VWD | KILD-AGI-104LL
Agilent | 8453 | Altmann | KILD-AGI-105 | Lamp, deuterium, Agilent 8453 UV-Vis spectrophotometer | KILD-AGI-105
Agilent | 1100, 1200, 1260 DAD | Altmann | KILD-AGI-105LL | Deuterium (D2) lamp long life for Agilent 1100, 1200, 1260 DAD | KILD-AGI-105LL
Agilent | 8452 | Altmann | KILD-AGI-106 | Deuterium (D2) lamp, for Agilent 8452 | KILD-AGI-106
Agilent | G1315, G1365 | Altmann | KILD-AGI-107LL | Deuterium (D2) lamp long life for Agilent Detector G1315D/D DAD or G1365C/D DAD | KILD-AGI-107LL
Agilent | 1260, 1290 DAD | Altmann | KILD-AGI-108LL | Deuterium (D2) lamp long life for Agilent 1260, 1290 Infinity DAD (8 Pin) | KILD-AGI-108LL
Analytik Jena | 40, 50, 200, 205, 210, 250, 1200, spekol_1100, spekord_s100 | Altmann | KILD-ANJ-100 | Deuterium (D2) lamp, for Analytik Jena Spekol 1100, 1200,Spekord S100/200/205/210/250/40/50 | KILD-ANJ-100
Beckman | 620, 630, 640, 650, 800, 6000, 6500, 7000, 7500, du600 | Altmann | KILD-BEC-102 | Deuterium (D2) lamp, for Beckman DU600 620 630 640 650 800 6000 6500 7000 7500 | KILD-BEC-102
Beckman | 166 | Altmann | KILD-BEC-103 | Deuterium (D2) lamp, for Beckman 166 prealigned | KILD-BEC-103
Beckman | 168 | Altmann | KILD-BEC-105 | Deuterium (D2) lamp, for Beckman 168 prealigned | KILD-BEC-105
Beckman | 5010, 5500, 5510, mdq, p_ace_5000 | Altmann | KILD-BEC-110 | Deuterium (D2) lamp, for Beckman P/ACE 5000, 5010 5500 5510 MDQ | KILD-BEC-110
BioRad | 1706 | Altmann | KILD-BIO-104LL | Deuterium (D2) lamp, longlife, for Biorad 1706 | KILD-BIO-104LL
Bischoff | dad3l, lambda_1010 | Altmann | KILD-BIS-100 | Deuterium (D2) lamp, for Bischoff Lambda 1010, DAD3L | KILD-BIS-100
Bruker |  | Altmann | KILD-BRU-100LL | Deuterium (D2) lamp, longlife, for Bruker | KILD-BRU-100LL
Biotek | spectroscan_80d | Altmann | KILD-BTK-100LL | Deuterium (D2) lamp, longlife, for Biotek Spectroscan 80D UV-VIS | KILD-BTK-100LL
Biotek | 540_dad | Altmann | KILD-BTK-101LL | Deuterium (D2) lamp, longlife, for Biotek 540 DAD | KILD-BTK-101LL
Cecil | 1000_to_9000, ce_series, series_2 | Altmann | KILD-CEC-111 | Deuterium (D2) lamp, for Cecil Series 2, 1000 to 9000, CE Series | KILD-CEC-111
Ecom | lcd_2083_series, lcd_2084_series | Altmann | KILD-ECO-100 | Deuterium (D2) lamp, for Ecom LCD 2083 & 2084 series | KILD-ECO-100
Ecom | flash_06, flash_dad_series, lcd_2073a, opal, sapphire, topaz_series | Altmann | KILD-ECO-101 | Deuterium (D2) lamp, for Flash 06, LCD 2073A, Opal/Sapphire/Topaz series, Flash DAD series | KILD-ECO-101
Gilson | 115, 116, 117, 118, 119, 151, 152, 155, 156 | Altmann | KILD-GIL-101 | Deuterium (D2) lamp, for Gilson115/116/117/118/119/151/152/155/156 | KILD-GIL-101
Gilson | 170_dad | Altmann | KILD-GIL-105 | Deuterium (D2) lamp, for Gilson 170 DAD. | KILD-GIL-105
Gilson | 170 DAD | Altmann | KILD-GIL-105LL | Deuterium (D2) lamp long life for Gilson 170 DAD | KILD-GIL-105LL
Gynkotek | uvd_160, uvd_170s, uvd_320, uvd_340s | Altmann | KILD-GYN-100LL | Deuterium (D2) lamp, longlife, for Gynkotek (Dionex) UVD 320 340S 160 170S | KILD-GYN-100LL
Hach | dr5000 | Altmann | KILD-HAC-100 | Deuterium (D2) lamp, for Hach Lange DR5000 | KILD-HAC-100
Jasco | 970, 1575, 2075, 975 - b - c_series__1570 | Altmann | KILD-JAS-101SLL | Deuterium (D2) lamp, longlife, for Jasco 970 975 (B & C Series) 1570 1575 2075 | KILD-JAS-101SLL
Jasco | v530_550_560_570_630_650_660_670 - 7800_7850 | Altmann | KILD-JAS-102LL | Deuterium (D2) lamp, longlife, for Jasco V530, 550, 560 570 630 650 660 670 & 7800 7850 | KILD-JAS-102LL
Jenway | 6400, 6500, 6505_series | Altmann | KILD-JEN-101LL | Deuterium (D2) lamp, longlife, for Jenway 6400 6500 6505 Series | KILD-JEN-101LL
Knauer | k2500, k2501, k2600, k2700, wellchrom_k2000 | Altmann | KILD-KNA-101 | Deuterium (D2) lamp, for Knauer Wellchrom K2000 K2500 K2501 K2600 K2700 | KILD-KNA-101
Knauer | k2500, k2501, wellchrom_k2000 | Altmann | KILD-KNA-101LL | Deuterium (D2) lamp, longlife, for Knauer Wellchrom K2000 K2500 K2501 | KILD-KNA-101LL
Knauer | Smartline PDA 2800, 2850 | Altmann | KILD-KNA-103LL | Deuterium (D2) lamp long life for Knauer Smartline PDA 2800 | KILD-KNA-103LL
Kontron | 332_to_535, 770 | Altmann | KILD-KON-102LL | Deuterium (D2) lamp, longlife, for Kontron 332 to 535/770 | KILD-KON-102LL
Kontron | 540_, 540dad, 545v | Altmann | KILD-KON-103LL | Deuterium (D2) lamp, longlife, for Kontron 540DAD 540+ 545V | KILD-KON-103LL
Kontron | uvikon_922_to_941 | Altmann | KILD-KON-104 | Deuterium (D2) lamp, for Kontron Uvikon 922 to 941 | KILD-KON-104
Kontron | uvikon_csa, uvikon_xl, uvikon_xs | Altmann | KILD-KON-106 | Deuterium (D2) lamp, for Kontron Uvikon XL XS CSA | KILD-KON-106
Kontron | 720lc | Altmann | KILD-KON-108 | Deuterium (D2) lamp, for Kontron 720LC | KILD-KON-108
LKB | ultrospec_1000, ultrospec_2000, ultrospec_3000, ultrospec_4000 | Altmann | KILD-LKB-102 | Deuterium UV lamp (D2), for LKB Pharmacia Ultrospec 1000 2000 3000 4000 (Deuterium (D2) + W - Lamp) | KILD-LKB-102
LKB | ii, iii, plus, ultrospec_i | Altmann | KILD-LKB-104 | Deuterium (D2) lamp, for LKB Pharmacia Ultrospec I II III Plus | KILD-LKB-104
Hitachi | l - u_series | Altmann | KILD-MEH-100S | Deuterium (D2) lamp, longlife, for Merck Hitachi L & U Series | KILD-MEH-100S
Hitachi | 100_10_to_60, 124 | Altmann | KILD-MEH-101 | Deuterium (D2) lamp, for Hitachi 100-10 to 60, 124 | KILD-MEH-101
Hitachi | u_1800, u_1900, u_2800, u_2810, u_2900, u_2910, u_3900, u_3900h | Altmann | KILD-MEH-103 | Deuterium (D2) lamp, for Hitachi U-1800, U-2800, U-2810, U-1900, U-2900, U-2910, U-3900, U-3900H | KILD-MEH-103
Metertech | sp_8001 | Altmann | KILD-MET-100 | Deuterium (D2) lamp, longlife, for Metertech SP-8001 | KILD-MET-100
Perkin-Elmer | series_200 | Altmann | KILD-PER-100 | Deuterium (D2) lamp, for Perkin Elmer Series 200 | KILD-PER-100
Perkin-Elmer | lc_series_200_dad_i, lc_series_200_dad_ii | Altmann | KILD-PER-102 | Deuterium (D2) lamp, for Perkin Elmer LC Series 200 DAD I & II | KILD-PER-102
Perkin-Elmer | 65, 75, 85, 95, 135, 141, 235, 241, 575, integral, lambda_1_3, lc55 | Altmann | KILD-PER-103 | VIS (tungsten) lamp, for PE LC55, 65, 75 85 95 135 141 235 241 575 Lambda 1 3, Integral | KILD-PER-103
Perkin-Elmer | 55x_series_lc480, 800, 900_bio, lambda_2_to_45 | Altmann | KILD-PER-160 | Deuterium (D2) lamp, for PE Lambda 2 to 45 800 900 Bio, 55X series LC480 | KILD-PER-160
Spectronic-Thermo-Unicam | 4225 | Altmann | KILD-PHU-100 | Deuterium (D2) lamp, for Unicam 4225 | KILD-PHU-100
Spectronic-Thermo-Unicam | aquamate, biomate_5, genesys_8, helios_evolution_600, helios_gamma, uv_helios_series | Altmann | KILD-PHU-101 | Deuterium (D2) lamp, for Thermo Unicam UV Helios series, Aquamate, Biomate 5, Gamma, Genesys 8 | KILD-PHU-101
Spectronic-Thermo-Unicam | 929, 939, 959, 969_atomabsorptionsspektrometer | Altmann | KILD-PHU-105 | Deuterium (D2) lamp, for Thermo Unicam 929 939 959 AA Spectrometer | KILD-PHU-105
Scinco | s_3100 | Altmann | KILD-SCI-101 | Deuterium (D2) lamp, for Scinco S-3100 | KILD-SCI-101
Shimadzu | 6av, 7a, 7av, ll, spd_6a | Altmann | KILD-SHI-100LL | Deuterium (D2) lamp, longlife, for Shimadzu SPD-6A 6AV 7A 7AV | KILD-SHI-100LL
Shimadzu | SPD 20A, SPD 20AV | Altmann | KILD-SHI-101LL | Deuterium (D2) lamp long life for Shimadzu SPD-10A, AVP, AV, AVVP, M10AVP, 20A, 20AV, M20A | KILD-SHI-101LL
Shimadzu |  | Altmann | KILD-SHI-102SLL | Deuterium (D2) lamp, longlife, for Shimadzu Spectrophotometer | KILD-SHI-102SLL
Shimadzu | LC2010, LC2010A, LC2010C | Altmann | KILD-SHI-103LL | Deuterium (D2) lamp long life for Shimadzu LC2010, LC2010A, LC2010C | KILD-SHI-103LL
Shimadzu | m10av, spd_m10a | Altmann | KILD-SHI-104LL | Deuterium (D2) lamp, longlife, for Shimadzu SPD-M10A, M10AV | KILD-SHI-104LL
Thermawave | series_3, series_5 | Altmann | KILD-THW-100 | Deuterium (D2) lamp, for Thermowave Series 3 & 5 | KILD-THW-100
Spectronic-Thermo-Unicam | 1000, 2000, 3000_focus_spectrachrom, uv100 | Altmann | KILD-TSP-102S | Deuterium (D2) lamp, for TSP UV100/1000/2000/3000 Focus Spectrachrom | KILD-TSP-102S
Spectronic-Thermo-Unicam | thermosolaar_m_series | Altmann | KILD-TSP-104 | Deuterium (D2) lamp, for TSP Thermosolaar M Series | KILD-TSP-104
Spectronic-Thermo-Unicam | accela_pda, surveyor_plus, uv6000, uv6000lp | Altmann | KILD-TSP-106 | Deuterium (D2) lamp, for TSP UV6000, UV6000LP, Accela PDA, Surveyor Plus | KILD-TSP-106
Varian | 2050, 2550, 5500 | Altmann | KILD-VAR-100LL | Deuterium (D2) lamp, longlife, for Varian 2050 2550 5500 | KILD-VAR-100LL
Varian | 9050, ProStar 310, UV50/100/200 | Altmann | KILD-VAR-103LL | Deuterium (D2) lamp long life for Varian UV50/100/200 9050 Prostar 310 | KILD-VAR-103LL
Varian | ProStar 325,335 | Altmann | KILD-VAR-105LL | Deuterium (D2) lamp long life for Varian Prostar 325 and 335 | KILD-VAR-105LL
Varian | prostar_340, prostar_345 | Altmann | KILD-VAR-106 | Deuterium (D2) lamp, for Varian Prostar 340 345 | KILD-VAR-106
Waters | 996, 2996 | Altmann | KILD-WAT-104LL | Deuterium (D2) lamp long life for Waters 996, 2996 PDA | KILD-WAT-104LL
Waters | 2487, 2488 | Altmann | KILD-WAT-105LL | Deuterium (D2) lamp long life for Waters 2487, 2488 | KILD-WAT-105LL
GE AKTA | upc_900 | Altmann | KILH-GE-101 | D2 lamp, mercury, for GE AKTA UPC-900 | KILH-GE-101
GE AKTA | uv_900 | Altmann | KILH-GE-102 | Deuterium (D2) lamp, Xenon, lamp module monochromator, for GE AKTA UV-900 | KILH-GE-102
GE AKTA | uv_900 | Altmann | KILH-GE-103 | Deuterium (D2) lamp, Xenon, refurb. exchange lamp module, for GE AKTA UV-900 | KILH-GE-103
Beckman | 70, 166, 600, 800, du6 | Altmann | KILT-BEC-100 | VIS (tungsten) lamp, for Beckman 166, DU6/70/600/800 | KILT-BEC-100
Cecil | 200, 2000, 3000 series, 272, 2272, 393 | Altmann | KILT-CEC-111 | VIS (Tungsten) lamp for Cecil Model 200, 2000,3000 Series, 272, 2272, 393 | KILT-CEC-111
Dionex | 3000_vwd_dad | Altmann | KILT-DIO-105 | VIS (tungsten) lamp, for Dionex 3000 VWD DAD | KILT-DIO-105
Jasco | 530, 550, 560, 570, 630, 650, 660, 670 | Altmann | KILT-JAS-102 | VIS (tungsten) lamp, for Jasco V530, 550, 560 570 630 650 660 670 | KILT-JAS-102
LKB | novaspec_ii, ultrospec_2000, ultrospec_3000 | Altmann | KILT-LKB-100 | VIS (tungsten) lamp, for LKB Pharmacia Ultrospec 2000 3000 Novaspec II | KILT-LKB-100
Hitachi | pe_ez210_lampda, u_series | Altmann | KILT-MEH-100 | VIS (tungsten) lamp, for Hitachi U Series /PE EZ210 Lampda | KILT-MEH-100
Hitachi | 245, 2420, l2400 | Altmann | KILT-MEH-101 | VIS (tungsten) lamp, for Merck Hitachi L2400 2420 245 | KILT-MEH-101
Perkin-Elmer | 55x_series, 800, 900_bio, lambda_2_to_45, lc480 | Altmann | KILT-PER-160 | VIS (tungsten) lamp, for PE Lambda 2 to 45 800 900 Bio, 55X series LC480 W | KILT-PER-160
Spectronic-Thermo-Unicam | 5625, 5675, 8600, 8700, 8800 | Altmann | KILT-PHU-102 | VIS (tungsten) lamp, for Unicam 5625 5675 8600 8700 8800 Series | KILT-PHU-102
Spectronic-Thermo-Unicam | biomate_5, helios_alpha, helios_aquamate, helios_beta, helios_delta, helios_gamma | Altmann | KILT-PHU-103 | VIS (tungsten) lamp, for Unicam Helios Aquamate, Biomate 5, Alpha, Beta, Gamma and Delta | KILT-PHU-103
Shimadzu | 20av, avp, avvp, spd_10av | Altmann | KILT-SHI-101 | VIS (tungsten) lamp, for Shimadzu SPD-10AV, AVP, AVVP, 20AV | KILT-SHI-101
Shimadzu | m10avp, m20a | Altmann | KILT-SHI-104 | VIS (tungsten) lamp, for Shimadzu M10AVP/M20A | KILT-SHI-104
Agilent | 1100_fld | Altmann | KILX-AGI-101 | Xenon-UV lamp, for Agilent 1100 FLD | KILX-AGI-101
Dionex | rf1002, rf2000 | Altmann | KILX-DIO-150S | Xenon-UV lamp, for Dionex RF 1002/2000 | KILX-DIO-150S
Gilson | 122 | Altmann | KILX-GIL-150MO | Xenon-UV lamp, for Gilson 122 | KILX-GIL-150MO
Jasco | 820, 821 | Altmann | KILX-JAS-150MO | Xenon-UV lamp, for Jasco 820 821 | KILX-JAS-150MO
Jasco | 820, 821, 920, 921, 1520, 2020 | Altmann | KILX-JAS-274 | Xenon-UV lamp, for Jasco 820 821 920 921 1520 2020 | KILX-JAS-274
Kontron | sfm25 | Altmann | KILX-KON-150MO | Xenon-UV lamp, for Kontron SFM25 | KILX-KON-150MO
LDC | fm4100 | Altmann | KILX-LDC-150MO | Xenon-UV lamp, for LDC FM4100 | KILX-LDC-150MO
Hitachi | fluorescence_detector | Altmann | KILX-MEH-152H | Xenon-UV lamp, for Hitachi Fluorescence Detector | KILX-MEH-152H
Perkin-Elmer | 203, 204, 650, mpf2a, mpf3, mpf4 | Altmann | KILX-PER-150MO | Xenon-UV lamp, for PE 203 204 650 MPF2A MPF3 MPF4 | KILX-PER-150MO
Shimadzu | 5000, rf1501_5301 | Altmann | KILX-SHI-150MO | Xenon-UV lamp, for Shimadzu RF1501.5301 5000 | KILX-SHI-150MO
Shimadzu | rf10a, rf10axl, rf500, rf535, rf540, rf551 | Altmann | KILX-SHI-150S | Xenon-UV lamp, for Shimadzu RF540 RF535 RF551 RF500 RF10A RF10AXL | KILX-SHI-150S
Shimadzu | rf510, rf530 | Altmann | KILX-SHI-75XE | Xenon-UV lamp, for Shimadzu RF530 RF510 | KILX-SHI-75XE
Varian | prostar_363 | Altmann | KILX-VAR-152H | Xenon-UV lamp, for Varian Prostar 363 | KILX-VAR-152H
Waters | 470, 474 | Altmann | KILX-WAT-150MO | Xenon-UV lamp, for Waters 470 474 | KILX-WAT-150MO