## HPLC Columns
Brand | P/N | Product Name | Phase | L mm | ID mm | Particle µm | Pore Å | USP | Endcapping | Type | Material | Dimension
ProntoSIL | 0102C185PS030 | BISCHOFF ProntoSIL 60-3-C18 H | C18 | 14 | 2 | 3 | 60 | L1 | fully | HPLC Column | SS | 14 x 2,0 mm
ProntoSIL | 0103C185PS030 | BISCHOFF ProntoSIL 60-3-C18 H | C18 | 14 | 3 | 3 | 60 | L1 | fully | HPLC Column | SS | 14 x 3,0 mm
ProntoSIL | 0104C185PS030 | BISCHOFF ProntoSIL 60-3-C18 H | C18 | 14 | 4 | 3 | 60 | L1 | fully | HPLC Column | SS | 14 x 4,0 mm
ProntoSIL | 0146C185PS030 | BISCHOFF ProntoSIL 60-3-C18 H | C18 | 14 | 4.6 | 3 | 60 | L1 | fully | HPLC Column | SS | 14 x 4,6 mm
ProntoSIL | A202C185PS030 | BISCHOFF ProntoSIL 60-3-C18 H | C18 | 20 | 2 | 3 | 60 | L1 | fully | HPLC Column | SS | 20 x 2,0 mm
ProntoSIL | A203C185PS030 | BISCHOFF ProntoSIL 60-3-C18 H | C18 | 20 | 3 | 3 | 60 | L1 | fully | HPLC Column | SS | 20 x 3,0 mm
ProntoSIL | A204C185PS030 | BISCHOFF ProntoSIL 60-3-C18 H | C18 | 20 | 4 | 3 | 60 | L1 | fully | HPLC Column | SS | 20 x 4,0 mm
ProntoSIL | A246C185PS030 | BISCHOFF ProntoSIL 60-3-C18 H | C18 | 20 | 4.6 | 3 | 60 | L1 | fully | HPLC Column | SS | 20 x 4,6 mm
ProntoSIL | 0202C185PS030 | BISCHOFF ProntoSIL 60-3-C18 H | C18 | 25 | 2 | 3 | 60 | L1 | fully | HPLC Column | SS | 25 x 2,0 mm
ProntoSIL | 0203C185PS030 | BISCHOFF ProntoSIL 60-3-C18 H | C18 | 25 | 3 | 3 | 60 | L1 | fully | HPLC Column | SS | 25 x 3,0 mm
ProntoSIL | 0204C185PS030 | BISCHOFF ProntoSIL 60-3-C18 H | C18 | 25 | 4 | 3 | 60 | L1 | fully | HPLC Column | SS | 25 x 4,0 mm
ProntoSIL | 0246C185PS030 | BISCHOFF ProntoSIL 60-3-C18 H | C18 | 25 | 4.6 | 3 | 60 | L1 | fully | HPLC Column | SS | 25 x 4,6 mm
ProntoSIL | 0302C185PS030 | BISCHOFF ProntoSIL 60-3-C18 H | C18 | 30 | 2 | 3 | 60 | L1 | fully | HPLC Column | SS | 30 x 2,0 mm
ProntoSIL | 0303C185PS030 | BISCHOFF ProntoSIL 60-3-C18 H | C18 | 30 | 3 | 3 | 60 | L1 | fully | HPLC Column | SS | 30 x 3,0 mm
ProntoSIL | 0304C185PS030 | BISCHOFF ProntoSIL 60-3-C18 H | C18 | 30 | 4 | 3 | 60 | L1 | fully | HPLC Column | SS | 30 x 4,0 mm
ProntoSIL | 0346C185PS030 | BISCHOFF ProntoSIL 60-3-C18 H | C18 | 30 | 4.6 | 3 | 60 | L1 | fully | HPLC Column | SS | 30 x 4,6 mm
ProntoSIL | 0402C185PS030 | BISCHOFF ProntoSIL 60-3-C18 H | C18 | 33 | 2 | 3 | 60 | L1 | fully | HPLC Column | SS | 33 x 2,0 mm
ProntoSIL | 0403C185PS030 | BISCHOFF ProntoSIL 60-3-C18 H | C18 | 33 | 3 | 3 | 60 | L1 | fully | HPLC Column | SS | 33 x 3,0 mm
ProntoSIL | 0404C185PS030 | BISCHOFF ProntoSIL 60-3-C18 H | C18 | 33 | 4 | 3 | 60 | L1 | fully | HPLC Column | SS | 33 x 4,0 mm
ProntoSIL | 0446C185PS030 | BISCHOFF ProntoSIL 60-3-C18 H | C18 | 33 | 4.6 | 3 | 60 | L1 | fully | HPLC Column | SS | 33 x 4,6 mm
ProntoSIL | A402C185PS030 | BISCHOFF ProntoSIL 60-3-C18 H | C18 | 40 | 2 | 3 | 60 | L1 | fully | HPLC Column | SS | 40 x 2,0 mm
ProntoSIL | A403C185PS030 | BISCHOFF ProntoSIL 60-3-C18 H | C18 | 40 | 3 | 3 | 60 | L1 | fully | HPLC Column | SS | 40 x 3,0 mm
ProntoSIL | A404C185PS030 | BISCHOFF ProntoSIL 60-3-C18 H | C18 | 40 | 4 | 3 | 60 | L1 | fully | HPLC Column | SS | 40 x 4,0 mm
ProntoSIL | A446C185PS030 | BISCHOFF ProntoSIL 60-3-C18 H | C18 | 40 | 4.6 | 3 | 60 | L1 | fully | HPLC Column | SS | 40 x 4,6 mm
ProntoSIL | 0502C185PS030 | BISCHOFF ProntoSIL 60-3-C18 H | C18 | 50 | 2 | 3 | 60 | L1 | fully | HPLC Column | SS | 50 x 2,0 mm
ProntoSIL | 0503C185PS030 | BISCHOFF ProntoSIL 60-3-C18 H | C18 | 50 | 3 | 3 | 60 | L1 | fully | HPLC Column | SS | 50 x 3,0 mm
ProntoSIL | 0504C185PS030 | BISCHOFF ProntoSIL 60-3-C18 H | C18 | 50 | 4 | 3 | 60 | L1 | fully | HPLC Column | SS | 50 x 4,0 mm
ProntoSIL | 0546C185PS030 | BISCHOFF ProntoSIL 60-3-C18 H | C18 | 50 | 4.6 | 3 | 60 | L1 | fully | HPLC Column | SS | 50 x 4,6 mm
ProntoSIL | 0602C185PS030 | BISCHOFF ProntoSIL 60-3-C18 H | C18 | 53 | 2 | 3 | 60 | L1 | fully | HPLC Column | SS | 53 x 2,0 mm
ProntoSIL | 0603C185PS030 | BISCHOFF ProntoSIL 60-3-C18 H | C18 | 53 | 3 | 3 | 60 | L1 | fully | HPLC Column | SS | 53 x 3,0 mm
ProntoSIL | 0604C185PS030 | BISCHOFF ProntoSIL 60-3-C18 H | C18 | 53 | 4 | 3 | 60 | L1 | fully | HPLC Column | SS | 53 x 4,0 mm
ProntoSIL | 0646C185PS030 | BISCHOFF ProntoSIL 60-3-C18 H | C18 | 53 | 4.6 | 3 | 60 | L1 | fully | HPLC Column | SS | 53 x 4,6 mm
ProntoSIL | A602C185PS030 | BISCHOFF ProntoSIL 60-3-C18 H | C18 | 60 | 2 | 3 | 60 | L1 | fully | HPLC Column | SS | 60 x 2,0 mm
ProntoSIL | A603C185PS030 | BISCHOFF ProntoSIL 60-3-C18 H | C18 | 60 | 3 | 3 | 60 | L1 | fully | HPLC Column | SS | 60 x 3,0 mm
ProntoSIL | A604C185PS030 | BISCHOFF ProntoSIL 60-3-C18 H | C18 | 60 | 4 | 3 | 60 | L1 | fully | HPLC Column | SS | 60 x 4,0 mm
ProntoSIL | A646C185PS030 | BISCHOFF ProntoSIL 60-3-C18 H | C18 | 60 | 4.6 | 3 | 60 | L1 | fully | HPLC Column | SS | 60 x 4,6 mm
ProntoSIL | 0702C185PS030 | BISCHOFF ProntoSIL 60-3-C18 H | C18 | 75 | 2 | 3 | 60 | L1 | fully | HPLC Column | SS | 75 x 2,0 mm
ProntoSIL | 0703C185PS030 | BISCHOFF ProntoSIL 60-3-C18 H | C18 | 75 | 3 | 3 | 60 | L1 | fully | HPLC Column | SS | 75 x 3,0 mm
ProntoSIL | 0704C185PS030 | BISCHOFF ProntoSIL 60-3-C18 H | C18 | 75 | 4 | 3 | 60 | L1 | fully | HPLC Column | SS | 75 x 4,0 mm
ProntoSIL | 0746C185PS030 | BISCHOFF ProntoSIL 60-3-C18 H | C18 | 75 | 4.6 | 3 | 60 | L1 | fully | HPLC Column | SS | 75 x 4,6 mm
ProntoSIL | 1002C185PS030 | BISCHOFF ProntoSIL 60-3-C18 H | C18 | 100 | 2 | 3 | 60 | L1 | fully | HPLC Column | SS | 100 x 2,0 mm
ProntoSIL | 1003C185PS030 | BISCHOFF ProntoSIL 60-3-C18 H | C18 | 100 | 3 | 3 | 60 | L1 | fully | HPLC Column | SS | 100 x 3,0 mm
ProntoSIL | 1004C185PS030 | BISCHOFF ProntoSIL 60-3-C18 H | C18 | 100 | 4 | 3 | 60 | L1 | fully | HPLC Column | SS | 100 x 4,0 mm
ProntoSIL | 1046C185PS030 | BISCHOFF ProntoSIL 60-3-C18 H | C18 | 100 | 4.6 | 3 | 60 | L1 | fully | HPLC Column | SS | 100 x 4,6 mm
ProntoSIL | 1202C185PS030 | BISCHOFF ProntoSIL 60-3-C18 H | C18 | 125 | 2 | 3 | 60 | L1 | fully | HPLC Column | SS | 125 x 2,0 mm
ProntoSIL | 1203C185PS030 | BISCHOFF ProntoSIL 60-3-C18 H | C18 | 125 | 3 | 3 | 60 | L1 | fully | HPLC Column | SS | 125 x 3,0 mm
ProntoSIL | 1204C185PS030 | BISCHOFF ProntoSIL 60-3-C18 H | C18 | 125 | 4 | 3 | 60 | L1 | fully | HPLC Column | SS | 125 x 4,0 mm
ProntoSIL | 1246C185PS030 | BISCHOFF ProntoSIL 60-3-C18 H | C18 | 125 | 4.6 | 3 | 60 | L1 | fully | HPLC Column | SS | 125 x 4,6 mm
ProntoSIL | 1502C185PS030 | BISCHOFF ProntoSIL 60-3-C18 H | C18 | 150 | 2 | 3 | 60 | L1 | fully | HPLC Column | SS | 150 x 2,0 mm
ProntoSIL | 1503C185PS030 | BISCHOFF ProntoSIL 60-3-C18 H | C18 | 150 | 3 | 3 | 60 | L1 | fully | HPLC Column | SS | 150 x 3,0 mm
ProntoSIL | 1504C185PS030 | BISCHOFF ProntoSIL 60-3-C18 H | C18 | 150 | 4 | 3 | 60 | L1 | fully | HPLC Column | SS | 150 x 4,0 mm
ProntoSIL | 1546C185PS030 | BISCHOFF ProntoSIL 60-3-C18 H | C18 | 150 | 4.6 | 3 | 60 | L1 | fully | HPLC Column | SS | 150 x 4,6 mm
ProntoSIL | 2002C185PS030 | BISCHOFF ProntoSIL 60-3-C18 H | C18 | 200 | 2 | 3 | 60 | L1 | fully | HPLC Column | SS | 200 x 2,0 mm
ProntoSIL | 2003C185PS030 | BISCHOFF ProntoSIL 60-3-C18 H | C18 | 200 | 3 | 3 | 60 | L1 | fully | HPLC Column | SS | 200 x 3,0 mm
ProntoSIL | 2004C185PS030 | BISCHOFF ProntoSIL 60-3-C18 H | C18 | 200 | 4 | 3 | 60 | L1 | fully | HPLC Column | SS | 200 x 4,0 mm
ProntoSIL | 2046C185PS030 | BISCHOFF ProntoSIL 60-3-C18 H | C18 | 200 | 4.6 | 3 | 60 | L1 | fully | HPLC Column | SS | 200 x 4,6 mm
ProntoSIL | 2502C185PS030 | BISCHOFF ProntoSIL 60-3-C18 H | C18 | 250 | 2 | 3 | 60 | L1 | fully | HPLC Column | SS | 250 x 2,0 mm
ProntoSIL | 2503C185PS030 | BISCHOFF ProntoSIL 60-3-C18 H | C18 | 250 | 3 | 3 | 60 | L1 | fully | HPLC Column | SS | 250 x 3,0 mm
ProntoSIL | 2504C185PS030 | BISCHOFF ProntoSIL 60-3-C18 H | C18 | 250 | 4 | 3 | 60 | L1 | fully | HPLC Column | SS | 250 x 4,0 mm
ProntoSIL | 2546C185PS030 | BISCHOFF ProntoSIL 60-3-C18 H | C18 | 250 | 4.6 | 3 | 60 | L1 | fully | HPLC Column | SS | 250 x 4,6 mm
ProntoSIL | 3002C185PS030 | BISCHOFF ProntoSIL 60-3-C18 H | C18 | 300 | 2 | 3 | 60 | L1 | fully | HPLC Column | SS | 300 x 2,0 mm
ProntoSIL | 3003C185PS030 | BISCHOFF ProntoSIL 60-3-C18 H | C18 | 300 | 3 | 3 | 60 | L1 | fully | HPLC Column | SS | 300 x 3,0 mm
ProntoSIL | 3004C185PS030 | BISCHOFF ProntoSIL 60-3-C18 H | C18 | 300 | 4 | 3 | 60 | L1 | fully | HPLC Column | SS | 300 x 4,0 mm
ProntoSIL | 3046C185PS030 | BISCHOFF ProntoSIL 60-3-C18 H | C18 | 300 | 4.6 | 3 | 60 | L1 | fully | HPLC Column | SS | 300 x 4,6 mm
ProntoSIL | 01P4C185PS030 | BISCHOFF ProntoSIL 60-3-C18 H | C18 | 14 | 4 | 3 | 60 | L1 | fully | HPLC Column | PEEK | 14 x 4,0 mm
ProntoSIL | A2P4C185PS030 | BISCHOFF ProntoSIL 60-3-C18 H | C18 | 20 | 4 | 3 | 60 | L1 | fully | HPLC Column | PEEK | 20 x 4,0 mm
ProntoSIL | 02P4C185PS030 | BISCHOFF ProntoSIL 60-3-C18 H | C18 | 25 | 4 | 3 | 60 | L1 | fully | HPLC Column | PEEK | 25 x 4,0 mm
ProntoSIL | 03P4C185PS030 | BISCHOFF ProntoSIL 60-3-C18 H | C18 | 30 | 4 | 3 | 60 | L1 | fully | HPLC Column | PEEK | 30 x 4,0 mm
ProntoSIL | 04P4C185PS030 | BISCHOFF ProntoSIL 60-3-C18 H | C18 | 33 | 4 | 3 | 60 | L1 | fully | HPLC Column | PEEK | 33 x 4,0 mm
ProntoSIL | A4P4C185PS030 | BISCHOFF ProntoSIL 60-3-C18 H | C18 | 40 | 4 | 3 | 60 | L1 | fully | HPLC Column | PEEK | 40 x 4,0 mm
ProntoSIL | 05P4C185PS030 | BISCHOFF ProntoSIL 60-3-C18 H | C18 | 50 | 4 | 3 | 60 | L1 | fully | HPLC Column | PEEK | 50 x 4,0 mm
ProntoSIL | 06P4C185PS030 | BISCHOFF ProntoSIL 60-3-C18 H | C18 | 53 | 4 | 3 | 60 | L1 | fully | HPLC Column | PEEK | 53 x 4,0 mm
ProntoSIL | A6P4C185PS030 | BISCHOFF ProntoSIL 60-3-C18 H | C18 | 60 | 4 | 3 | 60 | L1 | fully | HPLC Column | PEEK | 60 x 4,0 mm
ProntoSIL | 07P4C185PS030 | BISCHOFF ProntoSIL 60-3-C18 H | C18 | 75 | 4 | 3 | 60 | L1 | fully | HPLC Column | PEEK | 75 x 4,0 mm
ProntoSIL | 10P4C185PS030 | BISCHOFF ProntoSIL 60-3-C18 H | C18 | 100 | 4 | 3 | 60 | L1 | fully | HPLC Column | PEEK | 100 x 4,0 mm
ProntoSIL | 12P4C185PS030 | BISCHOFF ProntoSIL 60-3-C18 H | C18 | 125 | 4 | 3 | 60 | L1 | fully | HPLC Column | PEEK | 125 x 4,0 mm
ProntoSIL | 15P4C185PS030 | BISCHOFF ProntoSIL 60-3-C18 H | C18 | 150 | 4 | 3 | 60 | L1 | fully | HPLC Column | PEEK | 150 x 4,0 mm
ProntoSIL | 20P4C185PS030 | BISCHOFF ProntoSIL 60-3-C18 H | C18 | 200 | 4 | 3 | 60 | L1 | fully | HPLC Column | PEEK | 200 x 4,0 mm
ProntoSIL | 25P4C185PS030 | BISCHOFF ProntoSIL 60-3-C18 H | C18 | 250 | 4 | 3 | 60 | L1 | fully | HPLC Column | PEEK | 250 x 4,0 mm
ProntoSIL | 30P4C185PS030 | BISCHOFF ProntoSIL 60-3-C18 H | C18 | 300 | 4 | 3 | 60 | L1 | fully | HPLC Column | PEEK | 300 x 4,0 mm
ProntoSIL | 6305C185PS030 | BISCHOFF ProntoSIL 60-3-C18 H | C18 | 5 | 4 | 3 | 60 | L1 | fully | Cartridges (5 pcs.) | SS | 5 x 4,0 mm
ProntoSIL | 6301C185PS030 | BISCHOFF ProntoSIL 60-3-C18 H | C18 | 10 | 4 | 3 | 60 | L1 | fully | Cartridges (5 pcs.) | SS | 10 x 4,0 mm
ProntoSIL | 6302C185PS030 | BISCHOFF ProntoSIL 60-3-C18 H | C18 | 20 | 4 | 3 | 60 | L1 | fully | Cartridges (5 pcs.) | SS | 20 x 4,0 mm
ProntoSIL | 63P1C185PS030 | BISCHOFF ProntoSIL 60-3-C18 H | C18 | 10 | 4 | 3 | 60 | L1 | fully | Cartridges (5 pcs.) | PEEK | 10 x 4,0 mm
ProntoSIL | 63P2C185PS030 | BISCHOFF ProntoSIL 60-3-C18 H | C18 | 20 | 4 | 3 | 60 | L1 | fully | Cartridges (5 pcs.) | PEEK | 20 x 4,0 mm
ProntoSIL | 6335C185PS030 | BISCHOFF ProntoSIL 60-3-C18 H | C18 | 5 | 3 | 3 | 60 | L1 | fully | Cartridges (5 pcs.) | SS | 5 x 3,0 mm
ProntoSIL | 6331C185PS030 | BISCHOFF ProntoSIL 60-3-C18 H | C18 | 10 | 3 | 3 | 60 | L1 | fully | Cartridges (5 pcs.) | SS | 10 x 3,0 mm
ProntoSIL | 6332C185PS030 | BISCHOFF ProntoSIL 60-3-C18 H | C18 | 20 | 3 | 3 | 60 | L1 | fully | Cartridges (5 pcs.) | SS | 20 x 3,0 mm
ProntoSIL | 6325C185PS030 | BISCHOFF ProntoSIL 60-3-C18 H | C18 | 5 | 2 | 3 | 60 | L1 | fully | Cartridges (5 pcs.) | SS | 5 x 2,0 mm
ProntoSIL | 6321C185PS030 | BISCHOFF ProntoSIL 60-3-C18 H | C18 | 10 | 2 | 3 | 60 | L1 | fully | Cartridges (5 pcs.) | SS | 10 x 2,0 mm
ProntoSIL | 6322C185PS030 | BISCHOFF ProntoSIL 60-3-C18 H | C18 | 20 | 2 | 3 | 60 | L1 | fully | Cartridges (5 pcs.) | SS | 20 x 2,0 mm
ProntoSIL | 0102C185PS050 | BISCHOFF ProntoSIL 60-5-C18 H | C18 | 14 | 2 | 5 | 60 | L1 | fully | HPLC Column | SS | 14 x 2,0 mm
ProntoSIL | 0103C185PS050 | BISCHOFF ProntoSIL 60-5-C18 H | C18 | 14 | 3 | 5 | 60 | L1 | fully | HPLC Column | SS | 14 x 3,0 mm
ProntoSIL | 0104C185PS050 | BISCHOFF ProntoSIL 60-5-C18 H | C18 | 14 | 4 | 5 | 60 | L1 | fully | HPLC Column | SS | 14 x 4,0 mm
ProntoSIL | 0146C185PS050 | BISCHOFF ProntoSIL 60-5-C18 H | C18 | 14 | 4.6 | 5 | 60 | L1 | fully | HPLC Column | SS | 14 x 4,6 mm
ProntoSIL | A202C185PS050 | BISCHOFF ProntoSIL 60-5-C18 H | C18 | 20 | 2 | 5 | 60 | L1 | fully | HPLC Column | SS | 20 x 2,0 mm
ProntoSIL | A203C185PS050 | BISCHOFF ProntoSIL 60-5-C18 H | C18 | 20 | 3 | 5 | 60 | L1 | fully | HPLC Column | SS | 20 x 3,0 mm
ProntoSIL | A204C185PS050 | BISCHOFF ProntoSIL 60-5-C18 H | C18 | 20 | 4 | 5 | 60 | L1 | fully | HPLC Column | SS | 20 x 4,0 mm
ProntoSIL | A246C185PS050 | BISCHOFF ProntoSIL 60-5-C18 H | C18 | 20 | 4.6 | 5 | 60 | L1 | fully | HPLC Column | SS | 20 x 4,6 mm
ProntoSIL | 0202C185PS050 | BISCHOFF ProntoSIL 60-5-C18 H | C18 | 25 | 2 | 5 | 60 | L1 | fully | HPLC Column | SS | 25 x 2,0 mm
ProntoSIL | 0203C185PS050 | BISCHOFF ProntoSIL 60-5-C18 H | C18 | 25 | 3 | 5 | 60 | L1 | fully | HPLC Column | SS | 25 x 3,0 mm
ProntoSIL | 0204C185PS050 | BISCHOFF ProntoSIL 60-5-C18 H | C18 | 25 | 4 | 5 | 60 | L1 | fully | HPLC Column | SS | 25 x 4,0 mm
ProntoSIL | 0246C185PS050 | BISCHOFF ProntoSIL 60-5-C18 H | C18 | 25 | 4.6 | 5 | 60 | L1 | fully | HPLC Column | SS | 25 x 4,6 mm
ProntoSIL | 0302C185PS050 | BISCHOFF ProntoSIL 60-5-C18 H | C18 | 30 | 2 | 5 | 60 | L1 | fully | HPLC Column | SS | 30 x 2,0 mm
ProntoSIL | 0303C185PS050 | BISCHOFF ProntoSIL 60-5-C18 H | C18 | 30 | 3 | 5 | 60 | L1 | fully | HPLC Column | SS | 30 x 3,0 mm
ProntoSIL | 0304C185PS050 | BISCHOFF ProntoSIL 60-5-C18 H | C18 | 30 | 4 | 5 | 60 | L1 | fully | HPLC Column | SS | 30 x 4,0 mm
ProntoSIL | 0346C185PS050 | BISCHOFF ProntoSIL 60-5-C18 H | C18 | 30 | 4.6 | 5 | 60 | L1 | fully | HPLC Column | SS | 30 x 4,6 mm
ProntoSIL | 0402C185PS050 | BISCHOFF ProntoSIL 60-5-C18 H | C18 | 33 | 2 | 5 | 60 | L1 | fully | HPLC Column | SS | 33 x 2,0 mm
ProntoSIL | 0403C185PS050 | BISCHOFF ProntoSIL 60-5-C18 H | C18 | 33 | 3 | 5 | 60 | L1 | fully | HPLC Column | SS | 33 x 3,0 mm
ProntoSIL | 0404C185PS050 | BISCHOFF ProntoSIL 60-5-C18 H | C18 | 33 | 4 | 5 | 60 | L1 | fully | HPLC Column | SS | 33 x 4,0 mm
ProntoSIL | 0446C185PS050 | BISCHOFF ProntoSIL 60-5-C18 H | C18 | 33 | 4.6 | 5 | 60 | L1 | fully | HPLC Column | SS | 33 x 4,6 mm
ProntoSIL | A402C185PS050 | BISCHOFF ProntoSIL 60-5-C18 H | C18 | 40 | 2 | 5 | 60 | L1 | fully | HPLC Column | SS | 40 x 2,0 mm
ProntoSIL | A403C185PS050 | BISCHOFF ProntoSIL 60-5-C18 H | C18 | 40 | 3 | 5 | 60 | L1 | fully | HPLC Column | SS | 40 x 3,0 mm
ProntoSIL | A404C185PS050 | BISCHOFF ProntoSIL 60-5-C18 H | C18 | 40 | 4 | 5 | 60 | L1 | fully | HPLC Column | SS | 40 x 4,0 mm
ProntoSIL | A446C185PS050 | BISCHOFF ProntoSIL 60-5-C18 H | C18 | 40 | 4.6 | 5 | 60 | L1 | fully | HPLC Column | SS | 40 x 4,6 mm
ProntoSIL | 0502C185PS050 | BISCHOFF ProntoSIL 60-5-C18 H | C18 | 50 | 2 | 5 | 60 | L1 | fully | HPLC Column | SS | 50 x 2,0 mm
ProntoSIL | 0503C185PS050 | BISCHOFF ProntoSIL 60-5-C18 H | C18 | 50 | 3 | 5 | 60 | L1 | fully | HPLC Column | SS | 50 x 3,0 mm
ProntoSIL | 0504C185PS050 | BISCHOFF ProntoSIL 60-5-C18 H | C18 | 50 | 4 | 5 | 60 | L1 | fully | HPLC Column | SS | 50 x 4,0 mm
ProntoSIL | 0546C185PS050 | BISCHOFF ProntoSIL 60-5-C18 H | C18 | 50 | 4.6 | 5 | 60 | L1 | fully | HPLC Column | SS | 50 x 4,6 mm
ProntoSIL | 0602C185PS050 | BISCHOFF ProntoSIL 60-5-C18 H | C18 | 53 | 2 | 5 | 60 | L1 | fully | HPLC Column | SS | 53 x 2,0 mm
ProntoSIL | 0603C185PS050 | BISCHOFF ProntoSIL 60-5-C18 H | C18 | 53 | 3 | 5 | 60 | L1 | fully | HPLC Column | SS | 53 x 3,0 mm
ProntoSIL | 0604C185PS050 | BISCHOFF ProntoSIL 60-5-C18 H | C18 | 53 | 4 | 5 | 60 | L1 | fully | HPLC Column | SS | 53 x 4,0 mm
ProntoSIL | 0646C185PS050 | BISCHOFF ProntoSIL 60-5-C18 H | C18 | 53 | 4.6 | 5 | 60 | L1 | fully | HPLC Column | SS | 53 x 4,6 mm
ProntoSIL | A602C185PS050 | BISCHOFF ProntoSIL 60-5-C18 H | C18 | 60 | 2 | 5 | 60 | L1 | fully | HPLC Column | SS | 60 x 2,0 mm
ProntoSIL | A603C185PS050 | BISCHOFF ProntoSIL 60-5-C18 H | C18 | 60 | 3 | 5 | 60 | L1 | fully | HPLC Column | SS | 60 x 3,0 mm
ProntoSIL | A604C185PS050 | BISCHOFF ProntoSIL 60-5-C18 H | C18 | 60 | 4 | 5 | 60 | L1 | fully | HPLC Column | SS | 60 x 4,0 mm
ProntoSIL | A646C185PS050 | BISCHOFF ProntoSIL 60-5-C18 H | C18 | 60 | 4.6 | 5 | 60 | L1 | fully | HPLC Column | SS | 60 x 4,6 mm
ProntoSIL | 0702C185PS050 | BISCHOFF ProntoSIL 60-5-C18 H | C18 | 75 | 2 | 5 | 60 | L1 | fully | HPLC Column | SS | 75 x 2,0 mm
ProntoSIL | 0703C185PS050 | BISCHOFF ProntoSIL 60-5-C18 H | C18 | 75 | 3 | 5 | 60 | L1 | fully | HPLC Column | SS | 75 x 3,0 mm
ProntoSIL | 0704C185PS050 | BISCHOFF ProntoSIL 60-5-C18 H | C18 | 75 | 4 | 5 | 60 | L1 | fully | HPLC Column | SS | 75 x 4,0 mm
ProntoSIL | 0746C185PS050 | BISCHOFF ProntoSIL 60-5-C18 H | C18 | 75 | 4.6 | 5 | 60 | L1 | fully | HPLC Column | SS | 75 x 4,6 mm
ProntoSIL | 1002C185PS050 | BISCHOFF ProntoSIL 60-5-C18 H | C18 | 100 | 2 | 5 | 60 | L1 | fully | HPLC Column | SS | 100 x 2,0 mm
ProntoSIL | 1003C185PS050 | BISCHOFF ProntoSIL 60-5-C18 H | C18 | 100 | 3 | 5 | 60 | L1 | fully | HPLC Column | SS | 100 x 3,0 mm
ProntoSIL | 1004C185PS050 | BISCHOFF ProntoSIL 60-5-C18 H | C18 | 100 | 4 | 5 | 60 | L1 | fully | HPLC Column | SS | 100 x 4,0 mm
ProntoSIL | 1046C185PS050 | BISCHOFF ProntoSIL 60-5-C18 H | C18 | 100 | 4.6 | 5 | 60 | L1 | fully | HPLC Column | SS | 100 x 4,6 mm
ProntoSIL | 1202C185PS050 | BISCHOFF ProntoSIL 60-5-C18 H | C18 | 125 | 2 | 5 | 60 | L1 | fully | HPLC Column | SS | 125 x 2,0 mm
ProntoSIL | 1203C185PS050 | BISCHOFF ProntoSIL 60-5-C18 H | C18 | 125 | 3 | 5 | 60 | L1 | fully | HPLC Column | SS | 125 x 3,0 mm
ProntoSIL | 1204C185PS050 | BISCHOFF ProntoSIL 60-5-C18 H | C18 | 125 | 4 | 5 | 60 | L1 | fully | HPLC Column | SS | 125 x 4,0 mm
ProntoSIL | 1246C185PS050 | BISCHOFF ProntoSIL 60-5-C18 H | C18 | 125 | 4.6 | 5 | 60 | L1 | fully | HPLC Column | SS | 125 x 4,6 mm
ProntoSIL | 1502C185PS050 | BISCHOFF ProntoSIL 60-5-C18 H | C18 | 150 | 2 | 5 | 60 | L1 | fully | HPLC Column | SS | 150 x 2,0 mm
ProntoSIL | 1503C185PS050 | BISCHOFF ProntoSIL 60-5-C18 H | C18 | 150 | 3 | 5 | 60 | L1 | fully | HPLC Column | SS | 150 x 3,0 mm
ProntoSIL | 1504C185PS050 | BISCHOFF ProntoSIL 60-5-C18 H | C18 | 150 | 4 | 5 | 60 | L1 | fully | HPLC Column | SS | 150 x 4,0 mm
ProntoSIL | 1546C185PS050 | BISCHOFF ProntoSIL 60-5-C18 H | C18 | 150 | 4.6 | 5 | 60 | L1 | fully | HPLC Column | SS | 150 x 4,6 mm
ProntoSIL | 2002C185PS050 | BISCHOFF ProntoSIL 60-5-C18 H | C18 | 200 | 2 | 5 | 60 | L1 | fully | HPLC Column | SS | 200 x 2,0 mm
ProntoSIL | 2003C185PS050 | BISCHOFF ProntoSIL 60-5-C18 H | C18 | 200 | 3 | 5 | 60 | L1 | fully | HPLC Column | SS | 200 x 3,0 mm
ProntoSIL | 2004C185PS050 | BISCHOFF ProntoSIL 60-5-C18 H | C18 | 200 | 4 | 5 | 60 | L1 | fully | HPLC Column | SS | 200 x 4,0 mm
ProntoSIL | 2046C185PS050 | BISCHOFF ProntoSIL 60-5-C18 H | C18 | 200 | 4.6 | 5 | 60 | L1 | fully | HPLC Column | SS | 200 x 4,6 mm
ProntoSIL | 2502C185PS050 | BISCHOFF ProntoSIL 60-5-C18 H | C18 | 250 | 2 | 5 | 60 | L1 | fully | HPLC Column | SS | 250 x 2,0 mm
ProntoSIL | 2503C185PS050 | BISCHOFF ProntoSIL 60-5-C18 H | C18 | 250 | 3 | 5 | 60 | L1 | fully | HPLC Column | SS | 250 x 3,0 mm
ProntoSIL | 2504C185PS050 | BISCHOFF ProntoSIL 60-5-C18 H | C18 | 250 | 4 | 5 | 60 | L1 | fully | HPLC Column | SS | 250 x 4,0 mm
ProntoSIL | 2546C185PS050 | BISCHOFF ProntoSIL 60-5-C18 H | C18 | 250 | 4.6 | 5 | 60 | L1 | fully | HPLC Column | SS | 250 x 4,6 mm
ProntoSIL | 3002C185PS050 | BISCHOFF ProntoSIL 60-5-C18 H | C18 | 300 | 2 | 5 | 60 | L1 | fully | HPLC Column | SS | 300 x 2,0 mm
ProntoSIL | 3003C185PS050 | BISCHOFF ProntoSIL 60-5-C18 H | C18 | 300 | 3 | 5 | 60 | L1 | fully | HPLC Column | SS | 300 x 3,0 mm
ProntoSIL | 3004C185PS050 | BISCHOFF ProntoSIL 60-5-C18 H | C18 | 300 | 4 | 5 | 60 | L1 | fully | HPLC Column | SS | 300 x 4,0 mm
ProntoSIL | 3046C185PS050 | BISCHOFF ProntoSIL 60-5-C18 H | C18 | 300 | 4.6 | 5 | 60 | L1 | fully | HPLC Column | SS | 300 x 4,6 mm
ProntoSIL | 01P4C185PS050 | BISCHOFF ProntoSIL 60-5-C18 H | C18 | 14 | 4 | 5 | 60 | L1 | fully | HPLC Column | PEEK | 14 x 4,0 mm
ProntoSIL | A2P4C185PS050 | BISCHOFF ProntoSIL 60-5-C18 H | C18 | 20 | 4 | 5 | 60 | L1 | fully | HPLC Column | PEEK | 20 x 4,0 mm
ProntoSIL | 02P4C185PS050 | BISCHOFF ProntoSIL 60-5-C18 H | C18 | 25 | 4 | 5 | 60 | L1 | fully | HPLC Column | PEEK | 25 x 4,0 mm
ProntoSIL | 03P4C185PS050 | BISCHOFF ProntoSIL 60-5-C18 H | C18 | 30 | 4 | 5 | 60 | L1 | fully | HPLC Column | PEEK | 30 x 4,0 mm
ProntoSIL | 04P4C185PS050 | BISCHOFF ProntoSIL 60-5-C18 H | C18 | 33 | 4 | 5 | 60 | L1 | fully | HPLC Column | PEEK | 33 x 4,0 mm
ProntoSIL | A4P4C185PS050 | BISCHOFF ProntoSIL 60-5-C18 H | C18 | 40 | 4 | 5 | 60 | L1 | fully | HPLC Column | PEEK | 40 x 4,0 mm
ProntoSIL | 05P4C185PS050 | BISCHOFF ProntoSIL 60-5-C18 H | C18 | 50 | 4 | 5 | 60 | L1 | fully | HPLC Column | PEEK | 50 x 4,0 mm
ProntoSIL | 06P4C185PS050 | BISCHOFF ProntoSIL 60-5-C18 H | C18 | 53 | 4 | 5 | 60 | L1 | fully | HPLC Column | PEEK | 53 x 4,0 mm
ProntoSIL | A6P4C185PS050 | BISCHOFF ProntoSIL 60-5-C18 H | C18 | 60 | 4 | 5 | 60 | L1 | fully | HPLC Column | PEEK | 60 x 4,0 mm
ProntoSIL | 07P4C185PS050 | BISCHOFF ProntoSIL 60-5-C18 H | C18 | 75 | 4 | 5 | 60 | L1 | fully | HPLC Column | PEEK | 75 x 4,0 mm
ProntoSIL | 10P4C185PS050 | BISCHOFF ProntoSIL 60-5-C18 H | C18 | 100 | 4 | 5 | 60 | L1 | fully | HPLC Column | PEEK | 100 x 4,0 mm
ProntoSIL | 12P4C185PS050 | BISCHOFF ProntoSIL 60-5-C18 H | C18 | 125 | 4 | 5 | 60 | L1 | fully | HPLC Column | PEEK | 125 x 4,0 mm
ProntoSIL | 15P4C185PS050 | BISCHOFF ProntoSIL 60-5-C18 H | C18 | 150 | 4 | 5 | 60 | L1 | fully | HPLC Column | PEEK | 150 x 4,0 mm
ProntoSIL | 20P4C185PS050 | BISCHOFF ProntoSIL 60-5-C18 H | C18 | 200 | 4 | 5 | 60 | L1 | fully | HPLC Column | PEEK | 200 x 4,0 mm
ProntoSIL | 25P4C185PS050 | BISCHOFF ProntoSIL 60-5-C18 H | C18 | 250 | 4 | 5 | 60 | L1 | fully | HPLC Column | PEEK | 250 x 4,0 mm
ProntoSIL | 30P4C185PS050 | BISCHOFF ProntoSIL 60-5-C18 H | C18 | 300 | 4 | 5 | 60 | L1 | fully | HPLC Column | PEEK | 300 x 4,0 mm
ProntoSIL | 6305C185PS050 | BISCHOFF ProntoSIL 60-5-C18 H | C18 | 5 | 4 | 5 | 60 | L1 | fully | Cartridges (5 pcs.) | SS | 5 x 4,0 mm
ProntoSIL | 6301C185PS050 | BISCHOFF ProntoSIL 60-5-C18 H | C18 | 10 | 4 | 5 | 60 | L1 | fully | Cartridges (5 pcs.) | SS | 10 x 4,0 mm
ProntoSIL | 6302C185PS050 | BISCHOFF ProntoSIL 60-5-C18 H | C18 | 20 | 4 | 5 | 60 | L1 | fully | Cartridges (5 pcs.) | SS | 20 x 4,0 mm
ProntoSIL | 63P1C185PS050 | BISCHOFF ProntoSIL 60-5-C18 H | C18 | 10 | 4 | 5 | 60 | L1 | fully | Cartridges (5 pcs.) | PEEK | 10 x 4,0 mm
ProntoSIL | 63P2C185PS050 | BISCHOFF ProntoSIL 60-5-C18 H | C18 | 20 | 4 | 5 | 60 | L1 | fully | Cartridges (5 pcs.) | PEEK | 20 x 4,0 mm
ProntoSIL | 6335C185PS050 | BISCHOFF ProntoSIL 60-5-C18 H | C18 | 5 | 3 | 5 | 60 | L1 | fully | Cartridges (5 pcs.) | SS | 5 x 3,0 mm
ProntoSIL | 6331C185PS050 | BISCHOFF ProntoSIL 60-5-C18 H | C18 | 10 | 3 | 5 | 60 | L1 | fully | Cartridges (5 pcs.) | SS | 10 x 3,0 mm
ProntoSIL | 6332C185PS050 | BISCHOFF ProntoSIL 60-5-C18 H | C18 | 20 | 3 | 5 | 60 | L1 | fully | Cartridges (5 pcs.) | SS | 20 x 3,0 mm
ProntoSIL | 6325C185PS050 | BISCHOFF ProntoSIL 60-5-C18 H | C18 | 5 | 2 | 5 | 60 | L1 | fully | Cartridges (5 pcs.) | SS | 5 x 2,0 mm
ProntoSIL | 6321C185PS050 | BISCHOFF ProntoSIL 60-5-C18 H | C18 | 10 | 2 | 5 | 60 | L1 | fully | Cartridges (5 pcs.) | SS | 10 x 2,0 mm
ProntoSIL | 6322C185PS050 | BISCHOFF ProntoSIL 60-5-C18 H | C18 | 20 | 2 | 5 | 60 | L1 | fully | Cartridges (5 pcs.) | SS | 20 x 2,0 mm
ProntoSIL | 0102F185PS030 | BISCHOFF ProntoSIL 120-3-C18 H | C18 | 14 | 2 | 3 | 120 | L1 | fully | HPLC Column | SS | 14 x 2,0 mm
ProntoSIL | 0103F185PS030 | BISCHOFF ProntoSIL 120-3-C18 H | C18 | 14 | 3 | 3 | 120 | L1 | fully | HPLC Column | SS | 14 x 3,0 mm
ProntoSIL | 0104F185PS030 | BISCHOFF ProntoSIL 120-3-C18 H | C18 | 14 | 4 | 3 | 120 | L1 | fully | HPLC Column | SS | 14 x 4,0 mm
ProntoSIL | 0146F185PS030 | BISCHOFF ProntoSIL 120-3-C18 H | C18 | 14 | 4.6 | 3 | 120 | L1 | fully | HPLC Column | SS | 14 x 4,6 mm
ProntoSIL | A202F185PS030 | BISCHOFF ProntoSIL 120-3-C18 H | C18 | 20 | 2 | 3 | 120 | L1 | fully | HPLC Column | SS | 20 x 2,0 mm
ProntoSIL | A203F185PS030 | BISCHOFF ProntoSIL 120-3-C18 H | C18 | 20 | 3 | 3 | 120 | L1 | fully | HPLC Column | SS | 20 x 3,0 mm
ProntoSIL | A204F185PS030 | BISCHOFF ProntoSIL 120-3-C18 H | C18 | 20 | 4 | 3 | 120 | L1 | fully | HPLC Column | SS | 20 x 4,0 mm
ProntoSIL | A246F185PS030 | BISCHOFF ProntoSIL 120-3-C18 H | C18 | 20 | 4.6 | 3 | 120 | L1 | fully | HPLC Column | SS | 20 x 4,6 mm
ProntoSIL | 0202F185PS030 | BISCHOFF ProntoSIL 120-3-C18 H | C18 | 25 | 2 | 3 | 120 | L1 | fully | HPLC Column | SS | 25 x 2,0 mm
ProntoSIL | 0203F185PS030 | BISCHOFF ProntoSIL 120-3-C18 H | C18 | 25 | 3 | 3 | 120 | L1 | fully | HPLC Column | SS | 25 x 3,0 mm
ProntoSIL | 0204F185PS030 | BISCHOFF ProntoSIL 120-3-C18 H | C18 | 25 | 4 | 3 | 120 | L1 | fully | HPLC Column | SS | 25 x 4,0 mm
ProntoSIL | 0246F185PS030 | BISCHOFF ProntoSIL 120-3-C18 H | C18 | 25 | 4.6 | 3 | 120 | L1 | fully | HPLC Column | SS | 25 x 4,6 mm
ProntoSIL | 0302F185PS030 | BISCHOFF ProntoSIL 120-3-C18 H | C18 | 30 | 2 | 3 | 120 | L1 | fully | HPLC Column | SS | 30 x 2,0 mm
ProntoSIL | 0303F185PS030 | BISCHOFF ProntoSIL 120-3-C18 H | C18 | 30 | 3 | 3 | 120 | L1 | fully | HPLC Column | SS | 30 x 3,0 mm
ProntoSIL | 0304F185PS030 | BISCHOFF ProntoSIL 120-3-C18 H | C18 | 30 | 4 | 3 | 120 | L1 | fully | HPLC Column | SS | 30 x 4,0 mm
ProntoSIL | 0346F185PS030 | BISCHOFF ProntoSIL 120-3-C18 H | C18 | 30 | 4.6 | 3 | 120 | L1 | fully | HPLC Column | SS | 30 x 4,6 mm
ProntoSIL | 0402F185PS030 | BISCHOFF ProntoSIL 120-3-C18 H | C18 | 33 | 2 | 3 | 120 | L1 | fully | HPLC Column | SS | 33 x 2,0 mm
ProntoSIL | 0403F185PS030 | BISCHOFF ProntoSIL 120-3-C18 H | C18 | 33 | 3 | 3 | 120 | L1 | fully | HPLC Column | SS | 33 x 3,0 mm
ProntoSIL | 0404F185PS030 | BISCHOFF ProntoSIL 120-3-C18 H | C18 | 33 | 4 | 3 | 120 | L1 | fully | HPLC Column | SS | 33 x 4,0 mm
ProntoSIL | 0446F185PS030 | BISCHOFF ProntoSIL 120-3-C18 H | C18 | 33 | 4.6 | 3 | 120 | L1 | fully | HPLC Column | SS | 33 x 4,6 mm
ProntoSIL | A402F185PS030 | BISCHOFF ProntoSIL 120-3-C18 H | C18 | 40 | 2 | 3 | 120 | L1 | fully | HPLC Column | SS | 40 x 2,0 mm
ProntoSIL | A403F185PS030 | BISCHOFF ProntoSIL 120-3-C18 H | C18 | 40 | 3 | 3 | 120 | L1 | fully | HPLC Column | SS | 40 x 3,0 mm
ProntoSIL | A404F185PS030 | BISCHOFF ProntoSIL 120-3-C18 H | C18 | 40 | 4 | 3 | 120 | L1 | fully | HPLC Column | SS | 40 x 4,0 mm
ProntoSIL | A446F185PS030 | BISCHOFF ProntoSIL 120-3-C18 H | C18 | 40 | 4.6 | 3 | 120 | L1 | fully | HPLC Column | SS | 40 x 4,6 mm
ProntoSIL | 0502F185PS030 | BISCHOFF ProntoSIL 120-3-C18 H | C18 | 50 | 2 | 3 | 120 | L1 | fully | HPLC Column | SS | 50 x 2,0 mm
ProntoSIL | 0503F185PS030 | BISCHOFF ProntoSIL 120-3-C18 H | C18 | 50 | 3 | 3 | 120 | L1 | fully | HPLC Column | SS | 50 x 3,0 mm
ProntoSIL | 0504F185PS030 | BISCHOFF ProntoSIL 120-3-C18 H | C18 | 50 | 4 | 3 | 120 | L1 | fully | HPLC Column | SS | 50 x 4,0 mm
ProntoSIL | 0546F185PS030 | BISCHOFF ProntoSIL 120-3-C18 H | C18 | 50 | 4.6 | 3 | 120 | L1 | fully | HPLC Column | SS | 50 x 4,6 mm
ProntoSIL | 0602F185PS030 | BISCHOFF ProntoSIL 120-3-C18 H | C18 | 53 | 2 | 3 | 120 | L1 | fully | HPLC Column | SS | 53 x 2,0 mm
ProntoSIL | 0603F185PS030 | BISCHOFF ProntoSIL 120-3-C18 H | C18 | 53 | 3 | 3 | 120 | L1 | fully | HPLC Column | SS | 53 x 3,0 mm
ProntoSIL | 0604F185PS030 | BISCHOFF ProntoSIL 120-3-C18 H | C18 | 53 | 4 | 3 | 120 | L1 | fully | HPLC Column | SS | 53 x 4,0 mm
ProntoSIL | 0646F185PS030 | BISCHOFF ProntoSIL 120-3-C18 H | C18 | 53 | 4.6 | 3 | 120 | L1 | fully | HPLC Column | SS | 53 x 4,6 mm
ProntoSIL | A602F185PS030 | BISCHOFF ProntoSIL 120-3-C18 H | C18 | 60 | 2 | 3 | 120 | L1 | fully | HPLC Column | SS | 60 x 2,0 mm
ProntoSIL | A603F185PS030 | BISCHOFF ProntoSIL 120-3-C18 H | C18 | 60 | 3 | 3 | 120 | L1 | fully | HPLC Column | SS | 60 x 3,0 mm
ProntoSIL | A604F185PS030 | BISCHOFF ProntoSIL 120-3-C18 H | C18 | 60 | 4 | 3 | 120 | L1 | fully | HPLC Column | SS | 60 x 4,0 mm
ProntoSIL | A646F185PS030 | BISCHOFF ProntoSIL 120-3-C18 H | C18 | 60 | 4.6 | 3 | 120 | L1 | fully | HPLC Column | SS | 60 x 4,6 mm
ProntoSIL | 0702F185PS030 | BISCHOFF ProntoSIL 120-3-C18 H | C18 | 75 | 2 | 3 | 120 | L1 | fully | HPLC Column | SS | 75 x 2,0 mm
ProntoSIL | 0703F185PS030 | BISCHOFF ProntoSIL 120-3-C18 H | C18 | 75 | 3 | 3 | 120 | L1 | fully | HPLC Column | SS | 75 x 3,0 mm
ProntoSIL | 0704F185PS030 | BISCHOFF ProntoSIL 120-3-C18 H | C18 | 75 | 4 | 3 | 120 | L1 | fully | HPLC Column | SS | 75 x 4,0 mm
ProntoSIL | 0746F185PS030 | BISCHOFF ProntoSIL 120-3-C18 H | C18 | 75 | 4.6 | 3 | 120 | L1 | fully | HPLC Column | SS | 75 x 4,6 mm
ProntoSIL | 1002F185PS030 | BISCHOFF ProntoSIL 120-3-C18 H | C18 | 100 | 2 | 3 | 120 | L1 | fully | HPLC Column | SS | 100 x 2,0 mm
ProntoSIL | 1003F185PS030 | BISCHOFF ProntoSIL 120-3-C18 H | C18 | 100 | 3 | 3 | 120 | L1 | fully | HPLC Column | SS | 100 x 3,0 mm
ProntoSIL | 1004F185PS030 | BISCHOFF ProntoSIL 120-3-C18 H | C18 | 100 | 4 | 3 | 120 | L1 | fully | HPLC Column | SS | 100 x 4,0 mm
ProntoSIL | 1046F185PS030 | BISCHOFF ProntoSIL 120-3-C18 H | C18 | 100 | 4.6 | 3 | 120 | L1 | fully | HPLC Column | SS | 100 x 4,6 mm
ProntoSIL | 1202F185PS030 | BISCHOFF ProntoSIL 120-3-C18 H | C18 | 125 | 2 | 3 | 120 | L1 | fully | HPLC Column | SS | 125 x 2,0 mm
ProntoSIL | 1203F185PS030 | BISCHOFF ProntoSIL 120-3-C18 H | C18 | 125 | 3 | 3 | 120 | L1 | fully | HPLC Column | SS | 125 x 3,0 mm
ProntoSIL | 1204F185PS030 | BISCHOFF ProntoSIL 120-3-C18 H | C18 | 125 | 4 | 3 | 120 | L1 | fully | HPLC Column | SS | 125 x 4,0 mm
ProntoSIL | 1246F185PS030 | BISCHOFF ProntoSIL 120-3-C18 H | C18 | 125 | 4.6 | 3 | 120 | L1 | fully | HPLC Column | SS | 125 x 4,6 mm
ProntoSIL | 1502F185PS030 | BISCHOFF ProntoSIL 120-3-C18 H | C18 | 150 | 2 | 3 | 120 | L1 | fully | HPLC Column | SS | 150 x 2,0 mm
ProntoSIL | 1503F185PS030 | BISCHOFF ProntoSIL 120-3-C18 H | C18 | 150 | 3 | 3 | 120 | L1 | fully | HPLC Column | SS | 150 x 3,0 mm
ProntoSIL | 1504F185PS030 | BISCHOFF ProntoSIL 120-3-C18 H | C18 | 150 | 4 | 3 | 120 | L1 | fully | HPLC Column | SS | 150 x 4,0 mm
ProntoSIL | 1546F185PS030 | BISCHOFF ProntoSIL 120-3-C18 H | C18 | 150 | 4.6 | 3 | 120 | L1 | fully | HPLC Column | SS | 150 x 4,6 mm
ProntoSIL | 2002F185PS030 | BISCHOFF ProntoSIL 120-3-C18 H | C18 | 200 | 2 | 3 | 120 | L1 | fully | HPLC Column | SS | 200 x 2,0 mm
ProntoSIL | 2003F185PS030 | BISCHOFF ProntoSIL 120-3-C18 H | C18 | 200 | 3 | 3 | 120 | L1 | fully | HPLC Column | SS | 200 x 3,0 mm
ProntoSIL | 2004F185PS030 | BISCHOFF ProntoSIL 120-3-C18 H | C18 | 200 | 4 | 3 | 120 | L1 | fully | HPLC Column | SS | 200 x 4,0 mm
ProntoSIL | 2046F185PS030 | BISCHOFF ProntoSIL 120-3-C18 H | C18 | 200 | 4.6 | 3 | 120 | L1 | fully | HPLC Column | SS | 200 x 4,6 mm
ProntoSIL | 2502F185PS030 | BISCHOFF ProntoSIL 120-3-C18 H | C18 | 250 | 2 | 3 | 120 | L1 | fully | HPLC Column | SS | 250 x 2,0 mm
ProntoSIL | 2503F185PS030 | BISCHOFF ProntoSIL 120-3-C18 H | C18 | 250 | 3 | 3 | 120 | L1 | fully | HPLC Column | SS | 250 x 3,0 mm
ProntoSIL | 2504F185PS030 | BISCHOFF ProntoSIL 120-3-C18 H | C18 | 250 | 4 | 3 | 120 | L1 | fully | HPLC Column | SS | 250 x 4,0 mm
ProntoSIL | 2546F185PS030 | BISCHOFF ProntoSIL 120-3-C18 H | C18 | 250 | 4.6 | 3 | 120 | L1 | fully | HPLC Column | SS | 250 x 4,6 mm
ProntoSIL | 3002F185PS030 | BISCHOFF ProntoSIL 120-3-C18 H | C18 | 300 | 2 | 3 | 120 | L1 | fully | HPLC Column | SS | 300 x 2,0 mm
ProntoSIL | 3003F185PS030 | BISCHOFF ProntoSIL 120-3-C18 H | C18 | 300 | 3 | 3 | 120 | L1 | fully | HPLC Column | SS | 300 x 3,0 mm
ProntoSIL | 3004F185PS030 | BISCHOFF ProntoSIL 120-3-C18 H | C18 | 300 | 4 | 3 | 120 | L1 | fully | HPLC Column | SS | 300 x 4,0 mm
ProntoSIL | 3046F185PS030 | BISCHOFF ProntoSIL 120-3-C18 H | C18 | 300 | 4.6 | 3 | 120 | L1 | fully | HPLC Column | SS | 300 x 4,6 mm
ProntoSIL | 01P4F185PS030 | BISCHOFF ProntoSIL 120-3-C18 H | C18 | 14 | 4 | 3 | 120 | L1 | fully | HPLC Column | PEEK | 14 x 4,0 mm
ProntoSIL | A2P4F185PS030 | BISCHOFF ProntoSIL 120-3-C18 H | C18 | 20 | 4 | 3 | 120 | L1 | fully | HPLC Column | PEEK | 20 x 4,0 mm
ProntoSIL | 02P4F185PS030 | BISCHOFF ProntoSIL 120-3-C18 H | C18 | 25 | 4 | 3 | 120 | L1 | fully | HPLC Column | PEEK | 25 x 4,0 mm
ProntoSIL | 03P4F185PS030 | BISCHOFF ProntoSIL 120-3-C18 H | C18 | 30 | 4 | 3 | 120 | L1 | fully | HPLC Column | PEEK | 30 x 4,0 mm
ProntoSIL | 04P4F185PS030 | BISCHOFF ProntoSIL 120-3-C18 H | C18 | 33 | 4 | 3 | 120 | L1 | fully | HPLC Column | PEEK | 33 x 4,0 mm
ProntoSIL | A4P4F185PS030 | BISCHOFF ProntoSIL 120-3-C18 H | C18 | 40 | 4 | 3 | 120 | L1 | fully | HPLC Column | PEEK | 40 x 4,0 mm
ProntoSIL | 05P4F185PS030 | BISCHOFF ProntoSIL 120-3-C18 H | C18 | 50 | 4 | 3 | 120 | L1 | fully | HPLC Column | PEEK | 50 x 4,0 mm
ProntoSIL | 06P4F185PS030 | BISCHOFF ProntoSIL 120-3-C18 H | C18 | 53 | 4 | 3 | 120 | L1 | fully | HPLC Column | PEEK | 53 x 4,0 mm
ProntoSIL | A6P4F185PS030 | BISCHOFF ProntoSIL 120-3-C18 H | C18 | 60 | 4 | 3 | 120 | L1 | fully | HPLC Column | PEEK | 60 x 4,0 mm
ProntoSIL | 07P4F185PS030 | BISCHOFF ProntoSIL 120-3-C18 H | C18 | 75 | 4 | 3 | 120 | L1 | fully | HPLC Column | PEEK | 75 x 4,0 mm
ProntoSIL | 10P4F185PS030 | BISCHOFF ProntoSIL 120-3-C18 H | C18 | 100 | 4 | 3 | 120 | L1 | fully | HPLC Column | PEEK | 100 x 4,0 mm
ProntoSIL | 12P4F185PS030 | BISCHOFF ProntoSIL 120-3-C18 H | C18 | 125 | 4 | 3 | 120 | L1 | fully | HPLC Column | PEEK | 125 x 4,0 mm
ProntoSIL | 15P4F185PS030 | BISCHOFF ProntoSIL 120-3-C18 H | C18 | 150 | 4 | 3 | 120 | L1 | fully | HPLC Column | PEEK | 150 x 4,0 mm
ProntoSIL | 20P4F185PS030 | BISCHOFF ProntoSIL 120-3-C18 H | C18 | 200 | 4 | 3 | 120 | L1 | fully | HPLC Column | PEEK | 200 x 4,0 mm
ProntoSIL | 25P4F185PS030 | BISCHOFF ProntoSIL 120-3-C18 H | C18 | 250 | 4 | 3 | 120 | L1 | fully | HPLC Column | PEEK | 250 x 4,0 mm
ProntoSIL | 30P4F185PS030 | BISCHOFF ProntoSIL 120-3-C18 H | C18 | 300 | 4 | 3 | 120 | L1 | fully | HPLC Column | PEEK | 300 x 4,0 mm
ProntoSIL | 6305F185PS030 | BISCHOFF ProntoSIL 120-3-C18 H | C18 | 5 | 4 | 3 | 120 | L1 | fully | Cartridges (5 pcs.) | SS | 5 x 4,0 mm
ProntoSIL | 6301F185PS030 | BISCHOFF ProntoSIL 120-3-C18 H | C18 | 10 | 4 | 3 | 120 | L1 | fully | Cartridges (5 pcs.) | SS | 10 x 4,0 mm
ProntoSIL | 6302F185PS030 | BISCHOFF ProntoSIL 120-3-C18 H | C18 | 20 | 4 | 3 | 120 | L1 | fully | Cartridges (5 pcs.) | SS | 20 x 4,0 mm
ProntoSIL | 63P1F185PS030 | BISCHOFF ProntoSIL 120-3-C18 H | C18 | 10 | 4 | 3 | 120 | L1 | fully | Cartridges (5 pcs.) | PEEK | 10 x 4,0 mm
ProntoSIL | 63P2F185PS030 | BISCHOFF ProntoSIL 120-3-C18 H | C18 | 20 | 4 | 3 | 120 | L1 | fully | Cartridges (5 pcs.) | PEEK | 20 x 4,0 mm
ProntoSIL | 6335F185PS030 | BISCHOFF ProntoSIL 120-3-C18 H | C18 | 5 | 3 | 3 | 120 | L1 | fully | Cartridges (5 pcs.) | SS | 5 x 3,0 mm
ProntoSIL | 6331F185PS030 | BISCHOFF ProntoSIL 120-3-C18 H | C18 | 10 | 3 | 3 | 120 | L1 | fully | Cartridges (5 pcs.) | SS | 10 x 3,0 mm
ProntoSIL | 6332F185PS030 | BISCHOFF ProntoSIL 120-3-C18 H | C18 | 20 | 3 | 3 | 120 | L1 | fully | Cartridges (5 pcs.) | SS | 20 x 3,0 mm
ProntoSIL | 6325F185PS030 | BISCHOFF ProntoSIL 120-3-C18 H | C18 | 5 | 2 | 3 | 120 | L1 | fully | Cartridges (5 pcs.) | SS | 5 x 2,0 mm
ProntoSIL | 6321F185PS030 | BISCHOFF ProntoSIL 120-3-C18 H | C18 | 10 | 2 | 3 | 120 | L1 | fully | Cartridges (5 pcs.) | SS | 10 x 2,0 mm
ProntoSIL | 6322F185PS030 | BISCHOFF ProntoSIL 120-3-C18 H | C18 | 20 | 2 | 3 | 120 | L1 | fully | Cartridges (5 pcs.) | SS | 20 x 2,0 mm
ProntoSIL | 0102F185PS050 | BISCHOFF ProntoSIL 120-5-C18 H | C18 | 14 | 2 | 5 | 120 | L1 | fully | HPLC Column | SS | 14 x 2,0 mm
ProntoSIL | 0103F185PS050 | BISCHOFF ProntoSIL 120-5-C18 H | C18 | 14 | 3 | 5 | 120 | L1 | fully | HPLC Column | SS | 14 x 3,0 mm
ProntoSIL | 0104F185PS050 | BISCHOFF ProntoSIL 120-5-C18 H | C18 | 14 | 4 | 5 | 120 | L1 | fully | HPLC Column | SS | 14 x 4,0 mm
ProntoSIL | 0146F185PS050 | BISCHOFF ProntoSIL 120-5-C18 H | C18 | 14 | 4.6 | 5 | 120 | L1 | fully | HPLC Column | SS | 14 x 4,6 mm
ProntoSIL | A202F185PS050 | BISCHOFF ProntoSIL 120-5-C18 H | C18 | 20 | 2 | 5 | 120 | L1 | fully | HPLC Column | SS | 20 x 2,0 mm
ProntoSIL | A203F185PS050 | BISCHOFF ProntoSIL 120-5-C18 H | C18 | 20 | 3 | 5 | 120 | L1 | fully | HPLC Column | SS | 20 x 3,0 mm
ProntoSIL | A204F185PS050 | BISCHOFF ProntoSIL 120-5-C18 H | C18 | 20 | 4 | 5 | 120 | L1 | fully | HPLC Column | SS | 20 x 4,0 mm
ProntoSIL | A246F185PS050 | BISCHOFF ProntoSIL 120-5-C18 H | C18 | 20 | 4.6 | 5 | 120 | L1 | fully | HPLC Column | SS | 20 x 4,6 mm
ProntoSIL | 0202F185PS050 | BISCHOFF ProntoSIL 120-5-C18 H | C18 | 25 | 2 | 5 | 120 | L1 | fully | HPLC Column | SS | 25 x 2,0 mm
ProntoSIL | 0203F185PS050 | BISCHOFF ProntoSIL 120-5-C18 H | C18 | 25 | 3 | 5 | 120 | L1 | fully | HPLC Column | SS | 25 x 3,0 mm
ProntoSIL | 0204F185PS050 | BISCHOFF ProntoSIL 120-5-C18 H | C18 | 25 | 4 | 5 | 120 | L1 | fully | HPLC Column | SS | 25 x 4,0 mm
ProntoSIL | 0246F185PS050 | BISCHOFF ProntoSIL 120-5-C18 H | C18 | 25 | 4.6 | 5 | 120 | L1 | fully | HPLC Column | SS | 25 x 4,6 mm
ProntoSIL | 0302F185PS050 | BISCHOFF ProntoSIL 120-5-C18 H | C18 | 30 | 2 | 5 | 120 | L1 | fully | HPLC Column | SS | 30 x 2,0 mm
ProntoSIL | 0303F185PS050 | BISCHOFF ProntoSIL 120-5-C18 H | C18 | 30 | 3 | 5 | 120 | L1 | fully | HPLC Column | SS | 30 x 3,0 mm
ProntoSIL | 0304F185PS050 | BISCHOFF ProntoSIL 120-5-C18 H | C18 | 30 | 4 | 5 | 120 | L1 | fully | HPLC Column | SS | 30 x 4,0 mm
ProntoSIL | 0346F185PS050 | BISCHOFF ProntoSIL 120-5-C18 H | C18 | 30 | 4.6 | 5 | 120 | L1 | fully | HPLC Column | SS | 30 x 4,6 mm
ProntoSIL | 0402F185PS050 | BISCHOFF ProntoSIL 120-5-C18 H | C18 | 33 | 2 | 5 | 120 | L1 | fully | HPLC Column | SS | 33 x 2,0 mm
ProntoSIL | 0403F185PS050 | BISCHOFF ProntoSIL 120-5-C18 H | C18 | 33 | 3 | 5 | 120 | L1 | fully | HPLC Column | SS | 33 x 3,0 mm
ProntoSIL | 0404F185PS050 | BISCHOFF ProntoSIL 120-5-C18 H | C18 | 33 | 4 | 5 | 120 | L1 | fully | HPLC Column | SS | 33 x 4,0 mm
ProntoSIL | 0446F185PS050 | BISCHOFF ProntoSIL 120-5-C18 H | C18 | 33 | 4.6 | 5 | 120 | L1 | fully | HPLC Column | SS | 33 x 4,6 mm
ProntoSIL | A402F185PS050 | BISCHOFF ProntoSIL 120-5-C18 H | C18 | 40 | 2 | 5 | 120 | L1 | fully | HPLC Column | SS | 40 x 2,0 mm
ProntoSIL | A403F185PS050 | BISCHOFF ProntoSIL 120-5-C18 H | C18 | 40 | 3 | 5 | 120 | L1 | fully | HPLC Column | SS | 40 x 3,0 mm
ProntoSIL | A404F185PS050 | BISCHOFF ProntoSIL 120-5-C18 H | C18 | 40 | 4 | 5 | 120 | L1 | fully | HPLC Column | SS | 40 x 4,0 mm
ProntoSIL | A446F185PS050 | BISCHOFF ProntoSIL 120-5-C18 H | C18 | 40 | 4.6 | 5 | 120 | L1 | fully | HPLC Column | SS | 40 x 4,6 mm
ProntoSIL | 0502F185PS050 | BISCHOFF ProntoSIL 120-5-C18 H | C18 | 50 | 2 | 5 | 120 | L1 | fully | HPLC Column | SS | 50 x 2,0 mm
ProntoSIL | 0503F185PS050 | BISCHOFF ProntoSIL 120-5-C18 H | C18 | 50 | 3 | 5 | 120 | L1 | fully | HPLC Column | SS | 50 x 3,0 mm
ProntoSIL | 0504F185PS050 | BISCHOFF ProntoSIL 120-5-C18 H | C18 | 50 | 4 | 5 | 120 | L1 | fully | HPLC Column | SS | 50 x 4,0 mm
ProntoSIL | 0546F185PS050 | BISCHOFF ProntoSIL 120-5-C18 H | C18 | 50 | 4.6 | 5 | 120 | L1 | fully | HPLC Column | SS | 50 x 4,6 mm
ProntoSIL | 0602F185PS050 | BISCHOFF ProntoSIL 120-5-C18 H | C18 | 53 | 2 | 5 | 120 | L1 | fully | HPLC Column | SS | 53 x 2,0 mm
ProntoSIL | 0603F185PS050 | BISCHOFF ProntoSIL 120-5-C18 H | C18 | 53 | 3 | 5 | 120 | L1 | fully | HPLC Column | SS | 53 x 3,0 mm
ProntoSIL | 0604F185PS050 | BISCHOFF ProntoSIL 120-5-C18 H | C18 | 53 | 4 | 5 | 120 | L1 | fully | HPLC Column | SS | 53 x 4,0 mm
ProntoSIL | 0646F185PS050 | BISCHOFF ProntoSIL 120-5-C18 H | C18 | 53 | 4.6 | 5 | 120 | L1 | fully | HPLC Column | SS | 53 x 4,6 mm
ProntoSIL | A602F185PS050 | BISCHOFF ProntoSIL 120-5-C18 H | C18 | 60 | 2 | 5 | 120 | L1 | fully | HPLC Column | SS | 60 x 2,0 mm
ProntoSIL | A603F185PS050 | BISCHOFF ProntoSIL 120-5-C18 H | C18 | 60 | 3 | 5 | 120 | L1 | fully | HPLC Column | SS | 60 x 3,0 mm
ProntoSIL | A604F185PS050 | BISCHOFF ProntoSIL 120-5-C18 H | C18 | 60 | 4 | 5 | 120 | L1 | fully | HPLC Column | SS | 60 x 4,0 mm
ProntoSIL | A646F185PS050 | BISCHOFF ProntoSIL 120-5-C18 H | C18 | 60 | 4.6 | 5 | 120 | L1 | fully | HPLC Column | SS | 60 x 4,6 mm
ProntoSIL | 0702F185PS050 | BISCHOFF ProntoSIL 120-5-C18 H | C18 | 75 | 2 | 5 | 120 | L1 | fully | HPLC Column | SS | 75 x 2,0 mm
ProntoSIL | 0703F185PS050 | BISCHOFF ProntoSIL 120-5-C18 H | C18 | 75 | 3 | 5 | 120 | L1 | fully | HPLC Column | SS | 75 x 3,0 mm
ProntoSIL | 0704F185PS050 | BISCHOFF ProntoSIL 120-5-C18 H | C18 | 75 | 4 | 5 | 120 | L1 | fully | HPLC Column | SS | 75 x 4,0 mm
ProntoSIL | 0746F185PS050 | BISCHOFF ProntoSIL 120-5-C18 H | C18 | 75 | 4.6 | 5 | 120 | L1 | fully | HPLC Column | SS | 75 x 4,6 mm
ProntoSIL | 1002F185PS050 | BISCHOFF ProntoSIL 120-5-C18 H | C18 | 100 | 2 | 5 | 120 | L1 | fully | HPLC Column | SS | 100 x 2,0 mm
ProntoSIL | 1003F185PS050 | BISCHOFF ProntoSIL 120-5-C18 H | C18 | 100 | 3 | 5 | 120 | L1 | fully | HPLC Column | SS | 100 x 3,0 mm
ProntoSIL | 1004F185PS050 | BISCHOFF ProntoSIL 120-5-C18 H | C18 | 100 | 4 | 5 | 120 | L1 | fully | HPLC Column | SS | 100 x 4,0 mm
ProntoSIL | 1046F185PS050 | BISCHOFF ProntoSIL 120-5-C18 H | C18 | 100 | 4.6 | 5 | 120 | L1 | fully | HPLC Column | SS | 100 x 4,6 mm
ProntoSIL | 1202F185PS050 | BISCHOFF ProntoSIL 120-5-C18 H | C18 | 125 | 2 | 5 | 120 | L1 | fully | HPLC Column | SS | 125 x 2,0 mm
ProntoSIL | 1203F185PS050 | BISCHOFF ProntoSIL 120-5-C18 H | C18 | 125 | 3 | 5 | 120 | L1 | fully | HPLC Column | SS | 125 x 3,0 mm
ProntoSIL | 1204F185PS050 | BISCHOFF ProntoSIL 120-5-C18 H | C18 | 125 | 4 | 5 | 120 | L1 | fully | HPLC Column | SS | 125 x 4,0 mm
ProntoSIL | 1246F185PS050 | BISCHOFF ProntoSIL 120-5-C18 H | C18 | 125 | 4.6 | 5 | 120 | L1 | fully | HPLC Column | SS | 125 x 4,6 mm
ProntoSIL | 1502F185PS050 | BISCHOFF ProntoSIL 120-5-C18 H | C18 | 150 | 2 | 5 | 120 | L1 | fully | HPLC Column | SS | 150 x 2,0 mm
ProntoSIL | 1503F185PS050 | BISCHOFF ProntoSIL 120-5-C18 H | C18 | 150 | 3 | 5 | 120 | L1 | fully | HPLC Column | SS | 150 x 3,0 mm
ProntoSIL | 1504F185PS050 | BISCHOFF ProntoSIL 120-5-C18 H | C18 | 150 | 4 | 5 | 120 | L1 | fully | HPLC Column | SS | 150 x 4,0 mm
ProntoSIL | 1546F185PS050 | BISCHOFF ProntoSIL 120-5-C18 H | C18 | 150 | 4.6 | 5 | 120 | L1 | fully | HPLC Column | SS | 150 x 4,6 mm
ProntoSIL | 2002F185PS050 | BISCHOFF ProntoSIL 120-5-C18 H | C18 | 200 | 2 | 5 | 120 | L1 | fully | HPLC Column | SS | 200 x 2,0 mm
ProntoSIL | 2003F185PS050 | BISCHOFF ProntoSIL 120-5-C18 H | C18 | 200 | 3 | 5 | 120 | L1 | fully | HPLC Column | SS | 200 x 3,0 mm
ProntoSIL | 2004F185PS050 | BISCHOFF ProntoSIL 120-5-C18 H | C18 | 200 | 4 | 5 | 120 | L1 | fully | HPLC Column | SS | 200 x 4,0 mm
ProntoSIL | 2046F185PS050 | BISCHOFF ProntoSIL 120-5-C18 H | C18 | 200 | 4.6 | 5 | 120 | L1 | fully | HPLC Column | SS | 200 x 4,6 mm
ProntoSIL | 2502F185PS050 | BISCHOFF ProntoSIL 120-5-C18 H | C18 | 250 | 2 | 5 | 120 | L1 | fully | HPLC Column | SS | 250 x 2,0 mm
ProntoSIL | 2503F185PS050 | BISCHOFF ProntoSIL 120-5-C18 H | C18 | 250 | 3 | 5 | 120 | L1 | fully | HPLC Column | SS | 250 x 3,0 mm
ProntoSIL | 2504F185PS050 | BISCHOFF ProntoSIL 120-5-C18 H | C18 | 250 | 4 | 5 | 120 | L1 | fully | HPLC Column | SS | 250 x 4,0 mm
ProntoSIL | 2546F185PS050 | BISCHOFF ProntoSIL 120-5-C18 H | C18 | 250 | 4.6 | 5 | 120 | L1 | fully | HPLC Column | SS | 250 x 4,6 mm
ProntoSIL | 3002F185PS050 | BISCHOFF ProntoSIL 120-5-C18 H | C18 | 300 | 2 | 5 | 120 | L1 | fully | HPLC Column | SS | 300 x 2,0 mm
ProntoSIL | 3003F185PS050 | BISCHOFF ProntoSIL 120-5-C18 H | C18 | 300 | 3 | 5 | 120 | L1 | fully | HPLC Column | SS | 300 x 3,0 mm
ProntoSIL | 3004F185PS050 | BISCHOFF ProntoSIL 120-5-C18 H | C18 | 300 | 4 | 5 | 120 | L1 | fully | HPLC Column | SS | 300 x 4,0 mm
ProntoSIL | 3046F185PS050 | BISCHOFF ProntoSIL 120-5-C18 H | C18 | 300 | 4.6 | 5 | 120 | L1 | fully | HPLC Column | SS | 300 x 4,6 mm
ProntoSIL | 01P4F185PS050 | BISCHOFF ProntoSIL 120-5-C18 H | C18 | 14 | 4 | 5 | 120 | L1 | fully | HPLC Column | PEEK | 14 x 4,0 mm
ProntoSIL | A2P4F185PS050 | BISCHOFF ProntoSIL 120-5-C18 H | C18 | 20 | 4 | 5 | 120 | L1 | fully | HPLC Column | PEEK | 20 x 4,0 mm
ProntoSIL | 02P4F185PS050 | BISCHOFF ProntoSIL 120-5-C18 H | C18 | 25 | 4 | 5 | 120 | L1 | fully | HPLC Column | PEEK | 25 x 4,0 mm
ProntoSIL | 03P4F185PS050 | BISCHOFF ProntoSIL 120-5-C18 H | C18 | 30 | 4 | 5 | 120 | L1 | fully | HPLC Column | PEEK | 30 x 4,0 mm
ProntoSIL | 04P4F185PS050 | BISCHOFF ProntoSIL 120-5-C18 H | C18 | 33 | 4 | 5 | 120 | L1 | fully | HPLC Column | PEEK | 33 x 4,0 mm
ProntoSIL | A4P4F185PS050 | BISCHOFF ProntoSIL 120-5-C18 H | C18 | 40 | 4 | 5 | 120 | L1 | fully | HPLC Column | PEEK | 40 x 4,0 mm
ProntoSIL | 05P4F185PS050 | BISCHOFF ProntoSIL 120-5-C18 H | C18 | 50 | 4 | 5 | 120 | L1 | fully | HPLC Column | PEEK | 50 x 4,0 mm
ProntoSIL | 06P4F185PS050 | BISCHOFF ProntoSIL 120-5-C18 H | C18 | 53 | 4 | 5 | 120 | L1 | fully | HPLC Column | PEEK | 53 x 4,0 mm
ProntoSIL | A6P4F185PS050 | BISCHOFF ProntoSIL 120-5-C18 H | C18 | 60 | 4 | 5 | 120 | L1 | fully | HPLC Column | PEEK | 60 x 4,0 mm
ProntoSIL | 07P4F185PS050 | BISCHOFF ProntoSIL 120-5-C18 H | C18 | 75 | 4 | 5 | 120 | L1 | fully | HPLC Column | PEEK | 75 x 4,0 mm
ProntoSIL | 10P4F185PS050 | BISCHOFF ProntoSIL 120-5-C18 H | C18 | 100 | 4 | 5 | 120 | L1 | fully | HPLC Column | PEEK | 100 x 4,0 mm
ProntoSIL | 12P4F185PS050 | BISCHOFF ProntoSIL 120-5-C18 H | C18 | 125 | 4 | 5 | 120 | L1 | fully | HPLC Column | PEEK | 125 x 4,0 mm
ProntoSIL | 15P4F185PS050 | BISCHOFF ProntoSIL 120-5-C18 H | C18 | 150 | 4 | 5 | 120 | L1 | fully | HPLC Column | PEEK | 150 x 4,0 mm
ProntoSIL | 20P4F185PS050 | BISCHOFF ProntoSIL 120-5-C18 H | C18 | 200 | 4 | 5 | 120 | L1 | fully | HPLC Column | PEEK | 200 x 4,0 mm
ProntoSIL | 25P4F185PS050 | BISCHOFF ProntoSIL 120-5-C18 H | C18 | 250 | 4 | 5 | 120 | L1 | fully | HPLC Column | PEEK | 250 x 4,0 mm
ProntoSIL | 30P4F185PS050 | BISCHOFF ProntoSIL 120-5-C18 H | C18 | 300 | 4 | 5 | 120 | L1 | fully | HPLC Column | PEEK | 300 x 4,0 mm
ProntoSIL | 6305F185PS050 | BISCHOFF ProntoSIL 120-5-C18 H | C18 | 5 | 4 | 5 | 120 | L1 | fully | Cartridges (5 pcs.) | SS | 5 x 4,0 mm
ProntoSIL | 6301F185PS050 | BISCHOFF ProntoSIL 120-5-C18 H | C18 | 10 | 4 | 5 | 120 | L1 | fully | Cartridges (5 pcs.) | SS | 10 x 4,0 mm
ProntoSIL | 6302F185PS050 | BISCHOFF ProntoSIL 120-5-C18 H | C18 | 20 | 4 | 5 | 120 | L1 | fully | Cartridges (5 pcs.) | SS | 20 x 4,0 mm
ProntoSIL | 63P1F185PS050 | BISCHOFF ProntoSIL 120-5-C18 H | C18 | 10 | 4 | 5 | 120 | L1 | fully | Cartridges (5 pcs.) | PEEK | 10 x 4,0 mm
ProntoSIL | 63P2F185PS050 | BISCHOFF ProntoSIL 120-5-C18 H | C18 | 20 | 4 | 5 | 120 | L1 | fully | Cartridges (5 pcs.) | PEEK | 20 x 4,0 mm
ProntoSIL | 6335F185PS050 | BISCHOFF ProntoSIL 120-5-C18 H | C18 | 5 | 3 | 5 | 120 | L1 | fully | Cartridges (5 pcs.) | SS | 5 x 3,0 mm
ProntoSIL | 6331F185PS050 | BISCHOFF ProntoSIL 120-5-C18 H | C18 | 10 | 3 | 5 | 120 | L1 | fully | Cartridges (5 pcs.) | SS | 10 x 3,0 mm
ProntoSIL | 6332F185PS050 | BISCHOFF ProntoSIL 120-5-C18 H | C18 | 20 | 3 | 5 | 120 | L1 | fully | Cartridges (5 pcs.) | SS | 20 x 3,0 mm
ProntoSIL | 6325F185PS050 | BISCHOFF ProntoSIL 120-5-C18 H | C18 | 5 | 2 | 5 | 120 | L1 | fully | Cartridges (5 pcs.) | SS | 5 x 2,0 mm
ProntoSIL | 6321F185PS050 | BISCHOFF ProntoSIL 120-5-C18 H | C18 | 10 | 2 | 5 | 120 | L1 | fully | Cartridges (5 pcs.) | SS | 10 x 2,0 mm
ProntoSIL | 6322F185PS050 | BISCHOFF ProntoSIL 120-5-C18 H | C18 | 20 | 2 | 5 | 120 | L1 | fully | Cartridges (5 pcs.) | SS | 20 x 2,0 mm
ProntoSIL | 0102F185PS100 | BISCHOFF ProntoSIL 120-10-C18 H | C18 | 14 | 2 | 10 | 120 | L1 | fully | HPLC Column | SS | 14 x 2,0 mm
ProntoSIL | 0103F185PS100 | BISCHOFF ProntoSIL 120-10-C18 H | C18 | 14 | 3 | 10 | 120 | L1 | fully | HPLC Column | SS | 14 x 3,0 mm
ProntoSIL | 0104F185PS100 | BISCHOFF ProntoSIL 120-10-C18 H | C18 | 14 | 4 | 10 | 120 | L1 | fully | HPLC Column | SS | 14 x 4,0 mm
ProntoSIL | 0146F185PS100 | BISCHOFF ProntoSIL 120-10-C18 H | C18 | 14 | 4.6 | 10 | 120 | L1 | fully | HPLC Column | SS | 14 x 4,6 mm
ProntoSIL | A202F185PS100 | BISCHOFF ProntoSIL 120-10-C18 H | C18 | 20 | 2 | 10 | 120 | L1 | fully | HPLC Column | SS | 20 x 2,0 mm
ProntoSIL | A203F185PS100 | BISCHOFF ProntoSIL 120-10-C18 H | C18 | 20 | 3 | 10 | 120 | L1 | fully | HPLC Column | SS | 20 x 3,0 mm
ProntoSIL | A204F185PS100 | BISCHOFF ProntoSIL 120-10-C18 H | C18 | 20 | 4 | 10 | 120 | L1 | fully | HPLC Column | SS | 20 x 4,0 mm
ProntoSIL | A246F185PS100 | BISCHOFF ProntoSIL 120-10-C18 H | C18 | 20 | 4.6 | 10 | 120 | L1 | fully | HPLC Column | SS | 20 x 4,6 mm
ProntoSIL | 0202F185PS100 | BISCHOFF ProntoSIL 120-10-C18 H | C18 | 25 | 2 | 10 | 120 | L1 | fully | HPLC Column | SS | 25 x 2,0 mm
ProntoSIL | 0203F185PS100 | BISCHOFF ProntoSIL 120-10-C18 H | C18 | 25 | 3 | 10 | 120 | L1 | fully | HPLC Column | SS | 25 x 3,0 mm
ProntoSIL | 0204F185PS100 | BISCHOFF ProntoSIL 120-10-C18 H | C18 | 25 | 4 | 10 | 120 | L1 | fully | HPLC Column | SS | 25 x 4,0 mm
ProntoSIL | 0246F185PS100 | BISCHOFF ProntoSIL 120-10-C18 H | C18 | 25 | 4.6 | 10 | 120 | L1 | fully | HPLC Column | SS | 25 x 4,6 mm
ProntoSIL | 0302F185PS100 | BISCHOFF ProntoSIL 120-10-C18 H | C18 | 30 | 2 | 10 | 120 | L1 | fully | HPLC Column | SS | 30 x 2,0 mm
ProntoSIL | 0303F185PS100 | BISCHOFF ProntoSIL 120-10-C18 H | C18 | 30 | 3 | 10 | 120 | L1 | fully | HPLC Column | SS | 30 x 3,0 mm
ProntoSIL | 0304F185PS100 | BISCHOFF ProntoSIL 120-10-C18 H | C18 | 30 | 4 | 10 | 120 | L1 | fully | HPLC Column | SS | 30 x 4,0 mm
ProntoSIL | 0346F185PS100 | BISCHOFF ProntoSIL 120-10-C18 H | C18 | 30 | 4.6 | 10 | 120 | L1 | fully | HPLC Column | SS | 30 x 4,6 mm
ProntoSIL | 0402F185PS100 | BISCHOFF ProntoSIL 120-10-C18 H | C18 | 33 | 2 | 10 | 120 | L1 | fully | HPLC Column | SS | 33 x 2,0 mm
ProntoSIL | 0403F185PS100 | BISCHOFF ProntoSIL 120-10-C18 H | C18 | 33 | 3 | 10 | 120 | L1 | fully | HPLC Column | SS | 33 x 3,0 mm
ProntoSIL | 0404F185PS100 | BISCHOFF ProntoSIL 120-10-C18 H | C18 | 33 | 4 | 10 | 120 | L1 | fully | HPLC Column | SS | 33 x 4,0 mm
ProntoSIL | 0446F185PS100 | BISCHOFF ProntoSIL 120-10-C18 H | C18 | 33 | 4.6 | 10 | 120 | L1 | fully | HPLC Column | SS | 33 x 4,6 mm
ProntoSIL | A402F185PS100 | BISCHOFF ProntoSIL 120-10-C18 H | C18 | 40 | 2 | 10 | 120 | L1 | fully | HPLC Column | SS | 40 x 2,0 mm
ProntoSIL | A403F185PS100 | BISCHOFF ProntoSIL 120-10-C18 H | C18 | 40 | 3 | 10 | 120 | L1 | fully | HPLC Column | SS | 40 x 3,0 mm
ProntoSIL | A404F185PS100 | BISCHOFF ProntoSIL 120-10-C18 H | C18 | 40 | 4 | 10 | 120 | L1 | fully | HPLC Column | SS | 40 x 4,0 mm
ProntoSIL | A446F185PS100 | BISCHOFF ProntoSIL 120-10-C18 H | C18 | 40 | 4.6 | 10 | 120 | L1 | fully | HPLC Column | SS | 40 x 4,6 mm
ProntoSIL | 0502F185PS100 | BISCHOFF ProntoSIL 120-10-C18 H | C18 | 50 | 2 | 10 | 120 | L1 | fully | HPLC Column | SS | 50 x 2,0 mm
ProntoSIL | 0503F185PS100 | BISCHOFF ProntoSIL 120-10-C18 H | C18 | 50 | 3 | 10 | 120 | L1 | fully | HPLC Column | SS | 50 x 3,0 mm
ProntoSIL | 0504F185PS100 | BISCHOFF ProntoSIL 120-10-C18 H | C18 | 50 | 4 | 10 | 120 | L1 | fully | HPLC Column | SS | 50 x 4,0 mm
ProntoSIL | 0546F185PS100 | BISCHOFF ProntoSIL 120-10-C18 H | C18 | 50 | 4.6 | 10 | 120 | L1 | fully | HPLC Column | SS | 50 x 4,6 mm
ProntoSIL | 0602F185PS100 | BISCHOFF ProntoSIL 120-10-C18 H | C18 | 53 | 2 | 10 | 120 | L1 | fully | HPLC Column | SS | 53 x 2,0 mm
ProntoSIL | 0603F185PS100 | BISCHOFF ProntoSIL 120-10-C18 H | C18 | 53 | 3 | 10 | 120 | L1 | fully | HPLC Column | SS | 53 x 3,0 mm
ProntoSIL | 0604F185PS100 | BISCHOFF ProntoSIL 120-10-C18 H | C18 | 53 | 4 | 10 | 120 | L1 | fully | HPLC Column | SS | 53 x 4,0 mm
ProntoSIL | 0646F185PS100 | BISCHOFF ProntoSIL 120-10-C18 H | C18 | 53 | 4.6 | 10 | 120 | L1 | fully | HPLC Column | SS | 53 x 4,6 mm
ProntoSIL | A602F185PS100 | BISCHOFF ProntoSIL 120-10-C18 H | C18 | 60 | 2 | 10 | 120 | L1 | fully | HPLC Column | SS | 60 x 2,0 mm
ProntoSIL | A603F185PS100 | BISCHOFF ProntoSIL 120-10-C18 H | C18 | 60 | 3 | 10 | 120 | L1 | fully | HPLC Column | SS | 60 x 3,0 mm
ProntoSIL | A604F185PS100 | BISCHOFF ProntoSIL 120-10-C18 H | C18 | 60 | 4 | 10 | 120 | L1 | fully | HPLC Column | SS | 60 x 4,0 mm
ProntoSIL | A646F185PS100 | BISCHOFF ProntoSIL 120-10-C18 H | C18 | 60 | 4.6 | 10 | 120 | L1 | fully | HPLC Column | SS | 60 x 4,6 mm
ProntoSIL | 0702F185PS100 | BISCHOFF ProntoSIL 120-10-C18 H | C18 | 75 | 2 | 10 | 120 | L1 | fully | HPLC Column | SS | 75 x 2,0 mm
ProntoSIL | 0703F185PS100 | BISCHOFF ProntoSIL 120-10-C18 H | C18 | 75 | 3 | 10 | 120 | L1 | fully | HPLC Column | SS | 75 x 3,0 mm
ProntoSIL | 0704F185PS100 | BISCHOFF ProntoSIL 120-10-C18 H | C18 | 75 | 4 | 10 | 120 | L1 | fully | HPLC Column | SS | 75 x 4,0 mm
ProntoSIL | 0746F185PS100 | BISCHOFF ProntoSIL 120-10-C18 H | C18 | 75 | 4.6 | 10 | 120 | L1 | fully | HPLC Column | SS | 75 x 4,6 mm
ProntoSIL | 1002F185PS100 | BISCHOFF ProntoSIL 120-10-C18 H | C18 | 100 | 2 | 10 | 120 | L1 | fully | HPLC Column | SS | 100 x 2,0 mm
ProntoSIL | 1003F185PS100 | BISCHOFF ProntoSIL 120-10-C18 H | C18 | 100 | 3 | 10 | 120 | L1 | fully | HPLC Column | SS | 100 x 3,0 mm
ProntoSIL | 1004F185PS100 | BISCHOFF ProntoSIL 120-10-C18 H | C18 | 100 | 4 | 10 | 120 | L1 | fully | HPLC Column | SS | 100 x 4,0 mm
ProntoSIL | 1046F185PS100 | BISCHOFF ProntoSIL 120-10-C18 H | C18 | 100 | 4.6 | 10 | 120 | L1 | fully | HPLC Column | SS | 100 x 4,6 mm
ProntoSIL | 1202F185PS100 | BISCHOFF ProntoSIL 120-10-C18 H | C18 | 125 | 2 | 10 | 120 | L1 | fully | HPLC Column | SS | 125 x 2,0 mm
ProntoSIL | 1203F185PS100 | BISCHOFF ProntoSIL 120-10-C18 H | C18 | 125 | 3 | 10 | 120 | L1 | fully | HPLC Column | SS | 125 x 3,0 mm
ProntoSIL | 1204F185PS100 | BISCHOFF ProntoSIL 120-10-C18 H | C18 | 125 | 4 | 10 | 120 | L1 | fully | HPLC Column | SS | 125 x 4,0 mm
ProntoSIL | 1246F185PS100 | BISCHOFF ProntoSIL 120-10-C18 H | C18 | 125 | 4.6 | 10 | 120 | L1 | fully | HPLC Column | SS | 125 x 4,6 mm
ProntoSIL | 1502F185PS100 | BISCHOFF ProntoSIL 120-10-C18 H | C18 | 150 | 2 | 10 | 120 | L1 | fully | HPLC Column | SS | 150 x 2,0 mm
ProntoSIL | 1503F185PS100 | BISCHOFF ProntoSIL 120-10-C18 H | C18 | 150 | 3 | 10 | 120 | L1 | fully | HPLC Column | SS | 150 x 3,0 mm
ProntoSIL | 1504F185PS100 | BISCHOFF ProntoSIL 120-10-C18 H | C18 | 150 | 4 | 10 | 120 | L1 | fully | HPLC Column | SS | 150 x 4,0 mm
ProntoSIL | 1546F185PS100 | BISCHOFF ProntoSIL 120-10-C18 H | C18 | 150 | 4.6 | 10 | 120 | L1 | fully | HPLC Column | SS | 150 x 4,6 mm
ProntoSIL | 2002F185PS100 | BISCHOFF ProntoSIL 120-10-C18 H | C18 | 200 | 2 | 10 | 120 | L1 | fully | HPLC Column | SS | 200 x 2,0 mm
ProntoSIL | 2003F185PS100 | BISCHOFF ProntoSIL 120-10-C18 H | C18 | 200 | 3 | 10 | 120 | L1 | fully | HPLC Column | SS | 200 x 3,0 mm
ProntoSIL | 2004F185PS100 | BISCHOFF ProntoSIL 120-10-C18 H | C18 | 200 | 4 | 10 | 120 | L1 | fully | HPLC Column | SS | 200 x 4,0 mm
ProntoSIL | 2046F185PS100 | BISCHOFF ProntoSIL 120-10-C18 H | C18 | 200 | 4.6 | 10 | 120 | L1 | fully | HPLC Column | SS | 200 x 4,6 mm
ProntoSIL | 2502F185PS100 | BISCHOFF ProntoSIL 120-10-C18 H | C18 | 250 | 2 | 10 | 120 | L1 | fully | HPLC Column | SS | 250 x 2,0 mm
ProntoSIL | 2503F185PS100 | BISCHOFF ProntoSIL 120-10-C18 H | C18 | 250 | 3 | 10 | 120 | L1 | fully | HPLC Column | SS | 250 x 3,0 mm
ProntoSIL | 2504F185PS100 | BISCHOFF ProntoSIL 120-10-C18 H | C18 | 250 | 4 | 10 | 120 | L1 | fully | HPLC Column | SS | 250 x 4,0 mm
ProntoSIL | 2546F185PS100 | BISCHOFF ProntoSIL 120-10-C18 H | C18 | 250 | 4.6 | 10 | 120 | L1 | fully | HPLC Column | SS | 250 x 4,6 mm
ProntoSIL | 3002F185PS100 | BISCHOFF ProntoSIL 120-10-C18 H | C18 | 300 | 2 | 10 | 120 | L1 | fully | HPLC Column | SS | 300 x 2,0 mm
ProntoSIL | 3003F185PS100 | BISCHOFF ProntoSIL 120-10-C18 H | C18 | 300 | 3 | 10 | 120 | L1 | fully | HPLC Column | SS | 300 x 3,0 mm
ProntoSIL | 3004F185PS100 | BISCHOFF ProntoSIL 120-10-C18 H | C18 | 300 | 4 | 10 | 120 | L1 | fully | HPLC Column | SS | 300 x 4,0 mm
ProntoSIL | 3046F185PS100 | BISCHOFF ProntoSIL 120-10-C18 H | C18 | 300 | 4.6 | 10 | 120 | L1 | fully | HPLC Column | SS | 300 x 4,6 mm
ProntoSIL | 01P4F185PS100 | BISCHOFF ProntoSIL 120-10-C18 H | C18 | 14 | 4 | 10 | 120 | L1 | fully | HPLC Column | PEEK | 14 x 4,0 mm
ProntoSIL | A2P4F185PS100 | BISCHOFF ProntoSIL 120-10-C18 H | C18 | 20 | 4 | 10 | 120 | L1 | fully | HPLC Column | PEEK | 20 x 4,0 mm
ProntoSIL | 02P4F185PS100 | BISCHOFF ProntoSIL 120-10-C18 H | C18 | 25 | 4 | 10 | 120 | L1 | fully | HPLC Column | PEEK | 25 x 4,0 mm
ProntoSIL | 03P4F185PS100 | BISCHOFF ProntoSIL 120-10-C18 H | C18 | 30 | 4 | 10 | 120 | L1 | fully | HPLC Column | PEEK | 30 x 4,0 mm
ProntoSIL | 04P4F185PS100 | BISCHOFF ProntoSIL 120-10-C18 H | C18 | 33 | 4 | 10 | 120 | L1 | fully | HPLC Column | PEEK | 33 x 4,0 mm
ProntoSIL | A4P4F185PS100 | BISCHOFF ProntoSIL 120-10-C18 H | C18 | 40 | 4 | 10 | 120 | L1 | fully | HPLC Column | PEEK | 40 x 4,0 mm
ProntoSIL | 05P4F185PS100 | BISCHOFF ProntoSIL 120-10-C18 H | C18 | 50 | 4 | 10 | 120 | L1 | fully | HPLC Column | PEEK | 50 x 4,0 mm
ProntoSIL | 06P4F185PS100 | BISCHOFF ProntoSIL 120-10-C18 H | C18 | 53 | 4 | 10 | 120 | L1 | fully | HPLC Column | PEEK | 53 x 4,0 mm
ProntoSIL | A6P4F185PS100 | BISCHOFF ProntoSIL 120-10-C18 H | C18 | 60 | 4 | 10 | 120 | L1 | fully | HPLC Column | PEEK | 60 x 4,0 mm
ProntoSIL | 07P4F185PS100 | BISCHOFF ProntoSIL 120-10-C18 H | C18 | 75 | 4 | 10 | 120 | L1 | fully | HPLC Column | PEEK | 75 x 4,0 mm
ProntoSIL | 10P4F185PS100 | BISCHOFF ProntoSIL 120-10-C18 H | C18 | 100 | 4 | 10 | 120 | L1 | fully | HPLC Column | PEEK | 100 x 4,0 mm
ProntoSIL | 12P4F185PS100 | BISCHOFF ProntoSIL 120-10-C18 H | C18 | 125 | 4 | 10 | 120 | L1 | fully | HPLC Column | PEEK | 125 x 4,0 mm
ProntoSIL | 15P4F185PS100 | BISCHOFF ProntoSIL 120-10-C18 H | C18 | 150 | 4 | 10 | 120 | L1 | fully | HPLC Column | PEEK | 150 x 4,0 mm
ProntoSIL | 20P4F185PS100 | BISCHOFF ProntoSIL 120-10-C18 H | C18 | 200 | 4 | 10 | 120 | L1 | fully | HPLC Column | PEEK | 200 x 4,0 mm
ProntoSIL | 25P4F185PS100 | BISCHOFF ProntoSIL 120-10-C18 H | C18 | 250 | 4 | 10 | 120 | L1 | fully | HPLC Column | PEEK | 250 x 4,0 mm
ProntoSIL | 30P4F185PS100 | BISCHOFF ProntoSIL 120-10-C18 H | C18 | 300 | 4 | 10 | 120 | L1 | fully | HPLC Column | PEEK | 300 x 4,0 mm
ProntoSIL | 6305F185PS100 | BISCHOFF ProntoSIL 120-10-C18 H | C18 | 5 | 4 | 10 | 120 | L1 | fully | Cartridges (5 pcs.) | SS | 5 x 4,0 mm
ProntoSIL | 6301F185PS100 | BISCHOFF ProntoSIL 120-10-C18 H | C18 | 10 | 4 | 10 | 120 | L1 | fully | Cartridges (5 pcs.) | SS | 10 x 4,0 mm
ProntoSIL | 6302F185PS100 | BISCHOFF ProntoSIL 120-10-C18 H | C18 | 20 | 4 | 10 | 120 | L1 | fully | Cartridges (5 pcs.) | SS | 20 x 4,0 mm
ProntoSIL | 63P1F185PS100 | BISCHOFF ProntoSIL 120-10-C18 H | C18 | 10 | 4 | 10 | 120 | L1 | fully | Cartridges (5 pcs.) | PEEK | 10 x 4,0 mm
ProntoSIL | 63P2F185PS100 | BISCHOFF ProntoSIL 120-10-C18 H | C18 | 20 | 4 | 10 | 120 | L1 | fully | Cartridges (5 pcs.) | PEEK | 20 x 4,0 mm
ProntoSIL | 6335F185PS100 | BISCHOFF ProntoSIL 120-10-C18 H | C18 | 5 | 3 | 10 | 120 | L1 | fully | Cartridges (5 pcs.) | SS | 5 x 3,0 mm
ProntoSIL | 6331F185PS100 | BISCHOFF ProntoSIL 120-10-C18 H | C18 | 10 | 3 | 10 | 120 | L1 | fully | Cartridges (5 pcs.) | SS | 10 x 3,0 mm
ProntoSIL | 6332F185PS100 | BISCHOFF ProntoSIL 120-10-C18 H | C18 | 20 | 3 | 10 | 120 | L1 | fully | Cartridges (5 pcs.) | SS | 20 x 3,0 mm
ProntoSIL | 6325F185PS100 | BISCHOFF ProntoSIL 120-10-C18 H | C18 | 5 | 2 | 10 | 120 | L1 | fully | Cartridges (5 pcs.) | SS | 5 x 2,0 mm
ProntoSIL | 6321F185PS100 | BISCHOFF ProntoSIL 120-10-C18 H | C18 | 10 | 2 | 10 | 120 | L1 | fully | Cartridges (5 pcs.) | SS | 10 x 2,0 mm
ProntoSIL | 6322F185PS100 | BISCHOFF ProntoSIL 120-10-C18 H | C18 | 20 | 2 | 10 | 120 | L1 | fully | Cartridges (5 pcs.) | SS | 20 x 2,0 mm
ProntoSIL | 0102F180PS030 | BISCHOFF ProntoSIL 120-3-C18 SH | C18 | 14 | 2 | 3 | 120 | L1 | fully | HPLC Column | SS | 14 x 2,0 mm
ProntoSIL | 0103F180PS030 | BISCHOFF ProntoSIL 120-3-C18 SH | C18 | 14 | 3 | 3 | 120 | L1 | fully | HPLC Column | SS | 14 x 3,0 mm
ProntoSIL | 0104F180PS030 | BISCHOFF ProntoSIL 120-3-C18 SH | C18 | 14 | 4 | 3 | 120 | L1 | fully | HPLC Column | SS | 14 x 4,0 mm
ProntoSIL | 0146F180PS030 | BISCHOFF ProntoSIL 120-3-C18 SH | C18 | 14 | 4.6 | 3 | 120 | L1 | fully | HPLC Column | SS | 14 x 4,6 mm
ProntoSIL | A202F180PS030 | BISCHOFF ProntoSIL 120-3-C18 SH | C18 | 20 | 2 | 3 | 120 | L1 | fully | HPLC Column | SS | 20 x 2,0 mm
ProntoSIL | A203F180PS030 | BISCHOFF ProntoSIL 120-3-C18 SH | C18 | 20 | 3 | 3 | 120 | L1 | fully | HPLC Column | SS | 20 x 3,0 mm
ProntoSIL | A204F180PS030 | BISCHOFF ProntoSIL 120-3-C18 SH | C18 | 20 | 4 | 3 | 120 | L1 | fully | HPLC Column | SS | 20 x 4,0 mm
ProntoSIL | A246F180PS030 | BISCHOFF ProntoSIL 120-3-C18 SH | C18 | 20 | 4.6 | 3 | 120 | L1 | fully | HPLC Column | SS | 20 x 4,6 mm
ProntoSIL | 0202F180PS030 | BISCHOFF ProntoSIL 120-3-C18 SH | C18 | 25 | 2 | 3 | 120 | L1 | fully | HPLC Column | SS | 25 x 2,0 mm
ProntoSIL | 0203F180PS030 | BISCHOFF ProntoSIL 120-3-C18 SH | C18 | 25 | 3 | 3 | 120 | L1 | fully | HPLC Column | SS | 25 x 3,0 mm
ProntoSIL | 0204F180PS030 | BISCHOFF ProntoSIL 120-3-C18 SH | C18 | 25 | 4 | 3 | 120 | L1 | fully | HPLC Column | SS | 25 x 4,0 mm
ProntoSIL | 0246F180PS030 | BISCHOFF ProntoSIL 120-3-C18 SH | C18 | 25 | 4.6 | 3 | 120 | L1 | fully | HPLC Column | SS | 25 x 4,6 mm
ProntoSIL | 0302F180PS030 | BISCHOFF ProntoSIL 120-3-C18 SH | C18 | 30 | 2 | 3 | 120 | L1 | fully | HPLC Column | SS | 30 x 2,0 mm
ProntoSIL | 0303F180PS030 | BISCHOFF ProntoSIL 120-3-C18 SH | C18 | 30 | 3 | 3 | 120 | L1 | fully | HPLC Column | SS | 30 x 3,0 mm
ProntoSIL | 0304F180PS030 | BISCHOFF ProntoSIL 120-3-C18 SH | C18 | 30 | 4 | 3 | 120 | L1 | fully | HPLC Column | SS | 30 x 4,0 mm
ProntoSIL | 0346F180PS030 | BISCHOFF ProntoSIL 120-3-C18 SH | C18 | 30 | 4.6 | 3 | 120 | L1 | fully | HPLC Column | SS | 30 x 4,6 mm
ProntoSIL | 0402F180PS030 | BISCHOFF ProntoSIL 120-3-C18 SH | C18 | 33 | 2 | 3 | 120 | L1 | fully | HPLC Column | SS | 33 x 2,0 mm
ProntoSIL | 0403F180PS030 | BISCHOFF ProntoSIL 120-3-C18 SH | C18 | 33 | 3 | 3 | 120 | L1 | fully | HPLC Column | SS | 33 x 3,0 mm
ProntoSIL | 0404F180PS030 | BISCHOFF ProntoSIL 120-3-C18 SH | C18 | 33 | 4 | 3 | 120 | L1 | fully | HPLC Column | SS | 33 x 4,0 mm
ProntoSIL | 0446F180PS030 | BISCHOFF ProntoSIL 120-3-C18 SH | C18 | 33 | 4.6 | 3 | 120 | L1 | fully | HPLC Column | SS | 33 x 4,6 mm
ProntoSIL | A402F180PS030 | BISCHOFF ProntoSIL 120-3-C18 SH | C18 | 40 | 2 | 3 | 120 | L1 | fully | HPLC Column | SS | 40 x 2,0 mm
ProntoSIL | A403F180PS030 | BISCHOFF ProntoSIL 120-3-C18 SH | C18 | 40 | 3 | 3 | 120 | L1 | fully | HPLC Column | SS | 40 x 3,0 mm
ProntoSIL | A404F180PS030 | BISCHOFF ProntoSIL 120-3-C18 SH | C18 | 40 | 4 | 3 | 120 | L1 | fully | HPLC Column | SS | 40 x 4,0 mm
ProntoSIL | A446F180PS030 | BISCHOFF ProntoSIL 120-3-C18 SH | C18 | 40 | 4.6 | 3 | 120 | L1 | fully | HPLC Column | SS | 40 x 4,6 mm
ProntoSIL | 0502F180PS030 | BISCHOFF ProntoSIL 120-3-C18 SH | C18 | 50 | 2 | 3 | 120 | L1 | fully | HPLC Column | SS | 50 x 2,0 mm
ProntoSIL | 0503F180PS030 | BISCHOFF ProntoSIL 120-3-C18 SH | C18 | 50 | 3 | 3 | 120 | L1 | fully | HPLC Column | SS | 50 x 3,0 mm
ProntoSIL | 0504F180PS030 | BISCHOFF ProntoSIL 120-3-C18 SH | C18 | 50 | 4 | 3 | 120 | L1 | fully | HPLC Column | SS | 50 x 4,0 mm
ProntoSIL | 0546F180PS030 | BISCHOFF ProntoSIL 120-3-C18 SH | C18 | 50 | 4.6 | 3 | 120 | L1 | fully | HPLC Column | SS | 50 x 4,6 mm
ProntoSIL | 0602F180PS030 | BISCHOFF ProntoSIL 120-3-C18 SH | C18 | 53 | 2 | 3 | 120 | L1 | fully | HPLC Column | SS | 53 x 2,0 mm
ProntoSIL | 0603F180PS030 | BISCHOFF ProntoSIL 120-3-C18 SH | C18 | 53 | 3 | 3 | 120 | L1 | fully | HPLC Column | SS | 53 x 3,0 mm
ProntoSIL | 0604F180PS030 | BISCHOFF ProntoSIL 120-3-C18 SH | C18 | 53 | 4 | 3 | 120 | L1 | fully | HPLC Column | SS | 53 x 4,0 mm
ProntoSIL | 0646F180PS030 | BISCHOFF ProntoSIL 120-3-C18 SH | C18 | 53 | 4.6 | 3 | 120 | L1 | fully | HPLC Column | SS | 53 x 4,6 mm
ProntoSIL | A602F180PS030 | BISCHOFF ProntoSIL 120-3-C18 SH | C18 | 60 | 2 | 3 | 120 | L1 | fully | HPLC Column | SS | 60 x 2,0 mm
ProntoSIL | A603F180PS030 | BISCHOFF ProntoSIL 120-3-C18 SH | C18 | 60 | 3 | 3 | 120 | L1 | fully | HPLC Column | SS | 60 x 3,0 mm
ProntoSIL | A604F180PS030 | BISCHOFF ProntoSIL 120-3-C18 SH | C18 | 60 | 4 | 3 | 120 | L1 | fully | HPLC Column | SS | 60 x 4,0 mm
ProntoSIL | A646F180PS030 | BISCHOFF ProntoSIL 120-3-C18 SH | C18 | 60 | 4.6 | 3 | 120 | L1 | fully | HPLC Column | SS | 60 x 4,6 mm
ProntoSIL | 0702F180PS030 | BISCHOFF ProntoSIL 120-3-C18 SH | C18 | 75 | 2 | 3 | 120 | L1 | fully | HPLC Column | SS | 75 x 2,0 mm
ProntoSIL | 0703F180PS030 | BISCHOFF ProntoSIL 120-3-C18 SH | C18 | 75 | 3 | 3 | 120 | L1 | fully | HPLC Column | SS | 75 x 3,0 mm
ProntoSIL | 0704F180PS030 | BISCHOFF ProntoSIL 120-3-C18 SH | C18 | 75 | 4 | 3 | 120 | L1 | fully | HPLC Column | SS | 75 x 4,0 mm
ProntoSIL | 0746F180PS030 | BISCHOFF ProntoSIL 120-3-C18 SH | C18 | 75 | 4.6 | 3 | 120 | L1 | fully | HPLC Column | SS | 75 x 4,6 mm
ProntoSIL | 1002F180PS030 | BISCHOFF ProntoSIL 120-3-C18 SH | C18 | 100 | 2 | 3 | 120 | L1 | fully | HPLC Column | SS | 100 x 2,0 mm
ProntoSIL | 1003F180PS030 | BISCHOFF ProntoSIL 120-3-C18 SH | C18 | 100 | 3 | 3 | 120 | L1 | fully | HPLC Column | SS | 100 x 3,0 mm
ProntoSIL | 1004F180PS030 | BISCHOFF ProntoSIL 120-3-C18 SH | C18 | 100 | 4 | 3 | 120 | L1 | fully | HPLC Column | SS | 100 x 4,0 mm
ProntoSIL | 1046F180PS030 | BISCHOFF ProntoSIL 120-3-C18 SH | C18 | 100 | 4.6 | 3 | 120 | L1 | fully | HPLC Column | SS | 100 x 4,6 mm
ProntoSIL | 1202F180PS030 | BISCHOFF ProntoSIL 120-3-C18 SH | C18 | 125 | 2 | 3 | 120 | L1 | fully | HPLC Column | SS | 125 x 2,0 mm
ProntoSIL | 1203F180PS030 | BISCHOFF ProntoSIL 120-3-C18 SH | C18 | 125 | 3 | 3 | 120 | L1 | fully | HPLC Column | SS | 125 x 3,0 mm
ProntoSIL | 1204F180PS030 | BISCHOFF ProntoSIL 120-3-C18 SH | C18 | 125 | 4 | 3 | 120 | L1 | fully | HPLC Column | SS | 125 x 4,0 mm
ProntoSIL | 1246F180PS030 | BISCHOFF ProntoSIL 120-3-C18 SH | C18 | 125 | 4.6 | 3 | 120 | L1 | fully | HPLC Column | SS | 125 x 4,6 mm
ProntoSIL | 1502F180PS030 | BISCHOFF ProntoSIL 120-3-C18 SH | C18 | 150 | 2 | 3 | 120 | L1 | fully | HPLC Column | SS | 150 x 2,0 mm
ProntoSIL | 1503F180PS030 | BISCHOFF ProntoSIL 120-3-C18 SH | C18 | 150 | 3 | 3 | 120 | L1 | fully | HPLC Column | SS | 150 x 3,0 mm
ProntoSIL | 1504F180PS030 | BISCHOFF ProntoSIL 120-3-C18 SH | C18 | 150 | 4 | 3 | 120 | L1 | fully | HPLC Column | SS | 150 x 4,0 mm
ProntoSIL | 1546F180PS030 | BISCHOFF ProntoSIL 120-3-C18 SH | C18 | 150 | 4.6 | 3 | 120 | L1 | fully | HPLC Column | SS | 150 x 4,6 mm
ProntoSIL | 2002F180PS030 | BISCHOFF ProntoSIL 120-3-C18 SH | C18 | 200 | 2 | 3 | 120 | L1 | fully | HPLC Column | SS | 200 x 2,0 mm
ProntoSIL | 2003F180PS030 | BISCHOFF ProntoSIL 120-3-C18 SH | C18 | 200 | 3 | 3 | 120 | L1 | fully | HPLC Column | SS | 200 x 3,0 mm
ProntoSIL | 2004F180PS030 | BISCHOFF ProntoSIL 120-3-C18 SH | C18 | 200 | 4 | 3 | 120 | L1 | fully | HPLC Column | SS | 200 x 4,0 mm
ProntoSIL | 2046F180PS030 | BISCHOFF ProntoSIL 120-3-C18 SH | C18 | 200 | 4.6 | 3 | 120 | L1 | fully | HPLC Column | SS | 200 x 4,6 mm
ProntoSIL | 2502F180PS030 | BISCHOFF ProntoSIL 120-3-C18 SH | C18 | 250 | 2 | 3 | 120 | L1 | fully | HPLC Column | SS | 250 x 2,0 mm
ProntoSIL | 2503F180PS030 | BISCHOFF ProntoSIL 120-3-C18 SH | C18 | 250 | 3 | 3 | 120 | L1 | fully | HPLC Column | SS | 250 x 3,0 mm
ProntoSIL | 2504F180PS030 | BISCHOFF ProntoSIL 120-3-C18 SH | C18 | 250 | 4 | 3 | 120 | L1 | fully | HPLC Column | SS | 250 x 4,0 mm
ProntoSIL | 2546F180PS030 | BISCHOFF ProntoSIL 120-3-C18 SH | C18 | 250 | 4.6 | 3 | 120 | L1 | fully | HPLC Column | SS | 250 x 4,6 mm
ProntoSIL | 3002F180PS030 | BISCHOFF ProntoSIL 120-3-C18 SH | C18 | 300 | 2 | 3 | 120 | L1 | fully | HPLC Column | SS | 300 x 2,0 mm
ProntoSIL | 3003F180PS030 | BISCHOFF ProntoSIL 120-3-C18 SH | C18 | 300 | 3 | 3 | 120 | L1 | fully | HPLC Column | SS | 300 x 3,0 mm
ProntoSIL | 3004F180PS030 | BISCHOFF ProntoSIL 120-3-C18 SH | C18 | 300 | 4 | 3 | 120 | L1 | fully | HPLC Column | SS | 300 x 4,0 mm
ProntoSIL | 3046F180PS030 | BISCHOFF ProntoSIL 120-3-C18 SH | C18 | 300 | 4.6 | 3 | 120 | L1 | fully | HPLC Column | SS | 300 x 4,6 mm
ProntoSIL | 01P4F180PS030 | BISCHOFF ProntoSIL 120-3-C18 SH | C18 | 14 | 4 | 3 | 120 | L1 | fully | HPLC Column | PEEK | 14 x 4,0 mm
ProntoSIL | A2P4F180PS030 | BISCHOFF ProntoSIL 120-3-C18 SH | C18 | 20 | 4 | 3 | 120 | L1 | fully | HPLC Column | PEEK | 20 x 4,0 mm
ProntoSIL | 02P4F180PS030 | BISCHOFF ProntoSIL 120-3-C18 SH | C18 | 25 | 4 | 3 | 120 | L1 | fully | HPLC Column | PEEK | 25 x 4,0 mm
ProntoSIL | 03P4F180PS030 | BISCHOFF ProntoSIL 120-3-C18 SH | C18 | 30 | 4 | 3 | 120 | L1 | fully | HPLC Column | PEEK | 30 x 4,0 mm
ProntoSIL | 04P4F180PS030 | BISCHOFF ProntoSIL 120-3-C18 SH | C18 | 33 | 4 | 3 | 120 | L1 | fully | HPLC Column | PEEK | 33 x 4,0 mm
ProntoSIL | A4P4F180PS030 | BISCHOFF ProntoSIL 120-3-C18 SH | C18 | 40 | 4 | 3 | 120 | L1 | fully | HPLC Column | PEEK | 40 x 4,0 mm
ProntoSIL | 05P4F180PS030 | BISCHOFF ProntoSIL 120-3-C18 SH | C18 | 50 | 4 | 3 | 120 | L1 | fully | HPLC Column | PEEK | 50 x 4,0 mm
ProntoSIL | 06P4F180PS030 | BISCHOFF ProntoSIL 120-3-C18 SH | C18 | 53 | 4 | 3 | 120 | L1 | fully | HPLC Column | PEEK | 53 x 4,0 mm
ProntoSIL | A6P4F180PS030 | BISCHOFF ProntoSIL 120-3-C18 SH | C18 | 60 | 4 | 3 | 120 | L1 | fully | HPLC Column | PEEK | 60 x 4,0 mm
ProntoSIL | 07P4F180PS030 | BISCHOFF ProntoSIL 120-3-C18 SH | C18 | 75 | 4 | 3 | 120 | L1 | fully | HPLC Column | PEEK | 75 x 4,0 mm
ProntoSIL | 10P4F180PS030 | BISCHOFF ProntoSIL 120-3-C18 SH | C18 | 100 | 4 | 3 | 120 | L1 | fully | HPLC Column | PEEK | 100 x 4,0 mm
ProntoSIL | 12P4F180PS030 | BISCHOFF ProntoSIL 120-3-C18 SH | C18 | 125 | 4 | 3 | 120 | L1 | fully | HPLC Column | PEEK | 125 x 4,0 mm
ProntoSIL | 15P4F180PS030 | BISCHOFF ProntoSIL 120-3-C18 SH | C18 | 150 | 4 | 3 | 120 | L1 | fully | HPLC Column | PEEK | 150 x 4,0 mm
ProntoSIL | 20P4F180PS030 | BISCHOFF ProntoSIL 120-3-C18 SH | C18 | 200 | 4 | 3 | 120 | L1 | fully | HPLC Column | PEEK | 200 x 4,0 mm
ProntoSIL | 25P4F180PS030 | BISCHOFF ProntoSIL 120-3-C18 SH | C18 | 250 | 4 | 3 | 120 | L1 | fully | HPLC Column | PEEK | 250 x 4,0 mm
ProntoSIL | 30P4F180PS030 | BISCHOFF ProntoSIL 120-3-C18 SH | C18 | 300 | 4 | 3 | 120 | L1 | fully | HPLC Column | PEEK | 300 x 4,0 mm
ProntoSIL | 6305F180PS030 | BISCHOFF ProntoSIL 120-3-C18 SH | C18 | 5 | 4 | 3 | 120 | L1 | fully | Cartridges (5 pcs.) | SS | 5 x 4,0 mm
ProntoSIL | 6301F180PS030 | BISCHOFF ProntoSIL 120-3-C18 SH | C18 | 10 | 4 | 3 | 120 | L1 | fully | Cartridges (5 pcs.) | SS | 10 x 4,0 mm
ProntoSIL | 6302F180PS030 | BISCHOFF ProntoSIL 120-3-C18 SH | C18 | 20 | 4 | 3 | 120 | L1 | fully | Cartridges (5 pcs.) | SS | 20 x 4,0 mm
ProntoSIL | 63P1F180PS030 | BISCHOFF ProntoSIL 120-3-C18 SH | C18 | 10 | 4 | 3 | 120 | L1 | fully | Cartridges (5 pcs.) | PEEK | 10 x 4,0 mm
ProntoSIL | 63P2F180PS030 | BISCHOFF ProntoSIL 120-3-C18 SH | C18 | 20 | 4 | 3 | 120 | L1 | fully | Cartridges (5 pcs.) | PEEK | 20 x 4,0 mm
ProntoSIL | 6335F180PS030 | BISCHOFF ProntoSIL 120-3-C18 SH | C18 | 5 | 3 | 3 | 120 | L1 | fully | Cartridges (5 pcs.) | SS | 5 x 3,0 mm
ProntoSIL | 6331F180PS030 | BISCHOFF ProntoSIL 120-3-C18 SH | C18 | 10 | 3 | 3 | 120 | L1 | fully | Cartridges (5 pcs.) | SS | 10 x 3,0 mm
ProntoSIL | 6332F180PS030 | BISCHOFF ProntoSIL 120-3-C18 SH | C18 | 20 | 3 | 3 | 120 | L1 | fully | Cartridges (5 pcs.) | SS | 20 x 3,0 mm
ProntoSIL | 6325F180PS030 | BISCHOFF ProntoSIL 120-3-C18 SH | C18 | 5 | 2 | 3 | 120 | L1 | fully | Cartridges (5 pcs.) | SS | 5 x 2,0 mm
ProntoSIL | 6321F180PS030 | BISCHOFF ProntoSIL 120-3-C18 SH | C18 | 10 | 2 | 3 | 120 | L1 | fully | Cartridges (5 pcs.) | SS | 10 x 2,0 mm
ProntoSIL | 6322F180PS030 | BISCHOFF ProntoSIL 120-3-C18 SH | C18 | 20 | 2 | 3 | 120 | L1 | fully | Cartridges (5 pcs.) | SS | 20 x 2,0 mm
ProntoSIL | 0102F180PS050 | BISCHOFF ProntoSIL 120-5-C18 SH | C18 | 14 | 2 | 5 | 120 | L1 | fully | HPLC Column | SS | 14 x 2,0 mm
ProntoSIL | 0103F180PS050 | BISCHOFF ProntoSIL 120-5-C18 SH | C18 | 14 | 3 | 5 | 120 | L1 | fully | HPLC Column | SS | 14 x 3,0 mm
ProntoSIL | 0104F180PS050 | BISCHOFF ProntoSIL 120-5-C18 SH | C18 | 14 | 4 | 5 | 120 | L1 | fully | HPLC Column | SS | 14 x 4,0 mm
ProntoSIL | 0146F180PS050 | BISCHOFF ProntoSIL 120-5-C18 SH | C18 | 14 | 4.6 | 5 | 120 | L1 | fully | HPLC Column | SS | 14 x 4,6 mm
ProntoSIL | A202F180PS050 | BISCHOFF ProntoSIL 120-5-C18 SH | C18 | 20 | 2 | 5 | 120 | L1 | fully | HPLC Column | SS | 20 x 2,0 mm
ProntoSIL | A203F180PS050 | BISCHOFF ProntoSIL 120-5-C18 SH | C18 | 20 | 3 | 5 | 120 | L1 | fully | HPLC Column | SS | 20 x 3,0 mm
ProntoSIL | A204F180PS050 | BISCHOFF ProntoSIL 120-5-C18 SH | C18 | 20 | 4 | 5 | 120 | L1 | fully | HPLC Column | SS | 20 x 4,0 mm
ProntoSIL | A246F180PS050 | BISCHOFF ProntoSIL 120-5-C18 SH | C18 | 20 | 4.6 | 5 | 120 | L1 | fully | HPLC Column | SS | 20 x 4,6 mm
ProntoSIL | 0202F180PS050 | BISCHOFF ProntoSIL 120-5-C18 SH | C18 | 25 | 2 | 5 | 120 | L1 | fully | HPLC Column | SS | 25 x 2,0 mm
ProntoSIL | 0203F180PS050 | BISCHOFF ProntoSIL 120-5-C18 SH | C18 | 25 | 3 | 5 | 120 | L1 | fully | HPLC Column | SS | 25 x 3,0 mm
ProntoSIL | 0204F180PS050 | BISCHOFF ProntoSIL 120-5-C18 SH | C18 | 25 | 4 | 5 | 120 | L1 | fully | HPLC Column | SS | 25 x 4,0 mm
ProntoSIL | 0246F180PS050 | BISCHOFF ProntoSIL 120-5-C18 SH | C18 | 25 | 4.6 | 5 | 120 | L1 | fully | HPLC Column | SS | 25 x 4,6 mm
ProntoSIL | 0302F180PS050 | BISCHOFF ProntoSIL 120-5-C18 SH | C18 | 30 | 2 | 5 | 120 | L1 | fully | HPLC Column | SS | 30 x 2,0 mm
ProntoSIL | 0303F180PS050 | BISCHOFF ProntoSIL 120-5-C18 SH | C18 | 30 | 3 | 5 | 120 | L1 | fully | HPLC Column | SS | 30 x 3,0 mm
ProntoSIL | 0304F180PS050 | BISCHOFF ProntoSIL 120-5-C18 SH | C18 | 30 | 4 | 5 | 120 | L1 | fully | HPLC Column | SS | 30 x 4,0 mm
ProntoSIL | 0346F180PS050 | BISCHOFF ProntoSIL 120-5-C18 SH | C18 | 30 | 4.6 | 5 | 120 | L1 | fully | HPLC Column | SS | 30 x 4,6 mm
ProntoSIL | 0402F180PS050 | BISCHOFF ProntoSIL 120-5-C18 SH | C18 | 33 | 2 | 5 | 120 | L1 | fully | HPLC Column | SS | 33 x 2,0 mm
ProntoSIL | 0403F180PS050 | BISCHOFF ProntoSIL 120-5-C18 SH | C18 | 33 | 3 | 5 | 120 | L1 | fully | HPLC Column | SS | 33 x 3,0 mm
ProntoSIL | 0404F180PS050 | BISCHOFF ProntoSIL 120-5-C18 SH | C18 | 33 | 4 | 5 | 120 | L1 | fully | HPLC Column | SS | 33 x 4,0 mm
ProntoSIL | 0446F180PS050 | BISCHOFF ProntoSIL 120-5-C18 SH | C18 | 33 | 4.6 | 5 | 120 | L1 | fully | HPLC Column | SS | 33 x 4,6 mm
ProntoSIL | A402F180PS050 | BISCHOFF ProntoSIL 120-5-C18 SH | C18 | 40 | 2 | 5 | 120 | L1 | fully | HPLC Column | SS | 40 x 2,0 mm
ProntoSIL | A403F180PS050 | BISCHOFF ProntoSIL 120-5-C18 SH | C18 | 40 | 3 | 5 | 120 | L1 | fully | HPLC Column | SS | 40 x 3,0 mm
ProntoSIL | A404F180PS050 | BISCHOFF ProntoSIL 120-5-C18 SH | C18 | 40 | 4 | 5 | 120 | L1 | fully | HPLC Column | SS | 40 x 4,0 mm
ProntoSIL | A446F180PS050 | BISCHOFF ProntoSIL 120-5-C18 SH | C18 | 40 | 4.6 | 5 | 120 | L1 | fully | HPLC Column | SS | 40 x 4,6 mm
ProntoSIL | 0502F180PS050 | BISCHOFF ProntoSIL 120-5-C18 SH | C18 | 50 | 2 | 5 | 120 | L1 | fully | HPLC Column | SS | 50 x 2,0 mm
ProntoSIL | 0503F180PS050 | BISCHOFF ProntoSIL 120-5-C18 SH | C18 | 50 | 3 | 5 | 120 | L1 | fully | HPLC Column | SS | 50 x 3,0 mm
ProntoSIL | 0504F180PS050 | BISCHOFF ProntoSIL 120-5-C18 SH | C18 | 50 | 4 | 5 | 120 | L1 | fully | HPLC Column | SS | 50 x 4,0 mm
ProntoSIL | 0546F180PS050 | BISCHOFF ProntoSIL 120-5-C18 SH | C18 | 50 | 4.6 | 5 | 120 | L1 | fully | HPLC Column | SS | 50 x 4,6 mm
ProntoSIL | 0602F180PS050 | BISCHOFF ProntoSIL 120-5-C18 SH | C18 | 53 | 2 | 5 | 120 | L1 | fully | HPLC Column | SS | 53 x 2,0 mm
ProntoSIL | 0603F180PS050 | BISCHOFF ProntoSIL 120-5-C18 SH | C18 | 53 | 3 | 5 | 120 | L1 | fully | HPLC Column | SS | 53 x 3,0 mm
ProntoSIL | 0604F180PS050 | BISCHOFF ProntoSIL 120-5-C18 SH | C18 | 53 | 4 | 5 | 120 | L1 | fully | HPLC Column | SS | 53 x 4,0 mm
ProntoSIL | 0646F180PS050 | BISCHOFF ProntoSIL 120-5-C18 SH | C18 | 53 | 4.6 | 5 | 120 | L1 | fully | HPLC Column | SS | 53 x 4,6 mm
ProntoSIL | A602F180PS050 | BISCHOFF ProntoSIL 120-5-C18 SH | C18 | 60 | 2 | 5 | 120 | L1 | fully | HPLC Column | SS | 60 x 2,0 mm
ProntoSIL | A603F180PS050 | BISCHOFF ProntoSIL 120-5-C18 SH | C18 | 60 | 3 | 5 | 120 | L1 | fully | HPLC Column | SS | 60 x 3,0 mm
ProntoSIL | A604F180PS050 | BISCHOFF ProntoSIL 120-5-C18 SH | C18 | 60 | 4 | 5 | 120 | L1 | fully | HPLC Column | SS | 60 x 4,0 mm
ProntoSIL | A646F180PS050 | BISCHOFF ProntoSIL 120-5-C18 SH | C18 | 60 | 4.6 | 5 | 120 | L1 | fully | HPLC Column | SS | 60 x 4,6 mm
ProntoSIL | 0702F180PS050 | BISCHOFF ProntoSIL 120-5-C18 SH | C18 | 75 | 2 | 5 | 120 | L1 | fully | HPLC Column | SS | 75 x 2,0 mm
ProntoSIL | 0703F180PS050 | BISCHOFF ProntoSIL 120-5-C18 SH | C18 | 75 | 3 | 5 | 120 | L1 | fully | HPLC Column | SS | 75 x 3,0 mm
ProntoSIL | 0704F180PS050 | BISCHOFF ProntoSIL 120-5-C18 SH | C18 | 75 | 4 | 5 | 120 | L1 | fully | HPLC Column | SS | 75 x 4,0 mm
ProntoSIL | 0746F180PS050 | BISCHOFF ProntoSIL 120-5-C18 SH | C18 | 75 | 4.6 | 5 | 120 | L1 | fully | HPLC Column | SS | 75 x 4,6 mm
ProntoSIL | 1002F180PS050 | BISCHOFF ProntoSIL 120-5-C18 SH | C18 | 100 | 2 | 5 | 120 | L1 | fully | HPLC Column | SS | 100 x 2,0 mm
ProntoSIL | 1003F180PS050 | BISCHOFF ProntoSIL 120-5-C18 SH | C18 | 100 | 3 | 5 | 120 | L1 | fully | HPLC Column | SS | 100 x 3,0 mm
ProntoSIL | 1004F180PS050 | BISCHOFF ProntoSIL 120-5-C18 SH | C18 | 100 | 4 | 5 | 120 | L1 | fully | HPLC Column | SS | 100 x 4,0 mm
ProntoSIL | 1046F180PS050 | BISCHOFF ProntoSIL 120-5-C18 SH | C18 | 100 | 4.6 | 5 | 120 | L1 | fully | HPLC Column | SS | 100 x 4,6 mm
ProntoSIL | 1202F180PS050 | BISCHOFF ProntoSIL 120-5-C18 SH | C18 | 125 | 2 | 5 | 120 | L1 | fully | HPLC Column | SS | 125 x 2,0 mm
ProntoSIL | 1203F180PS050 | BISCHOFF ProntoSIL 120-5-C18 SH | C18 | 125 | 3 | 5 | 120 | L1 | fully | HPLC Column | SS | 125 x 3,0 mm
ProntoSIL | 1204F180PS050 | BISCHOFF ProntoSIL 120-5-C18 SH | C18 | 125 | 4 | 5 | 120 | L1 | fully | HPLC Column | SS | 125 x 4,0 mm
ProntoSIL | 1246F180PS050 | BISCHOFF ProntoSIL 120-5-C18 SH | C18 | 125 | 4.6 | 5 | 120 | L1 | fully | HPLC Column | SS | 125 x 4,6 mm
ProntoSIL | 1502F180PS050 | BISCHOFF ProntoSIL 120-5-C18 SH | C18 | 150 | 2 | 5 | 120 | L1 | fully | HPLC Column | SS | 150 x 2,0 mm
ProntoSIL | 1503F180PS050 | BISCHOFF ProntoSIL 120-5-C18 SH | C18 | 150 | 3 | 5 | 120 | L1 | fully | HPLC Column | SS | 150 x 3,0 mm
ProntoSIL | 1504F180PS050 | BISCHOFF ProntoSIL 120-5-C18 SH | C18 | 150 | 4 | 5 | 120 | L1 | fully | HPLC Column | SS | 150 x 4,0 mm
ProntoSIL | 1546F180PS050 | BISCHOFF ProntoSIL 120-5-C18 SH | C18 | 150 | 4.6 | 5 | 120 | L1 | fully | HPLC Column | SS | 150 x 4,6 mm
ProntoSIL | 2002F180PS050 | BISCHOFF ProntoSIL 120-5-C18 SH | C18 | 200 | 2 | 5 | 120 | L1 | fully | HPLC Column | SS | 200 x 2,0 mm
ProntoSIL | 2003F180PS050 | BISCHOFF ProntoSIL 120-5-C18 SH | C18 | 200 | 3 | 5 | 120 | L1 | fully | HPLC Column | SS | 200 x 3,0 mm
ProntoSIL | 2004F180PS050 | BISCHOFF ProntoSIL 120-5-C18 SH | C18 | 200 | 4 | 5 | 120 | L1 | fully | HPLC Column | SS | 200 x 4,0 mm
ProntoSIL | 2046F180PS050 | BISCHOFF ProntoSIL 120-5-C18 SH | C18 | 200 | 4.6 | 5 | 120 | L1 | fully | HPLC Column | SS | 200 x 4,6 mm
ProntoSIL | 2502F180PS050 | BISCHOFF ProntoSIL 120-5-C18 SH | C18 | 250 | 2 | 5 | 120 | L1 | fully | HPLC Column | SS | 250 x 2,0 mm
ProntoSIL | 2503F180PS050 | BISCHOFF ProntoSIL 120-5-C18 SH | C18 | 250 | 3 | 5 | 120 | L1 | fully | HPLC Column | SS | 250 x 3,0 mm
ProntoSIL | 2504F180PS050 | BISCHOFF ProntoSIL 120-5-C18 SH | C18 | 250 | 4 | 5 | 120 | L1 | fully | HPLC Column | SS | 250 x 4,0 mm
ProntoSIL | 2546F180PS050 | BISCHOFF ProntoSIL 120-5-C18 SH | C18 | 250 | 4.6 | 5 | 120 | L1 | fully | HPLC Column | SS | 250 x 4,6 mm
ProntoSIL | 3002F180PS050 | BISCHOFF ProntoSIL 120-5-C18 SH | C18 | 300 | 2 | 5 | 120 | L1 | fully | HPLC Column | SS | 300 x 2,0 mm
ProntoSIL | 3003F180PS050 | BISCHOFF ProntoSIL 120-5-C18 SH | C18 | 300 | 3 | 5 | 120 | L1 | fully | HPLC Column | SS | 300 x 3,0 mm
ProntoSIL | 3004F180PS050 | BISCHOFF ProntoSIL 120-5-C18 SH | C18 | 300 | 4 | 5 | 120 | L1 | fully | HPLC Column | SS | 300 x 4,0 mm
ProntoSIL | 3046F180PS050 | BISCHOFF ProntoSIL 120-5-C18 SH | C18 | 300 | 4.6 | 5 | 120 | L1 | fully | HPLC Column | SS | 300 x 4,6 mm
ProntoSIL | 01P4F180PS050 | BISCHOFF ProntoSIL 120-5-C18 SH | C18 | 14 | 4 | 5 | 120 | L1 | fully | HPLC Column | PEEK | 14 x 4,0 mm
ProntoSIL | A2P4F180PS050 | BISCHOFF ProntoSIL 120-5-C18 SH | C18 | 20 | 4 | 5 | 120 | L1 | fully | HPLC Column | PEEK | 20 x 4,0 mm
ProntoSIL | 02P4F180PS050 | BISCHOFF ProntoSIL 120-5-C18 SH | C18 | 25 | 4 | 5 | 120 | L1 | fully | HPLC Column | PEEK | 25 x 4,0 mm
ProntoSIL | 03P4F180PS050 | BISCHOFF ProntoSIL 120-5-C18 SH | C18 | 30 | 4 | 5 | 120 | L1 | fully | HPLC Column | PEEK | 30 x 4,0 mm
ProntoSIL | 04P4F180PS050 | BISCHOFF ProntoSIL 120-5-C18 SH | C18 | 33 | 4 | 5 | 120 | L1 | fully | HPLC Column | PEEK | 33 x 4,0 mm
ProntoSIL | A4P4F180PS050 | BISCHOFF ProntoSIL 120-5-C18 SH | C18 | 40 | 4 | 5 | 120 | L1 | fully | HPLC Column | PEEK | 40 x 4,0 mm
ProntoSIL | 05P4F180PS050 | BISCHOFF ProntoSIL 120-5-C18 SH | C18 | 50 | 4 | 5 | 120 | L1 | fully | HPLC Column | PEEK | 50 x 4,0 mm
ProntoSIL | 06P4F180PS050 | BISCHOFF ProntoSIL 120-5-C18 SH | C18 | 53 | 4 | 5 | 120 | L1 | fully | HPLC Column | PEEK | 53 x 4,0 mm
ProntoSIL | A6P4F180PS050 | BISCHOFF ProntoSIL 120-5-C18 SH | C18 | 60 | 4 | 5 | 120 | L1 | fully | HPLC Column | PEEK | 60 x 4,0 mm
ProntoSIL | 07P4F180PS050 | BISCHOFF ProntoSIL 120-5-C18 SH | C18 | 75 | 4 | 5 | 120 | L1 | fully | HPLC Column | PEEK | 75 x 4,0 mm
ProntoSIL | 10P4F180PS050 | BISCHOFF ProntoSIL 120-5-C18 SH | C18 | 100 | 4 | 5 | 120 | L1 | fully | HPLC Column | PEEK | 100 x 4,0 mm
ProntoSIL | 12P4F180PS050 | BISCHOFF ProntoSIL 120-5-C18 SH | C18 | 125 | 4 | 5 | 120 | L1 | fully | HPLC Column | PEEK | 125 x 4,0 mm
ProntoSIL | 15P4F180PS050 | BISCHOFF ProntoSIL 120-5-C18 SH | C18 | 150 | 4 | 5 | 120 | L1 | fully | HPLC Column | PEEK | 150 x 4,0 mm
ProntoSIL | 20P4F180PS050 | BISCHOFF ProntoSIL 120-5-C18 SH | C18 | 200 | 4 | 5 | 120 | L1 | fully | HPLC Column | PEEK | 200 x 4,0 mm
ProntoSIL | 25P4F180PS050 | BISCHOFF ProntoSIL 120-5-C18 SH | C18 | 250 | 4 | 5 | 120 | L1 | fully | HPLC Column | PEEK | 250 x 4,0 mm
ProntoSIL | 30P4F180PS050 | BISCHOFF ProntoSIL 120-5-C18 SH | C18 | 300 | 4 | 5 | 120 | L1 | fully | HPLC Column | PEEK | 300 x 4,0 mm
ProntoSIL | 6305F180PS050 | BISCHOFF ProntoSIL 120-5-C18 SH | C18 | 5 | 4 | 5 | 120 | L1 | fully | Cartridges (5 pcs.) | SS | 5 x 4,0 mm
ProntoSIL | 6301F180PS050 | BISCHOFF ProntoSIL 120-5-C18 SH | C18 | 10 | 4 | 5 | 120 | L1 | fully | Cartridges (5 pcs.) | SS | 10 x 4,0 mm
ProntoSIL | 6302F180PS050 | BISCHOFF ProntoSIL 120-5-C18 SH | C18 | 20 | 4 | 5 | 120 | L1 | fully | Cartridges (5 pcs.) | SS | 20 x 4,0 mm
ProntoSIL | 63P1F180PS050 | BISCHOFF ProntoSIL 120-5-C18 SH | C18 | 10 | 4 | 5 | 120 | L1 | fully | Cartridges (5 pcs.) | PEEK | 10 x 4,0 mm
ProntoSIL | 63P2F180PS050 | BISCHOFF ProntoSIL 120-5-C18 SH | C18 | 20 | 4 | 5 | 120 | L1 | fully | Cartridges (5 pcs.) | PEEK | 20 x 4,0 mm
ProntoSIL | 6335F180PS050 | BISCHOFF ProntoSIL 120-5-C18 SH | C18 | 5 | 3 | 5 | 120 | L1 | fully | Cartridges (5 pcs.) | SS | 5 x 3,0 mm
ProntoSIL | 6331F180PS050 | BISCHOFF ProntoSIL 120-5-C18 SH | C18 | 10 | 3 | 5 | 120 | L1 | fully | Cartridges (5 pcs.) | SS | 10 x 3,0 mm
ProntoSIL | 6332F180PS050 | BISCHOFF ProntoSIL 120-5-C18 SH | C18 | 20 | 3 | 5 | 120 | L1 | fully | Cartridges (5 pcs.) | SS | 20 x 3,0 mm
ProntoSIL | 6325F180PS050 | BISCHOFF ProntoSIL 120-5-C18 SH | C18 | 5 | 2 | 5 | 120 | L1 | fully | Cartridges (5 pcs.) | SS | 5 x 2,0 mm
ProntoSIL | 6321F180PS050 | BISCHOFF ProntoSIL 120-5-C18 SH | C18 | 10 | 2 | 5 | 120 | L1 | fully | Cartridges (5 pcs.) | SS | 10 x 2,0 mm
ProntoSIL | 6322F180PS050 | BISCHOFF ProntoSIL 120-5-C18 SH | C18 | 20 | 2 | 5 | 120 | L1 | fully | Cartridges (5 pcs.) | SS | 20 x 2,0 mm
ProntoSIL | 0102F180PS100 | BISCHOFF ProntoSIL 120-10-C18 SH | C18 | 14 | 2 | 10 | 120 | L1 | fully | HPLC Column | SS | 14 x 2,0 mm
ProntoSIL | 0103F180PS100 | BISCHOFF ProntoSIL 120-10-C18 SH | C18 | 14 | 3 | 10 | 120 | L1 | fully | HPLC Column | SS | 14 x 3,0 mm
ProntoSIL | 0104F180PS100 | BISCHOFF ProntoSIL 120-10-C18 SH | C18 | 14 | 4 | 10 | 120 | L1 | fully | HPLC Column | SS | 14 x 4,0 mm
ProntoSIL | 0146F180PS100 | BISCHOFF ProntoSIL 120-10-C18 SH | C18 | 14 | 4.6 | 10 | 120 | L1 | fully | HPLC Column | SS | 14 x 4,6 mm
ProntoSIL | A202F180PS100 | BISCHOFF ProntoSIL 120-10-C18 SH | C18 | 20 | 2 | 10 | 120 | L1 | fully | HPLC Column | SS | 20 x 2,0 mm
ProntoSIL | A203F180PS100 | BISCHOFF ProntoSIL 120-10-C18 SH | C18 | 20 | 3 | 10 | 120 | L1 | fully | HPLC Column | SS | 20 x 3,0 mm
ProntoSIL | A204F180PS100 | BISCHOFF ProntoSIL 120-10-C18 SH | C18 | 20 | 4 | 10 | 120 | L1 | fully | HPLC Column | SS | 20 x 4,0 mm
ProntoSIL | A246F180PS100 | BISCHOFF ProntoSIL 120-10-C18 SH | C18 | 20 | 4.6 | 10 | 120 | L1 | fully | HPLC Column | SS | 20 x 4,6 mm
ProntoSIL | 0202F180PS100 | BISCHOFF ProntoSIL 120-10-C18 SH | C18 | 25 | 2 | 10 | 120 | L1 | fully | HPLC Column | SS | 25 x 2,0 mm
ProntoSIL | 0203F180PS100 | BISCHOFF ProntoSIL 120-10-C18 SH | C18 | 25 | 3 | 10 | 120 | L1 | fully | HPLC Column | SS | 25 x 3,0 mm
ProntoSIL | 0204F180PS100 | BISCHOFF ProntoSIL 120-10-C18 SH | C18 | 25 | 4 | 10 | 120 | L1 | fully | HPLC Column | SS | 25 x 4,0 mm
ProntoSIL | 0246F180PS100 | BISCHOFF ProntoSIL 120-10-C18 SH | C18 | 25 | 4.6 | 10 | 120 | L1 | fully | HPLC Column | SS | 25 x 4,6 mm
ProntoSIL | 0302F180PS100 | BISCHOFF ProntoSIL 120-10-C18 SH | C18 | 30 | 2 | 10 | 120 | L1 | fully | HPLC Column | SS | 30 x 2,0 mm
ProntoSIL | 0303F180PS100 | BISCHOFF ProntoSIL 120-10-C18 SH | C18 | 30 | 3 | 10 | 120 | L1 | fully | HPLC Column | SS | 30 x 3,0 mm
ProntoSIL | 0304F180PS100 | BISCHOFF ProntoSIL 120-10-C18 SH | C18 | 30 | 4 | 10 | 120 | L1 | fully | HPLC Column | SS | 30 x 4,0 mm
ProntoSIL | 0346F180PS100 | BISCHOFF ProntoSIL 120-10-C18 SH | C18 | 30 | 4.6 | 10 | 120 | L1 | fully | HPLC Column | SS | 30 x 4,6 mm
ProntoSIL | 0402F180PS100 | BISCHOFF ProntoSIL 120-10-C18 SH | C18 | 33 | 2 | 10 | 120 | L1 | fully | HPLC Column | SS | 33 x 2,0 mm
ProntoSIL | 0403F180PS100 | BISCHOFF ProntoSIL 120-10-C18 SH | C18 | 33 | 3 | 10 | 120 | L1 | fully | HPLC Column | SS | 33 x 3,0 mm
ProntoSIL | 0404F180PS100 | BISCHOFF ProntoSIL 120-10-C18 SH | C18 | 33 | 4 | 10 | 120 | L1 | fully | HPLC Column | SS | 33 x 4,0 mm
ProntoSIL | 0446F180PS100 | BISCHOFF ProntoSIL 120-10-C18 SH | C18 | 33 | 4.6 | 10 | 120 | L1 | fully | HPLC Column | SS | 33 x 4,6 mm
ProntoSIL | A402F180PS100 | BISCHOFF ProntoSIL 120-10-C18 SH | C18 | 40 | 2 | 10 | 120 | L1 | fully | HPLC Column | SS | 40 x 2,0 mm
ProntoSIL | A403F180PS100 | BISCHOFF ProntoSIL 120-10-C18 SH | C18 | 40 | 3 | 10 | 120 | L1 | fully | HPLC Column | SS | 40 x 3,0 mm
ProntoSIL | A404F180PS100 | BISCHOFF ProntoSIL 120-10-C18 SH | C18 | 40 | 4 | 10 | 120 | L1 | fully | HPLC Column | SS | 40 x 4,0 mm
ProntoSIL | A446F180PS100 | BISCHOFF ProntoSIL 120-10-C18 SH | C18 | 40 | 4.6 | 10 | 120 | L1 | fully | HPLC Column | SS | 40 x 4,6 mm
ProntoSIL | 0502F180PS100 | BISCHOFF ProntoSIL 120-10-C18 SH | C18 | 50 | 2 | 10 | 120 | L1 | fully | HPLC Column | SS | 50 x 2,0 mm
ProntoSIL | 0503F180PS100 | BISCHOFF ProntoSIL 120-10-C18 SH | C18 | 50 | 3 | 10 | 120 | L1 | fully | HPLC Column | SS | 50 x 3,0 mm
ProntoSIL | 0504F180PS100 | BISCHOFF ProntoSIL 120-10-C18 SH | C18 | 50 | 4 | 10 | 120 | L1 | fully | HPLC Column | SS | 50 x 4,0 mm
ProntoSIL | 0546F180PS100 | BISCHOFF ProntoSIL 120-10-C18 SH | C18 | 50 | 4.6 | 10 | 120 | L1 | fully | HPLC Column | SS | 50 x 4,6 mm
ProntoSIL | 0602F180PS100 | BISCHOFF ProntoSIL 120-10-C18 SH | C18 | 53 | 2 | 10 | 120 | L1 | fully | HPLC Column | SS | 53 x 2,0 mm
ProntoSIL | 0603F180PS100 | BISCHOFF ProntoSIL 120-10-C18 SH | C18 | 53 | 3 | 10 | 120 | L1 | fully | HPLC Column | SS | 53 x 3,0 mm
ProntoSIL | 0604F180PS100 | BISCHOFF ProntoSIL 120-10-C18 SH | C18 | 53 | 4 | 10 | 120 | L1 | fully | HPLC Column | SS | 53 x 4,0 mm
ProntoSIL | 0646F180PS100 | BISCHOFF ProntoSIL 120-10-C18 SH | C18 | 53 | 4.6 | 10 | 120 | L1 | fully | HPLC Column | SS | 53 x 4,6 mm
ProntoSIL | A602F180PS100 | BISCHOFF ProntoSIL 120-10-C18 SH | C18 | 60 | 2 | 10 | 120 | L1 | fully | HPLC Column | SS | 60 x 2,0 mm
ProntoSIL | A603F180PS100 | BISCHOFF ProntoSIL 120-10-C18 SH | C18 | 60 | 3 | 10 | 120 | L1 | fully | HPLC Column | SS | 60 x 3,0 mm
ProntoSIL | A604F180PS100 | BISCHOFF ProntoSIL 120-10-C18 SH | C18 | 60 | 4 | 10 | 120 | L1 | fully | HPLC Column | SS | 60 x 4,0 mm
ProntoSIL | A646F180PS100 | BISCHOFF ProntoSIL 120-10-C18 SH | C18 | 60 | 4.6 | 10 | 120 | L1 | fully | HPLC Column | SS | 60 x 4,6 mm
ProntoSIL | 0702F180PS100 | BISCHOFF ProntoSIL 120-10-C18 SH | C18 | 75 | 2 | 10 | 120 | L1 | fully | HPLC Column | SS | 75 x 2,0 mm
ProntoSIL | 0703F180PS100 | BISCHOFF ProntoSIL 120-10-C18 SH | C18 | 75 | 3 | 10 | 120 | L1 | fully | HPLC Column | SS | 75 x 3,0 mm
ProntoSIL | 0704F180PS100 | BISCHOFF ProntoSIL 120-10-C18 SH | C18 | 75 | 4 | 10 | 120 | L1 | fully | HPLC Column | SS | 75 x 4,0 mm
ProntoSIL | 0746F180PS100 | BISCHOFF ProntoSIL 120-10-C18 SH | C18 | 75 | 4.6 | 10 | 120 | L1 | fully | HPLC Column | SS | 75 x 4,6 mm
ProntoSIL | 1002F180PS100 | BISCHOFF ProntoSIL 120-10-C18 SH | C18 | 100 | 2 | 10 | 120 | L1 | fully | HPLC Column | SS | 100 x 2,0 mm
ProntoSIL | 1003F180PS100 | BISCHOFF ProntoSIL 120-10-C18 SH | C18 | 100 | 3 | 10 | 120 | L1 | fully | HPLC Column | SS | 100 x 3,0 mm
ProntoSIL | 1004F180PS100 | BISCHOFF ProntoSIL 120-10-C18 SH | C18 | 100 | 4 | 10 | 120 | L1 | fully | HPLC Column | SS | 100 x 4,0 mm
ProntoSIL | 1046F180PS100 | BISCHOFF ProntoSIL 120-10-C18 SH | C18 | 100 | 4.6 | 10 | 120 | L1 | fully | HPLC Column | SS | 100 x 4,6 mm
ProntoSIL | 1202F180PS100 | BISCHOFF ProntoSIL 120-10-C18 SH | C18 | 125 | 2 | 10 | 120 | L1 | fully | HPLC Column | SS | 125 x 2,0 mm
ProntoSIL | 1203F180PS100 | BISCHOFF ProntoSIL 120-10-C18 SH | C18 | 125 | 3 | 10 | 120 | L1 | fully | HPLC Column | SS | 125 x 3,0 mm
ProntoSIL | 1204F180PS100 | BISCHOFF ProntoSIL 120-10-C18 SH | C18 | 125 | 4 | 10 | 120 | L1 | fully | HPLC Column | SS | 125 x 4,0 mm
ProntoSIL | 1246F180PS100 | BISCHOFF ProntoSIL 120-10-C18 SH | C18 | 125 | 4.6 | 10 | 120 | L1 | fully | HPLC Column | SS | 125 x 4,6 mm
ProntoSIL | 1502F180PS100 | BISCHOFF ProntoSIL 120-10-C18 SH | C18 | 150 | 2 | 10 | 120 | L1 | fully | HPLC Column | SS | 150 x 2,0 mm
ProntoSIL | 1503F180PS100 | BISCHOFF ProntoSIL 120-10-C18 SH | C18 | 150 | 3 | 10 | 120 | L1 | fully | HPLC Column | SS | 150 x 3,0 mm
ProntoSIL | 1504F180PS100 | BISCHOFF ProntoSIL 120-10-C18 SH | C18 | 150 | 4 | 10 | 120 | L1 | fully | HPLC Column | SS | 150 x 4,0 mm
ProntoSIL | 1546F180PS100 | BISCHOFF ProntoSIL 120-10-C18 SH | C18 | 150 | 4.6 | 10 | 120 | L1 | fully | HPLC Column | SS | 150 x 4,6 mm
ProntoSIL | 2002F180PS100 | BISCHOFF ProntoSIL 120-10-C18 SH | C18 | 200 | 2 | 10 | 120 | L1 | fully | HPLC Column | SS | 200 x 2,0 mm
ProntoSIL | 2003F180PS100 | BISCHOFF ProntoSIL 120-10-C18 SH | C18 | 200 | 3 | 10 | 120 | L1 | fully | HPLC Column | SS | 200 x 3,0 mm
ProntoSIL | 2004F180PS100 | BISCHOFF ProntoSIL 120-10-C18 SH | C18 | 200 | 4 | 10 | 120 | L1 | fully | HPLC Column | SS | 200 x 4,0 mm
ProntoSIL | 2046F180PS100 | BISCHOFF ProntoSIL 120-10-C18 SH | C18 | 200 | 4.6 | 10 | 120 | L1 | fully | HPLC Column | SS | 200 x 4,6 mm
ProntoSIL | 2502F180PS100 | BISCHOFF ProntoSIL 120-10-C18 SH | C18 | 250 | 2 | 10 | 120 | L1 | fully | HPLC Column | SS | 250 x 2,0 mm
ProntoSIL | 2503F180PS100 | BISCHOFF ProntoSIL 120-10-C18 SH | C18 | 250 | 3 | 10 | 120 | L1 | fully | HPLC Column | SS | 250 x 3,0 mm
ProntoSIL | 2504F180PS100 | BISCHOFF ProntoSIL 120-10-C18 SH | C18 | 250 | 4 | 10 | 120 | L1 | fully | HPLC Column | SS | 250 x 4,0 mm
ProntoSIL | 2546F180PS100 | BISCHOFF ProntoSIL 120-10-C18 SH | C18 | 250 | 4.6 | 10 | 120 | L1 | fully | HPLC Column | SS | 250 x 4,6 mm
ProntoSIL | 3002F180PS100 | BISCHOFF ProntoSIL 120-10-C18 SH | C18 | 300 | 2 | 10 | 120 | L1 | fully | HPLC Column | SS | 300 x 2,0 mm
ProntoSIL | 3003F180PS100 | BISCHOFF ProntoSIL 120-10-C18 SH | C18 | 300 | 3 | 10 | 120 | L1 | fully | HPLC Column | SS | 300 x 3,0 mm
ProntoSIL | 3004F180PS100 | BISCHOFF ProntoSIL 120-10-C18 SH | C18 | 300 | 4 | 10 | 120 | L1 | fully | HPLC Column | SS | 300 x 4,0 mm
ProntoSIL | 3046F180PS100 | BISCHOFF ProntoSIL 120-10-C18 SH | C18 | 300 | 4.6 | 10 | 120 | L1 | fully | HPLC Column | SS | 300 x 4,6 mm
ProntoSIL | 01P4F180PS100 | BISCHOFF ProntoSIL 120-10-C18 SH | C18 | 14 | 4 | 10 | 120 | L1 | fully | HPLC Column | PEEK | 14 x 4,0 mm
ProntoSIL | A2P4F180PS100 | BISCHOFF ProntoSIL 120-10-C18 SH | C18 | 20 | 4 | 10 | 120 | L1 | fully | HPLC Column | PEEK | 20 x 4,0 mm
ProntoSIL | 02P4F180PS100 | BISCHOFF ProntoSIL 120-10-C18 SH | C18 | 25 | 4 | 10 | 120 | L1 | fully | HPLC Column | PEEK | 25 x 4,0 mm
ProntoSIL | 03P4F180PS100 | BISCHOFF ProntoSIL 120-10-C18 SH | C18 | 30 | 4 | 10 | 120 | L1 | fully | HPLC Column | PEEK | 30 x 4,0 mm
ProntoSIL | 04P4F180PS100 | BISCHOFF ProntoSIL 120-10-C18 SH | C18 | 33 | 4 | 10 | 120 | L1 | fully | HPLC Column | PEEK | 33 x 4,0 mm
ProntoSIL | A4P4F180PS100 | BISCHOFF ProntoSIL 120-10-C18 SH | C18 | 40 | 4 | 10 | 120 | L1 | fully | HPLC Column | PEEK | 40 x 4,0 mm
ProntoSIL | 05P4F180PS100 | BISCHOFF ProntoSIL 120-10-C18 SH | C18 | 50 | 4 | 10 | 120 | L1 | fully | HPLC Column | PEEK | 50 x 4,0 mm
ProntoSIL | 06P4F180PS100 | BISCHOFF ProntoSIL 120-10-C18 SH | C18 | 53 | 4 | 10 | 120 | L1 | fully | HPLC Column | PEEK | 53 x 4,0 mm
ProntoSIL | A6P4F180PS100 | BISCHOFF ProntoSIL 120-10-C18 SH | C18 | 60 | 4 | 10 | 120 | L1 | fully | HPLC Column | PEEK | 60 x 4,0 mm
ProntoSIL | 07P4F180PS100 | BISCHOFF ProntoSIL 120-10-C18 SH | C18 | 75 | 4 | 10 | 120 | L1 | fully | HPLC Column | PEEK | 75 x 4,0 mm
ProntoSIL | 10P4F180PS100 | BISCHOFF ProntoSIL 120-10-C18 SH | C18 | 100 | 4 | 10 | 120 | L1 | fully | HPLC Column | PEEK | 100 x 4,0 mm
ProntoSIL | 12P4F180PS100 | BISCHOFF ProntoSIL 120-10-C18 SH | C18 | 125 | 4 | 10 | 120 | L1 | fully | HPLC Column | PEEK | 125 x 4,0 mm
ProntoSIL | 15P4F180PS100 | BISCHOFF ProntoSIL 120-10-C18 SH | C18 | 150 | 4 | 10 | 120 | L1 | fully | HPLC Column | PEEK | 150 x 4,0 mm
ProntoSIL | 20P4F180PS100 | BISCHOFF ProntoSIL 120-10-C18 SH | C18 | 200 | 4 | 10 | 120 | L1 | fully | HPLC Column | PEEK | 200 x 4,0 mm
ProntoSIL | 25P4F180PS100 | BISCHOFF ProntoSIL 120-10-C18 SH | C18 | 250 | 4 | 10 | 120 | L1 | fully | HPLC Column | PEEK | 250 x 4,0 mm
ProntoSIL | 30P4F180PS100 | BISCHOFF ProntoSIL 120-10-C18 SH | C18 | 300 | 4 | 10 | 120 | L1 | fully | HPLC Column | PEEK | 300 x 4,0 mm
ProntoSIL | 6305F180PS100 | BISCHOFF ProntoSIL 120-10-C18 SH | C18 | 5 | 4 | 10 | 120 | L1 | fully | Cartridges (5 pcs.) | SS | 5 x 4,0 mm
ProntoSIL | 6301F180PS100 | BISCHOFF ProntoSIL 120-10-C18 SH | C18 | 10 | 4 | 10 | 120 | L1 | fully | Cartridges (5 pcs.) | SS | 10 x 4,0 mm
ProntoSIL | 6302F180PS100 | BISCHOFF ProntoSIL 120-10-C18 SH | C18 | 20 | 4 | 10 | 120 | L1 | fully | Cartridges (5 pcs.) | SS | 20 x 4,0 mm
ProntoSIL | 63P1F180PS100 | BISCHOFF ProntoSIL 120-10-C18 SH | C18 | 10 | 4 | 10 | 120 | L1 | fully | Cartridges (5 pcs.) | PEEK | 10 x 4,0 mm
ProntoSIL | 63P2F180PS100 | BISCHOFF ProntoSIL 120-10-C18 SH | C18 | 20 | 4 | 10 | 120 | L1 | fully | Cartridges (5 pcs.) | PEEK | 20 x 4,0 mm
ProntoSIL | 6335F180PS100 | BISCHOFF ProntoSIL 120-10-C18 SH | C18 | 5 | 3 | 10 | 120 | L1 | fully | Cartridges (5 pcs.) | SS | 5 x 3,0 mm
ProntoSIL | 6331F180PS100 | BISCHOFF ProntoSIL 120-10-C18 SH | C18 | 10 | 3 | 10 | 120 | L1 | fully | Cartridges (5 pcs.) | SS | 10 x 3,0 mm
ProntoSIL | 6332F180PS100 | BISCHOFF ProntoSIL 120-10-C18 SH | C18 | 20 | 3 | 10 | 120 | L1 | fully | Cartridges (5 pcs.) | SS | 20 x 3,0 mm
ProntoSIL | 6325F180PS100 | BISCHOFF ProntoSIL 120-10-C18 SH | C18 | 5 | 2 | 10 | 120 | L1 | fully | Cartridges (5 pcs.) | SS | 5 x 2,0 mm
ProntoSIL | 6321F180PS100 | BISCHOFF ProntoSIL 120-10-C18 SH | C18 | 10 | 2 | 10 | 120 | L1 | fully | Cartridges (5 pcs.) | SS | 10 x 2,0 mm
ProntoSIL | 6322F180PS100 | BISCHOFF ProntoSIL 120-10-C18 SH | C18 | 20 | 2 | 10 | 120 | L1 | fully | Cartridges (5 pcs.) | SS | 20 x 2,0 mm
ProntoSIL | 0102K180PS030 | BISCHOFF ProntoSIL 300-3-C18 SH | C18 | 14 | 2 | 3 | 300 | L1 | fully | HPLC Column | SS | 14 x 2,0 mm
ProntoSIL | 0103K180PS030 | BISCHOFF ProntoSIL 300-3-C18 SH | C18 | 14 | 3 | 3 | 300 | L1 | fully | HPLC Column | SS | 14 x 3,0 mm
ProntoSIL | 0104K180PS030 | BISCHOFF ProntoSIL 300-3-C18 SH | C18 | 14 | 4 | 3 | 300 | L1 | fully | HPLC Column | SS | 14 x 4,0 mm
ProntoSIL | 0146K180PS030 | BISCHOFF ProntoSIL 300-3-C18 SH | C18 | 14 | 4.6 | 3 | 300 | L1 | fully | HPLC Column | SS | 14 x 4,6 mm
ProntoSIL | A202K180PS030 | BISCHOFF ProntoSIL 300-3-C18 SH | C18 | 20 | 2 | 3 | 300 | L1 | fully | HPLC Column | SS | 20 x 2,0 mm
ProntoSIL | A203K180PS030 | BISCHOFF ProntoSIL 300-3-C18 SH | C18 | 20 | 3 | 3 | 300 | L1 | fully | HPLC Column | SS | 20 x 3,0 mm
ProntoSIL | A204K180PS030 | BISCHOFF ProntoSIL 300-3-C18 SH | C18 | 20 | 4 | 3 | 300 | L1 | fully | HPLC Column | SS | 20 x 4,0 mm
ProntoSIL | A246K180PS030 | BISCHOFF ProntoSIL 300-3-C18 SH | C18 | 20 | 4.6 | 3 | 300 | L1 | fully | HPLC Column | SS | 20 x 4,6 mm
ProntoSIL | 0202K180PS030 | BISCHOFF ProntoSIL 300-3-C18 SH | C18 | 25 | 2 | 3 | 300 | L1 | fully | HPLC Column | SS | 25 x 2,0 mm
ProntoSIL | 0203K180PS030 | BISCHOFF ProntoSIL 300-3-C18 SH | C18 | 25 | 3 | 3 | 300 | L1 | fully | HPLC Column | SS | 25 x 3,0 mm
ProntoSIL | 0204K180PS030 | BISCHOFF ProntoSIL 300-3-C18 SH | C18 | 25 | 4 | 3 | 300 | L1 | fully | HPLC Column | SS | 25 x 4,0 mm
ProntoSIL | 0246K180PS030 | BISCHOFF ProntoSIL 300-3-C18 SH | C18 | 25 | 4.6 | 3 | 300 | L1 | fully | HPLC Column | SS | 25 x 4,6 mm
ProntoSIL | 0302K180PS030 | BISCHOFF ProntoSIL 300-3-C18 SH | C18 | 30 | 2 | 3 | 300 | L1 | fully | HPLC Column | SS | 30 x 2,0 mm
ProntoSIL | 0303K180PS030 | BISCHOFF ProntoSIL 300-3-C18 SH | C18 | 30 | 3 | 3 | 300 | L1 | fully | HPLC Column | SS | 30 x 3,0 mm
ProntoSIL | 0304K180PS030 | BISCHOFF ProntoSIL 300-3-C18 SH | C18 | 30 | 4 | 3 | 300 | L1 | fully | HPLC Column | SS | 30 x 4,0 mm
ProntoSIL | 0346K180PS030 | BISCHOFF ProntoSIL 300-3-C18 SH | C18 | 30 | 4.6 | 3 | 300 | L1 | fully | HPLC Column | SS | 30 x 4,6 mm
ProntoSIL | 0402K180PS030 | BISCHOFF ProntoSIL 300-3-C18 SH | C18 | 33 | 2 | 3 | 300 | L1 | fully | HPLC Column | SS | 33 x 2,0 mm
ProntoSIL | 0403K180PS030 | BISCHOFF ProntoSIL 300-3-C18 SH | C18 | 33 | 3 | 3 | 300 | L1 | fully | HPLC Column | SS | 33 x 3,0 mm
ProntoSIL | 0404K180PS030 | BISCHOFF ProntoSIL 300-3-C18 SH | C18 | 33 | 4 | 3 | 300 | L1 | fully | HPLC Column | SS | 33 x 4,0 mm
ProntoSIL | 0446K180PS030 | BISCHOFF ProntoSIL 300-3-C18 SH | C18 | 33 | 4.6 | 3 | 300 | L1 | fully | HPLC Column | SS | 33 x 4,6 mm
ProntoSIL | A402K180PS030 | BISCHOFF ProntoSIL 300-3-C18 SH | C18 | 40 | 2 | 3 | 300 | L1 | fully | HPLC Column | SS | 40 x 2,0 mm
ProntoSIL | A403K180PS030 | BISCHOFF ProntoSIL 300-3-C18 SH | C18 | 40 | 3 | 3 | 300 | L1 | fully | HPLC Column | SS | 40 x 3,0 mm
ProntoSIL | A404K180PS030 | BISCHOFF ProntoSIL 300-3-C18 SH | C18 | 40 | 4 | 3 | 300 | L1 | fully | HPLC Column | SS | 40 x 4,0 mm
ProntoSIL | A446K180PS030 | BISCHOFF ProntoSIL 300-3-C18 SH | C18 | 40 | 4.6 | 3 | 300 | L1 | fully | HPLC Column | SS | 40 x 4,6 mm
ProntoSIL | 0502K180PS030 | BISCHOFF ProntoSIL 300-3-C18 SH | C18 | 50 | 2 | 3 | 300 | L1 | fully | HPLC Column | SS | 50 x 2,0 mm
ProntoSIL | 0503K180PS030 | BISCHOFF ProntoSIL 300-3-C18 SH | C18 | 50 | 3 | 3 | 300 | L1 | fully | HPLC Column | SS | 50 x 3,0 mm
ProntoSIL | 0504K180PS030 | BISCHOFF ProntoSIL 300-3-C18 SH | C18 | 50 | 4 | 3 | 300 | L1 | fully | HPLC Column | SS | 50 x 4,0 mm
ProntoSIL | 0546K180PS030 | BISCHOFF ProntoSIL 300-3-C18 SH | C18 | 50 | 4.6 | 3 | 300 | L1 | fully | HPLC Column | SS | 50 x 4,6 mm
ProntoSIL | 0602K180PS030 | BISCHOFF ProntoSIL 300-3-C18 SH | C18 | 53 | 2 | 3 | 300 | L1 | fully | HPLC Column | SS | 53 x 2,0 mm
ProntoSIL | 0603K180PS030 | BISCHOFF ProntoSIL 300-3-C18 SH | C18 | 53 | 3 | 3 | 300 | L1 | fully | HPLC Column | SS | 53 x 3,0 mm
ProntoSIL | 0604K180PS030 | BISCHOFF ProntoSIL 300-3-C18 SH | C18 | 53 | 4 | 3 | 300 | L1 | fully | HPLC Column | SS | 53 x 4,0 mm
ProntoSIL | 0646K180PS030 | BISCHOFF ProntoSIL 300-3-C18 SH | C18 | 53 | 4.6 | 3 | 300 | L1 | fully | HPLC Column | SS | 53 x 4,6 mm
ProntoSIL | A602K180PS030 | BISCHOFF ProntoSIL 300-3-C18 SH | C18 | 60 | 2 | 3 | 300 | L1 | fully | HPLC Column | SS | 60 x 2,0 mm
ProntoSIL | A603K180PS030 | BISCHOFF ProntoSIL 300-3-C18 SH | C18 | 60 | 3 | 3 | 300 | L1 | fully | HPLC Column | SS | 60 x 3,0 mm
ProntoSIL | A604K180PS030 | BISCHOFF ProntoSIL 300-3-C18 SH | C18 | 60 | 4 | 3 | 300 | L1 | fully | HPLC Column | SS | 60 x 4,0 mm
ProntoSIL | A646K180PS030 | BISCHOFF ProntoSIL 300-3-C18 SH | C18 | 60 | 4.6 | 3 | 300 | L1 | fully | HPLC Column | SS | 60 x 4,6 mm
ProntoSIL | 0702K180PS030 | BISCHOFF ProntoSIL 300-3-C18 SH | C18 | 75 | 2 | 3 | 300 | L1 | fully | HPLC Column | SS | 75 x 2,0 mm
ProntoSIL | 0703K180PS030 | BISCHOFF ProntoSIL 300-3-C18 SH | C18 | 75 | 3 | 3 | 300 | L1 | fully | HPLC Column | SS | 75 x 3,0 mm
ProntoSIL | 0704K180PS030 | BISCHOFF ProntoSIL 300-3-C18 SH | C18 | 75 | 4 | 3 | 300 | L1 | fully | HPLC Column | SS | 75 x 4,0 mm
ProntoSIL | 0746K180PS030 | BISCHOFF ProntoSIL 300-3-C18 SH | C18 | 75 | 4.6 | 3 | 300 | L1 | fully | HPLC Column | SS | 75 x 4,6 mm
ProntoSIL | 1002K180PS030 | BISCHOFF ProntoSIL 300-3-C18 SH | C18 | 100 | 2 | 3 | 300 | L1 | fully | HPLC Column | SS | 100 x 2,0 mm
ProntoSIL | 1003K180PS030 | BISCHOFF ProntoSIL 300-3-C18 SH | C18 | 100 | 3 | 3 | 300 | L1 | fully | HPLC Column | SS | 100 x 3,0 mm
ProntoSIL | 1004K180PS030 | BISCHOFF ProntoSIL 300-3-C18 SH | C18 | 100 | 4 | 3 | 300 | L1 | fully | HPLC Column | SS | 100 x 4,0 mm
ProntoSIL | 1046K180PS030 | BISCHOFF ProntoSIL 300-3-C18 SH | C18 | 100 | 4.6 | 3 | 300 | L1 | fully | HPLC Column | SS | 100 x 4,6 mm
ProntoSIL | 1202K180PS030 | BISCHOFF ProntoSIL 300-3-C18 SH | C18 | 125 | 2 | 3 | 300 | L1 | fully | HPLC Column | SS | 125 x 2,0 mm
ProntoSIL | 1203K180PS030 | BISCHOFF ProntoSIL 300-3-C18 SH | C18 | 125 | 3 | 3 | 300 | L1 | fully | HPLC Column | SS | 125 x 3,0 mm
ProntoSIL | 1204K180PS030 | BISCHOFF ProntoSIL 300-3-C18 SH | C18 | 125 | 4 | 3 | 300 | L1 | fully | HPLC Column | SS | 125 x 4,0 mm
ProntoSIL | 1246K180PS030 | BISCHOFF ProntoSIL 300-3-C18 SH | C18 | 125 | 4.6 | 3 | 300 | L1 | fully | HPLC Column | SS | 125 x 4,6 mm
ProntoSIL | 1502K180PS030 | BISCHOFF ProntoSIL 300-3-C18 SH | C18 | 150 | 2 | 3 | 300 | L1 | fully | HPLC Column | SS | 150 x 2,0 mm
ProntoSIL | 1503K180PS030 | BISCHOFF ProntoSIL 300-3-C18 SH | C18 | 150 | 3 | 3 | 300 | L1 | fully | HPLC Column | SS | 150 x 3,0 mm
ProntoSIL | 1504K180PS030 | BISCHOFF ProntoSIL 300-3-C18 SH | C18 | 150 | 4 | 3 | 300 | L1 | fully | HPLC Column | SS | 150 x 4,0 mm
ProntoSIL | 1546K180PS030 | BISCHOFF ProntoSIL 300-3-C18 SH | C18 | 150 | 4.6 | 3 | 300 | L1 | fully | HPLC Column | SS | 150 x 4,6 mm
ProntoSIL | 2002K180PS030 | BISCHOFF ProntoSIL 300-3-C18 SH | C18 | 200 | 2 | 3 | 300 | L1 | fully | HPLC Column | SS | 200 x 2,0 mm
ProntoSIL | 2003K180PS030 | BISCHOFF ProntoSIL 300-3-C18 SH | C18 | 200 | 3 | 3 | 300 | L1 | fully | HPLC Column | SS | 200 x 3,0 mm
ProntoSIL | 2004K180PS030 | BISCHOFF ProntoSIL 300-3-C18 SH | C18 | 200 | 4 | 3 | 300 | L1 | fully | HPLC Column | SS | 200 x 4,0 mm
ProntoSIL | 2046K180PS030 | BISCHOFF ProntoSIL 300-3-C18 SH | C18 | 200 | 4.6 | 3 | 300 | L1 | fully | HPLC Column | SS | 200 x 4,6 mm
ProntoSIL | 2502K180PS030 | BISCHOFF ProntoSIL 300-3-C18 SH | C18 | 250 | 2 | 3 | 300 | L1 | fully | HPLC Column | SS | 250 x 2,0 mm
ProntoSIL | 2503K180PS030 | BISCHOFF ProntoSIL 300-3-C18 SH | C18 | 250 | 3 | 3 | 300 | L1 | fully | HPLC Column | SS | 250 x 3,0 mm
ProntoSIL | 2504K180PS030 | BISCHOFF ProntoSIL 300-3-C18 SH | C18 | 250 | 4 | 3 | 300 | L1 | fully | HPLC Column | SS | 250 x 4,0 mm
ProntoSIL | 2546K180PS030 | BISCHOFF ProntoSIL 300-3-C18 SH | C18 | 250 | 4.6 | 3 | 300 | L1 | fully | HPLC Column | SS | 250 x 4,6 mm
ProntoSIL | 3002K180PS030 | BISCHOFF ProntoSIL 300-3-C18 SH | C18 | 300 | 2 | 3 | 300 | L1 | fully | HPLC Column | SS | 300 x 2,0 mm
ProntoSIL | 3003K180PS030 | BISCHOFF ProntoSIL 300-3-C18 SH | C18 | 300 | 3 | 3 | 300 | L1 | fully | HPLC Column | SS | 300 x 3,0 mm
ProntoSIL | 3004K180PS030 | BISCHOFF ProntoSIL 300-3-C18 SH | C18 | 300 | 4 | 3 | 300 | L1 | fully | HPLC Column | SS | 300 x 4,0 mm
ProntoSIL | 3046K180PS030 | BISCHOFF ProntoSIL 300-3-C18 SH | C18 | 300 | 4.6 | 3 | 300 | L1 | fully | HPLC Column | SS | 300 x 4,6 mm
ProntoSIL | 01P4K180PS030 | BISCHOFF ProntoSIL 300-3-C18 SH | C18 | 14 | 4 | 3 | 300 | L1 | fully | HPLC Column | PEEK | 14 x 4,0 mm
ProntoSIL | A2P4K180PS030 | BISCHOFF ProntoSIL 300-3-C18 SH | C18 | 20 | 4 | 3 | 300 | L1 | fully | HPLC Column | PEEK | 20 x 4,0 mm
ProntoSIL | 02P4K180PS030 | BISCHOFF ProntoSIL 300-3-C18 SH | C18 | 25 | 4 | 3 | 300 | L1 | fully | HPLC Column | PEEK | 25 x 4,0 mm
ProntoSIL | 03P4K180PS030 | BISCHOFF ProntoSIL 300-3-C18 SH | C18 | 30 | 4 | 3 | 300 | L1 | fully | HPLC Column | PEEK | 30 x 4,0 mm
ProntoSIL | 04P4K180PS030 | BISCHOFF ProntoSIL 300-3-C18 SH | C18 | 33 | 4 | 3 | 300 | L1 | fully | HPLC Column | PEEK | 33 x 4,0 mm
ProntoSIL | A4P4K180PS030 | BISCHOFF ProntoSIL 300-3-C18 SH | C18 | 40 | 4 | 3 | 300 | L1 | fully | HPLC Column | PEEK | 40 x 4,0 mm
ProntoSIL | 05P4K180PS030 | BISCHOFF ProntoSIL 300-3-C18 SH | C18 | 50 | 4 | 3 | 300 | L1 | fully | HPLC Column | PEEK | 50 x 4,0 mm
ProntoSIL | 06P4K180PS030 | BISCHOFF ProntoSIL 300-3-C18 SH | C18 | 53 | 4 | 3 | 300 | L1 | fully | HPLC Column | PEEK | 53 x 4,0 mm
ProntoSIL | A6P4K180PS030 | BISCHOFF ProntoSIL 300-3-C18 SH | C18 | 60 | 4 | 3 | 300 | L1 | fully | HPLC Column | PEEK | 60 x 4,0 mm
ProntoSIL | 07P4K180PS030 | BISCHOFF ProntoSIL 300-3-C18 SH | C18 | 75 | 4 | 3 | 300 | L1 | fully | HPLC Column | PEEK | 75 x 4,0 mm
ProntoSIL | 10P4K180PS030 | BISCHOFF ProntoSIL 300-3-C18 SH | C18 | 100 | 4 | 3 | 300 | L1 | fully | HPLC Column | PEEK | 100 x 4,0 mm
ProntoSIL | 12P4K180PS030 | BISCHOFF ProntoSIL 300-3-C18 SH | C18 | 125 | 4 | 3 | 300 | L1 | fully | HPLC Column | PEEK | 125 x 4,0 mm
ProntoSIL | 15P4K180PS030 | BISCHOFF ProntoSIL 300-3-C18 SH | C18 | 150 | 4 | 3 | 300 | L1 | fully | HPLC Column | PEEK | 150 x 4,0 mm
ProntoSIL | 20P4K180PS030 | BISCHOFF ProntoSIL 300-3-C18 SH | C18 | 200 | 4 | 3 | 300 | L1 | fully | HPLC Column | PEEK | 200 x 4,0 mm
ProntoSIL | 25P4K180PS030 | BISCHOFF ProntoSIL 300-3-C18 SH | C18 | 250 | 4 | 3 | 300 | L1 | fully | HPLC Column | PEEK | 250 x 4,0 mm
ProntoSIL | 30P4K180PS030 | BISCHOFF ProntoSIL 300-3-C18 SH | C18 | 300 | 4 | 3 | 300 | L1 | fully | HPLC Column | PEEK | 300 x 4,0 mm
ProntoSIL | 6305K180PS030 | BISCHOFF ProntoSIL 300-3-C18 SH | C18 | 5 | 4 | 3 | 300 | L1 | fully | Cartridges (5 pcs.) | SS | 5 x 4,0 mm
ProntoSIL | 6301K180PS030 | BISCHOFF ProntoSIL 300-3-C18 SH | C18 | 10 | 4 | 3 | 300 | L1 | fully | Cartridges (5 pcs.) | SS | 10 x 4,0 mm
ProntoSIL | 6302K180PS030 | BISCHOFF ProntoSIL 300-3-C18 SH | C18 | 20 | 4 | 3 | 300 | L1 | fully | Cartridges (5 pcs.) | SS | 20 x 4,0 mm
ProntoSIL | 63P1K180PS030 | BISCHOFF ProntoSIL 300-3-C18 SH | C18 | 10 | 4 | 3 | 300 | L1 | fully | Cartridges (5 pcs.) | PEEK | 10 x 4,0 mm
ProntoSIL | 63P2K180PS030 | BISCHOFF ProntoSIL 300-3-C18 SH | C18 | 20 | 4 | 3 | 300 | L1 | fully | Cartridges (5 pcs.) | PEEK | 20 x 4,0 mm
ProntoSIL | 6335K180PS030 | BISCHOFF ProntoSIL 300-3-C18 SH | C18 | 5 | 3 | 3 | 300 | L1 | fully | Cartridges (5 pcs.) | SS | 5 x 3,0 mm
ProntoSIL | 6331K180PS030 | BISCHOFF ProntoSIL 300-3-C18 SH | C18 | 10 | 3 | 3 | 300 | L1 | fully | Cartridges (5 pcs.) | SS | 10 x 3,0 mm
ProntoSIL | 6332K180PS030 | BISCHOFF ProntoSIL 300-3-C18 SH | C18 | 20 | 3 | 3 | 300 | L1 | fully | Cartridges (5 pcs.) | SS | 20 x 3,0 mm
ProntoSIL | 6325K180PS030 | BISCHOFF ProntoSIL 300-3-C18 SH | C18 | 5 | 2 | 3 | 300 | L1 | fully | Cartridges (5 pcs.) | SS | 5 x 2,0 mm
ProntoSIL | 6321K180PS030 | BISCHOFF ProntoSIL 300-3-C18 SH | C18 | 10 | 2 | 3 | 300 | L1 | fully | Cartridges (5 pcs.) | SS | 10 x 2,0 mm
ProntoSIL | 6322K180PS030 | BISCHOFF ProntoSIL 300-3-C18 SH | C18 | 20 | 2 | 3 | 300 | L1 | fully | Cartridges (5 pcs.) | SS | 20 x 2,0 mm
ProntoSIL | 0102K180PS050 | BISCHOFF ProntoSIL 300-5-C18 SH | C18 | 14 | 2 | 5 | 300 | L1 | fully | HPLC Column | SS | 14 x 2,0 mm
ProntoSIL | 0103K180PS050 | BISCHOFF ProntoSIL 300-5-C18 SH | C18 | 14 | 3 | 5 | 300 | L1 | fully | HPLC Column | SS | 14 x 3,0 mm
ProntoSIL | 0104K180PS050 | BISCHOFF ProntoSIL 300-5-C18 SH | C18 | 14 | 4 | 5 | 300 | L1 | fully | HPLC Column | SS | 14 x 4,0 mm
ProntoSIL | 0146K180PS050 | BISCHOFF ProntoSIL 300-5-C18 SH | C18 | 14 | 4.6 | 5 | 300 | L1 | fully | HPLC Column | SS | 14 x 4,6 mm
ProntoSIL | A202K180PS050 | BISCHOFF ProntoSIL 300-5-C18 SH | C18 | 20 | 2 | 5 | 300 | L1 | fully | HPLC Column | SS | 20 x 2,0 mm
ProntoSIL | A203K180PS050 | BISCHOFF ProntoSIL 300-5-C18 SH | C18 | 20 | 3 | 5 | 300 | L1 | fully | HPLC Column | SS | 20 x 3,0 mm
ProntoSIL | A204K180PS050 | BISCHOFF ProntoSIL 300-5-C18 SH | C18 | 20 | 4 | 5 | 300 | L1 | fully | HPLC Column | SS | 20 x 4,0 mm
ProntoSIL | A246K180PS050 | BISCHOFF ProntoSIL 300-5-C18 SH | C18 | 20 | 4.6 | 5 | 300 | L1 | fully | HPLC Column | SS | 20 x 4,6 mm
ProntoSIL | 0202K180PS050 | BISCHOFF ProntoSIL 300-5-C18 SH | C18 | 25 | 2 | 5 | 300 | L1 | fully | HPLC Column | SS | 25 x 2,0 mm
ProntoSIL | 0203K180PS050 | BISCHOFF ProntoSIL 300-5-C18 SH | C18 | 25 | 3 | 5 | 300 | L1 | fully | HPLC Column | SS | 25 x 3,0 mm
ProntoSIL | 0204K180PS050 | BISCHOFF ProntoSIL 300-5-C18 SH | C18 | 25 | 4 | 5 | 300 | L1 | fully | HPLC Column | SS | 25 x 4,0 mm
ProntoSIL | 0246K180PS050 | BISCHOFF ProntoSIL 300-5-C18 SH | C18 | 25 | 4.6 | 5 | 300 | L1 | fully | HPLC Column | SS | 25 x 4,6 mm
ProntoSIL | 0302K180PS050 | BISCHOFF ProntoSIL 300-5-C18 SH | C18 | 30 | 2 | 5 | 300 | L1 | fully | HPLC Column | SS | 30 x 2,0 mm
ProntoSIL | 0303K180PS050 | BISCHOFF ProntoSIL 300-5-C18 SH | C18 | 30 | 3 | 5 | 300 | L1 | fully | HPLC Column | SS | 30 x 3,0 mm
ProntoSIL | 0304K180PS050 | BISCHOFF ProntoSIL 300-5-C18 SH | C18 | 30 | 4 | 5 | 300 | L1 | fully | HPLC Column | SS | 30 x 4,0 mm
ProntoSIL | 0346K180PS050 | BISCHOFF ProntoSIL 300-5-C18 SH | C18 | 30 | 4.6 | 5 | 300 | L1 | fully | HPLC Column | SS | 30 x 4,6 mm
ProntoSIL | 0402K180PS050 | BISCHOFF ProntoSIL 300-5-C18 SH | C18 | 33 | 2 | 5 | 300 | L1 | fully | HPLC Column | SS | 33 x 2,0 mm
ProntoSIL | 0403K180PS050 | BISCHOFF ProntoSIL 300-5-C18 SH | C18 | 33 | 3 | 5 | 300 | L1 | fully | HPLC Column | SS | 33 x 3,0 mm
ProntoSIL | 0404K180PS050 | BISCHOFF ProntoSIL 300-5-C18 SH | C18 | 33 | 4 | 5 | 300 | L1 | fully | HPLC Column | SS | 33 x 4,0 mm
ProntoSIL | 0446K180PS050 | BISCHOFF ProntoSIL 300-5-C18 SH | C18 | 33 | 4.6 | 5 | 300 | L1 | fully | HPLC Column | SS | 33 x 4,6 mm
ProntoSIL | A402K180PS050 | BISCHOFF ProntoSIL 300-5-C18 SH | C18 | 40 | 2 | 5 | 300 | L1 | fully | HPLC Column | SS | 40 x 2,0 mm
ProntoSIL | A403K180PS050 | BISCHOFF ProntoSIL 300-5-C18 SH | C18 | 40 | 3 | 5 | 300 | L1 | fully | HPLC Column | SS | 40 x 3,0 mm
ProntoSIL | A404K180PS050 | BISCHOFF ProntoSIL 300-5-C18 SH | C18 | 40 | 4 | 5 | 300 | L1 | fully | HPLC Column | SS | 40 x 4,0 mm
ProntoSIL | A446K180PS050 | BISCHOFF ProntoSIL 300-5-C18 SH | C18 | 40 | 4.6 | 5 | 300 | L1 | fully | HPLC Column | SS | 40 x 4,6 mm
ProntoSIL | 0502K180PS050 | BISCHOFF ProntoSIL 300-5-C18 SH | C18 | 50 | 2 | 5 | 300 | L1 | fully | HPLC Column | SS | 50 x 2,0 mm
ProntoSIL | 0503K180PS050 | BISCHOFF ProntoSIL 300-5-C18 SH | C18 | 50 | 3 | 5 | 300 | L1 | fully | HPLC Column | SS | 50 x 3,0 mm
ProntoSIL | 0504K180PS050 | BISCHOFF ProntoSIL 300-5-C18 SH | C18 | 50 | 4 | 5 | 300 | L1 | fully | HPLC Column | SS | 50 x 4,0 mm
ProntoSIL | 0546K180PS050 | BISCHOFF ProntoSIL 300-5-C18 SH | C18 | 50 | 4.6 | 5 | 300 | L1 | fully | HPLC Column | SS | 50 x 4,6 mm
ProntoSIL | 0602K180PS050 | BISCHOFF ProntoSIL 300-5-C18 SH | C18 | 53 | 2 | 5 | 300 | L1 | fully | HPLC Column | SS | 53 x 2,0 mm
ProntoSIL | 0603K180PS050 | BISCHOFF ProntoSIL 300-5-C18 SH | C18 | 53 | 3 | 5 | 300 | L1 | fully | HPLC Column | SS | 53 x 3,0 mm
ProntoSIL | 0604K180PS050 | BISCHOFF ProntoSIL 300-5-C18 SH | C18 | 53 | 4 | 5 | 300 | L1 | fully | HPLC Column | SS | 53 x 4,0 mm
ProntoSIL | 0646K180PS050 | BISCHOFF ProntoSIL 300-5-C18 SH | C18 | 53 | 4.6 | 5 | 300 | L1 | fully | HPLC Column | SS | 53 x 4,6 mm
ProntoSIL | A602K180PS050 | BISCHOFF ProntoSIL 300-5-C18 SH | C18 | 60 | 2 | 5 | 300 | L1 | fully | HPLC Column | SS | 60 x 2,0 mm
ProntoSIL | A603K180PS050 | BISCHOFF ProntoSIL 300-5-C18 SH | C18 | 60 | 3 | 5 | 300 | L1 | fully | HPLC Column | SS | 60 x 3,0 mm
ProntoSIL | A604K180PS050 | BISCHOFF ProntoSIL 300-5-C18 SH | C18 | 60 | 4 | 5 | 300 | L1 | fully | HPLC Column | SS | 60 x 4,0 mm
ProntoSIL | A646K180PS050 | BISCHOFF ProntoSIL 300-5-C18 SH | C18 | 60 | 4.6 | 5 | 300 | L1 | fully | HPLC Column | SS | 60 x 4,6 mm
ProntoSIL | 0702K180PS050 | BISCHOFF ProntoSIL 300-5-C18 SH | C18 | 75 | 2 | 5 | 300 | L1 | fully | HPLC Column | SS | 75 x 2,0 mm
ProntoSIL | 0703K180PS050 | BISCHOFF ProntoSIL 300-5-C18 SH | C18 | 75 | 3 | 5 | 300 | L1 | fully | HPLC Column | SS | 75 x 3,0 mm
ProntoSIL | 0704K180PS050 | BISCHOFF ProntoSIL 300-5-C18 SH | C18 | 75 | 4 | 5 | 300 | L1 | fully | HPLC Column | SS | 75 x 4,0 mm
ProntoSIL | 0746K180PS050 | BISCHOFF ProntoSIL 300-5-C18 SH | C18 | 75 | 4.6 | 5 | 300 | L1 | fully | HPLC Column | SS | 75 x 4,6 mm
ProntoSIL | 1002K180PS050 | BISCHOFF ProntoSIL 300-5-C18 SH | C18 | 100 | 2 | 5 | 300 | L1 | fully | HPLC Column | SS | 100 x 2,0 mm
ProntoSIL | 1003K180PS050 | BISCHOFF ProntoSIL 300-5-C18 SH | C18 | 100 | 3 | 5 | 300 | L1 | fully | HPLC Column | SS | 100 x 3,0 mm
ProntoSIL | 1004K180PS050 | BISCHOFF ProntoSIL 300-5-C18 SH | C18 | 100 | 4 | 5 | 300 | L1 | fully | HPLC Column | SS | 100 x 4,0 mm
ProntoSIL | 1046K180PS050 | BISCHOFF ProntoSIL 300-5-C18 SH | C18 | 100 | 4.6 | 5 | 300 | L1 | fully | HPLC Column | SS | 100 x 4,6 mm
ProntoSIL | 1202K180PS050 | BISCHOFF ProntoSIL 300-5-C18 SH | C18 | 125 | 2 | 5 | 300 | L1 | fully | HPLC Column | SS | 125 x 2,0 mm
ProntoSIL | 1203K180PS050 | BISCHOFF ProntoSIL 300-5-C18 SH | C18 | 125 | 3 | 5 | 300 | L1 | fully | HPLC Column | SS | 125 x 3,0 mm
ProntoSIL | 1204K180PS050 | BISCHOFF ProntoSIL 300-5-C18 SH | C18 | 125 | 4 | 5 | 300 | L1 | fully | HPLC Column | SS | 125 x 4,0 mm
ProntoSIL | 1246K180PS050 | BISCHOFF ProntoSIL 300-5-C18 SH | C18 | 125 | 4.6 | 5 | 300 | L1 | fully | HPLC Column | SS | 125 x 4,6 mm
ProntoSIL | 1502K180PS050 | BISCHOFF ProntoSIL 300-5-C18 SH | C18 | 150 | 2 | 5 | 300 | L1 | fully | HPLC Column | SS | 150 x 2,0 mm
ProntoSIL | 1503K180PS050 | BISCHOFF ProntoSIL 300-5-C18 SH | C18 | 150 | 3 | 5 | 300 | L1 | fully | HPLC Column | SS | 150 x 3,0 mm
ProntoSIL | 1504K180PS050 | BISCHOFF ProntoSIL 300-5-C18 SH | C18 | 150 | 4 | 5 | 300 | L1 | fully | HPLC Column | SS | 150 x 4,0 mm
ProntoSIL | 1546K180PS050 | BISCHOFF ProntoSIL 300-5-C18 SH | C18 | 150 | 4.6 | 5 | 300 | L1 | fully | HPLC Column | SS | 150 x 4,6 mm
ProntoSIL | 2002K180PS050 | BISCHOFF ProntoSIL 300-5-C18 SH | C18 | 200 | 2 | 5 | 300 | L1 | fully | HPLC Column | SS | 200 x 2,0 mm
ProntoSIL | 2003K180PS050 | BISCHOFF ProntoSIL 300-5-C18 SH | C18 | 200 | 3 | 5 | 300 | L1 | fully | HPLC Column | SS | 200 x 3,0 mm
ProntoSIL | 2004K180PS050 | BISCHOFF ProntoSIL 300-5-C18 SH | C18 | 200 | 4 | 5 | 300 | L1 | fully | HPLC Column | SS | 200 x 4,0 mm
ProntoSIL | 2046K180PS050 | BISCHOFF ProntoSIL 300-5-C18 SH | C18 | 200 | 4.6 | 5 | 300 | L1 | fully | HPLC Column | SS | 200 x 4,6 mm
ProntoSIL | 2502K180PS050 | BISCHOFF ProntoSIL 300-5-C18 SH | C18 | 250 | 2 | 5 | 300 | L1 | fully | HPLC Column | SS | 250 x 2,0 mm
ProntoSIL | 2503K180PS050 | BISCHOFF ProntoSIL 300-5-C18 SH | C18 | 250 | 3 | 5 | 300 | L1 | fully | HPLC Column | SS | 250 x 3,0 mm
ProntoSIL | 2504K180PS050 | BISCHOFF ProntoSIL 300-5-C18 SH | C18 | 250 | 4 | 5 | 300 | L1 | fully | HPLC Column | SS | 250 x 4,0 mm
ProntoSIL | 2546K180PS050 | BISCHOFF ProntoSIL 300-5-C18 SH | C18 | 250 | 4.6 | 5 | 300 | L1 | fully | HPLC Column | SS | 250 x 4,6 mm
ProntoSIL | 3002K180PS050 | BISCHOFF ProntoSIL 300-5-C18 SH | C18 | 300 | 2 | 5 | 300 | L1 | fully | HPLC Column | SS | 300 x 2,0 mm
ProntoSIL | 3003K180PS050 | BISCHOFF ProntoSIL 300-5-C18 SH | C18 | 300 | 3 | 5 | 300 | L1 | fully | HPLC Column | SS | 300 x 3,0 mm
ProntoSIL | 3004K180PS050 | BISCHOFF ProntoSIL 300-5-C18 SH | C18 | 300 | 4 | 5 | 300 | L1 | fully | HPLC Column | SS | 300 x 4,0 mm
ProntoSIL | 3046K180PS050 | BISCHOFF ProntoSIL 300-5-C18 SH | C18 | 300 | 4.6 | 5 | 300 | L1 | fully | HPLC Column | SS | 300 x 4,6 mm
ProntoSIL | 01P4K180PS050 | BISCHOFF ProntoSIL 300-5-C18 SH | C18 | 14 | 4 | 5 | 300 | L1 | fully | HPLC Column | PEEK | 14 x 4,0 mm
ProntoSIL | A2P4K180PS050 | BISCHOFF ProntoSIL 300-5-C18 SH | C18 | 20 | 4 | 5 | 300 | L1 | fully | HPLC Column | PEEK | 20 x 4,0 mm
ProntoSIL | 02P4K180PS050 | BISCHOFF ProntoSIL 300-5-C18 SH | C18 | 25 | 4 | 5 | 300 | L1 | fully | HPLC Column | PEEK | 25 x 4,0 mm
ProntoSIL | 03P4K180PS050 | BISCHOFF ProntoSIL 300-5-C18 SH | C18 | 30 | 4 | 5 | 300 | L1 | fully | HPLC Column | PEEK | 30 x 4,0 mm
ProntoSIL | 04P4K180PS050 | BISCHOFF ProntoSIL 300-5-C18 SH | C18 | 33 | 4 | 5 | 300 | L1 | fully | HPLC Column | PEEK | 33 x 4,0 mm
ProntoSIL | A4P4K180PS050 | BISCHOFF ProntoSIL 300-5-C18 SH | C18 | 40 | 4 | 5 | 300 | L1 | fully | HPLC Column | PEEK | 40 x 4,0 mm
ProntoSIL | 05P4K180PS050 | BISCHOFF ProntoSIL 300-5-C18 SH | C18 | 50 | 4 | 5 | 300 | L1 | fully | HPLC Column | PEEK | 50 x 4,0 mm
ProntoSIL | 06P4K180PS050 | BISCHOFF ProntoSIL 300-5-C18 SH | C18 | 53 | 4 | 5 | 300 | L1 | fully | HPLC Column | PEEK | 53 x 4,0 mm
ProntoSIL | A6P4K180PS050 | BISCHOFF ProntoSIL 300-5-C18 SH | C18 | 60 | 4 | 5 | 300 | L1 | fully | HPLC Column | PEEK | 60 x 4,0 mm
ProntoSIL | 07P4K180PS050 | BISCHOFF ProntoSIL 300-5-C18 SH | C18 | 75 | 4 | 5 | 300 | L1 | fully | HPLC Column | PEEK | 75 x 4,0 mm
ProntoSIL | 10P4K180PS050 | BISCHOFF ProntoSIL 300-5-C18 SH | C18 | 100 | 4 | 5 | 300 | L1 | fully | HPLC Column | PEEK | 100 x 4,0 mm
ProntoSIL | 12P4K180PS050 | BISCHOFF ProntoSIL 300-5-C18 SH | C18 | 125 | 4 | 5 | 300 | L1 | fully | HPLC Column | PEEK | 125 x 4,0 mm
ProntoSIL | 15P4K180PS050 | BISCHOFF ProntoSIL 300-5-C18 SH | C18 | 150 | 4 | 5 | 300 | L1 | fully | HPLC Column | PEEK | 150 x 4,0 mm
ProntoSIL | 20P4K180PS050 | BISCHOFF ProntoSIL 300-5-C18 SH | C18 | 200 | 4 | 5 | 300 | L1 | fully | HPLC Column | PEEK | 200 x 4,0 mm
ProntoSIL | 25P4K180PS050 | BISCHOFF ProntoSIL 300-5-C18 SH | C18 | 250 | 4 | 5 | 300 | L1 | fully | HPLC Column | PEEK | 250 x 4,0 mm
ProntoSIL | 30P4K180PS050 | BISCHOFF ProntoSIL 300-5-C18 SH | C18 | 300 | 4 | 5 | 300 | L1 | fully | HPLC Column | PEEK | 300 x 4,0 mm
ProntoSIL | 6305K180PS050 | BISCHOFF ProntoSIL 300-5-C18 SH | C18 | 5 | 4 | 5 | 300 | L1 | fully | Cartridges (5 pcs.) | SS | 5 x 4,0 mm
ProntoSIL | 6301K180PS050 | BISCHOFF ProntoSIL 300-5-C18 SH | C18 | 10 | 4 | 5 | 300 | L1 | fully | Cartridges (5 pcs.) | SS | 10 x 4,0 mm
ProntoSIL | 6302K180PS050 | BISCHOFF ProntoSIL 300-5-C18 SH | C18 | 20 | 4 | 5 | 300 | L1 | fully | Cartridges (5 pcs.) | SS | 20 x 4,0 mm
ProntoSIL | 63P1K180PS050 | BISCHOFF ProntoSIL 300-5-C18 SH | C18 | 10 | 4 | 5 | 300 | L1 | fully | Cartridges (5 pcs.) | PEEK | 10 x 4,0 mm
ProntoSIL | 63P2K180PS050 | BISCHOFF ProntoSIL 300-5-C18 SH | C18 | 20 | 4 | 5 | 300 | L1 | fully | Cartridges (5 pcs.) | PEEK | 20 x 4,0 mm
ProntoSIL | 6335K180PS050 | BISCHOFF ProntoSIL 300-5-C18 SH | C18 | 5 | 3 | 5 | 300 | L1 | fully | Cartridges (5 pcs.) | SS | 5 x 3,0 mm
ProntoSIL | 6331K180PS050 | BISCHOFF ProntoSIL 300-5-C18 SH | C18 | 10 | 3 | 5 | 300 | L1 | fully | Cartridges (5 pcs.) | SS | 10 x 3,0 mm
ProntoSIL | 6332K180PS050 | BISCHOFF ProntoSIL 300-5-C18 SH | C18 | 20 | 3 | 5 | 300 | L1 | fully | Cartridges (5 pcs.) | SS | 20 x 3,0 mm
ProntoSIL | 6325K180PS050 | BISCHOFF ProntoSIL 300-5-C18 SH | C18 | 5 | 2 | 5 | 300 | L1 | fully | Cartridges (5 pcs.) | SS | 5 x 2,0 mm
ProntoSIL | 6321K180PS050 | BISCHOFF ProntoSIL 300-5-C18 SH | C18 | 10 | 2 | 5 | 300 | L1 | fully | Cartridges (5 pcs.) | SS | 10 x 2,0 mm
ProntoSIL | 6322K180PS050 | BISCHOFF ProntoSIL 300-5-C18 SH | C18 | 20 | 2 | 5 | 300 | L1 | fully | Cartridges (5 pcs.) | SS | 20 x 2,0 mm
ProntoSIL | 0102K180PS100 | BISCHOFF ProntoSIL 300-10-C18 SH | C18 | 14 | 2 | 10 | 300 | L1 | fully | HPLC Column | SS | 14 x 2,0 mm
ProntoSIL | 0103K180PS100 | BISCHOFF ProntoSIL 300-10-C18 SH | C18 | 14 | 3 | 10 | 300 | L1 | fully | HPLC Column | SS | 14 x 3,0 mm
ProntoSIL | 0104K180PS100 | BISCHOFF ProntoSIL 300-10-C18 SH | C18 | 14 | 4 | 10 | 300 | L1 | fully | HPLC Column | SS | 14 x 4,0 mm
ProntoSIL | 0146K180PS100 | BISCHOFF ProntoSIL 300-10-C18 SH | C18 | 14 | 4.6 | 10 | 300 | L1 | fully | HPLC Column | SS | 14 x 4,6 mm
ProntoSIL | A202K180PS100 | BISCHOFF ProntoSIL 300-10-C18 SH | C18 | 20 | 2 | 10 | 300 | L1 | fully | HPLC Column | SS | 20 x 2,0 mm
ProntoSIL | A203K180PS100 | BISCHOFF ProntoSIL 300-10-C18 SH | C18 | 20 | 3 | 10 | 300 | L1 | fully | HPLC Column | SS | 20 x 3,0 mm
ProntoSIL | A204K180PS100 | BISCHOFF ProntoSIL 300-10-C18 SH | C18 | 20 | 4 | 10 | 300 | L1 | fully | HPLC Column | SS | 20 x 4,0 mm
ProntoSIL | A246K180PS100 | BISCHOFF ProntoSIL 300-10-C18 SH | C18 | 20 | 4.6 | 10 | 300 | L1 | fully | HPLC Column | SS | 20 x 4,6 mm
ProntoSIL | 0202K180PS100 | BISCHOFF ProntoSIL 300-10-C18 SH | C18 | 25 | 2 | 10 | 300 | L1 | fully | HPLC Column | SS | 25 x 2,0 mm
ProntoSIL | 0203K180PS100 | BISCHOFF ProntoSIL 300-10-C18 SH | C18 | 25 | 3 | 10 | 300 | L1 | fully | HPLC Column | SS | 25 x 3,0 mm
ProntoSIL | 0204K180PS100 | BISCHOFF ProntoSIL 300-10-C18 SH | C18 | 25 | 4 | 10 | 300 | L1 | fully | HPLC Column | SS | 25 x 4,0 mm
ProntoSIL | 0246K180PS100 | BISCHOFF ProntoSIL 300-10-C18 SH | C18 | 25 | 4.6 | 10 | 300 | L1 | fully | HPLC Column | SS | 25 x 4,6 mm
ProntoSIL | 0302K180PS100 | BISCHOFF ProntoSIL 300-10-C18 SH | C18 | 30 | 2 | 10 | 300 | L1 | fully | HPLC Column | SS | 30 x 2,0 mm
ProntoSIL | 0303K180PS100 | BISCHOFF ProntoSIL 300-10-C18 SH | C18 | 30 | 3 | 10 | 300 | L1 | fully | HPLC Column | SS | 30 x 3,0 mm
ProntoSIL | 0304K180PS100 | BISCHOFF ProntoSIL 300-10-C18 SH | C18 | 30 | 4 | 10 | 300 | L1 | fully | HPLC Column | SS | 30 x 4,0 mm
ProntoSIL | 0346K180PS100 | BISCHOFF ProntoSIL 300-10-C18 SH | C18 | 30 | 4.6 | 10 | 300 | L1 | fully | HPLC Column | SS | 30 x 4,6 mm
ProntoSIL | 0402K180PS100 | BISCHOFF ProntoSIL 300-10-C18 SH | C18 | 33 | 2 | 10 | 300 | L1 | fully | HPLC Column | SS | 33 x 2,0 mm
ProntoSIL | 0403K180PS100 | BISCHOFF ProntoSIL 300-10-C18 SH | C18 | 33 | 3 | 10 | 300 | L1 | fully | HPLC Column | SS | 33 x 3,0 mm
ProntoSIL | 0404K180PS100 | BISCHOFF ProntoSIL 300-10-C18 SH | C18 | 33 | 4 | 10 | 300 | L1 | fully | HPLC Column | SS | 33 x 4,0 mm
ProntoSIL | 0446K180PS100 | BISCHOFF ProntoSIL 300-10-C18 SH | C18 | 33 | 4.6 | 10 | 300 | L1 | fully | HPLC Column | SS | 33 x 4,6 mm
ProntoSIL | A402K180PS100 | BISCHOFF ProntoSIL 300-10-C18 SH | C18 | 40 | 2 | 10 | 300 | L1 | fully | HPLC Column | SS | 40 x 2,0 mm
ProntoSIL | A403K180PS100 | BISCHOFF ProntoSIL 300-10-C18 SH | C18 | 40 | 3 | 10 | 300 | L1 | fully | HPLC Column | SS | 40 x 3,0 mm
ProntoSIL | A404K180PS100 | BISCHOFF ProntoSIL 300-10-C18 SH | C18 | 40 | 4 | 10 | 300 | L1 | fully | HPLC Column | SS | 40 x 4,0 mm
ProntoSIL | A446K180PS100 | BISCHOFF ProntoSIL 300-10-C18 SH | C18 | 40 | 4.6 | 10 | 300 | L1 | fully | HPLC Column | SS | 40 x 4,6 mm
ProntoSIL | 0502K180PS100 | BISCHOFF ProntoSIL 300-10-C18 SH | C18 | 50 | 2 | 10 | 300 | L1 | fully | HPLC Column | SS | 50 x 2,0 mm
ProntoSIL | 0503K180PS100 | BISCHOFF ProntoSIL 300-10-C18 SH | C18 | 50 | 3 | 10 | 300 | L1 | fully | HPLC Column | SS | 50 x 3,0 mm
ProntoSIL | 0504K180PS100 | BISCHOFF ProntoSIL 300-10-C18 SH | C18 | 50 | 4 | 10 | 300 | L1 | fully | HPLC Column | SS | 50 x 4,0 mm
ProntoSIL | 0546K180PS100 | BISCHOFF ProntoSIL 300-10-C18 SH | C18 | 50 | 4.6 | 10 | 300 | L1 | fully | HPLC Column | SS | 50 x 4,6 mm
ProntoSIL | 0602K180PS100 | BISCHOFF ProntoSIL 300-10-C18 SH | C18 | 53 | 2 | 10 | 300 | L1 | fully | HPLC Column | SS | 53 x 2,0 mm
ProntoSIL | 0603K180PS100 | BISCHOFF ProntoSIL 300-10-C18 SH | C18 | 53 | 3 | 10 | 300 | L1 | fully | HPLC Column | SS | 53 x 3,0 mm
ProntoSIL | 0604K180PS100 | BISCHOFF ProntoSIL 300-10-C18 SH | C18 | 53 | 4 | 10 | 300 | L1 | fully | HPLC Column | SS | 53 x 4,0 mm
ProntoSIL | 0646K180PS100 | BISCHOFF ProntoSIL 300-10-C18 SH | C18 | 53 | 4.6 | 10 | 300 | L1 | fully | HPLC Column | SS | 53 x 4,6 mm
ProntoSIL | A602K180PS100 | BISCHOFF ProntoSIL 300-10-C18 SH | C18 | 60 | 2 | 10 | 300 | L1 | fully | HPLC Column | SS | 60 x 2,0 mm
ProntoSIL | A603K180PS100 | BISCHOFF ProntoSIL 300-10-C18 SH | C18 | 60 | 3 | 10 | 300 | L1 | fully | HPLC Column | SS | 60 x 3,0 mm
ProntoSIL | A604K180PS100 | BISCHOFF ProntoSIL 300-10-C18 SH | C18 | 60 | 4 | 10 | 300 | L1 | fully | HPLC Column | SS | 60 x 4,0 mm
ProntoSIL | A646K180PS100 | BISCHOFF ProntoSIL 300-10-C18 SH | C18 | 60 | 4.6 | 10 | 300 | L1 | fully | HPLC Column | SS | 60 x 4,6 mm
ProntoSIL | 0702K180PS100 | BISCHOFF ProntoSIL 300-10-C18 SH | C18 | 75 | 2 | 10 | 300 | L1 | fully | HPLC Column | SS | 75 x 2,0 mm
ProntoSIL | 0703K180PS100 | BISCHOFF ProntoSIL 300-10-C18 SH | C18 | 75 | 3 | 10 | 300 | L1 | fully | HPLC Column | SS | 75 x 3,0 mm
ProntoSIL | 0704K180PS100 | BISCHOFF ProntoSIL 300-10-C18 SH | C18 | 75 | 4 | 10 | 300 | L1 | fully | HPLC Column | SS | 75 x 4,0 mm
ProntoSIL | 0746K180PS100 | BISCHOFF ProntoSIL 300-10-C18 SH | C18 | 75 | 4.6 | 10 | 300 | L1 | fully | HPLC Column | SS | 75 x 4,6 mm
ProntoSIL | 1002K180PS100 | BISCHOFF ProntoSIL 300-10-C18 SH | C18 | 100 | 2 | 10 | 300 | L1 | fully | HPLC Column | SS | 100 x 2,0 mm
ProntoSIL | 1003K180PS100 | BISCHOFF ProntoSIL 300-10-C18 SH | C18 | 100 | 3 | 10 | 300 | L1 | fully | HPLC Column | SS | 100 x 3,0 mm
ProntoSIL | 1004K180PS100 | BISCHOFF ProntoSIL 300-10-C18 SH | C18 | 100 | 4 | 10 | 300 | L1 | fully | HPLC Column | SS | 100 x 4,0 mm
ProntoSIL | 1046K180PS100 | BISCHOFF ProntoSIL 300-10-C18 SH | C18 | 100 | 4.6 | 10 | 300 | L1 | fully | HPLC Column | SS | 100 x 4,6 mm
ProntoSIL | 1202K180PS100 | BISCHOFF ProntoSIL 300-10-C18 SH | C18 | 125 | 2 | 10 | 300 | L1 | fully | HPLC Column | SS | 125 x 2,0 mm
ProntoSIL | 1203K180PS100 | BISCHOFF ProntoSIL 300-10-C18 SH | C18 | 125 | 3 | 10 | 300 | L1 | fully | HPLC Column | SS | 125 x 3,0 mm
ProntoSIL | 1204K180PS100 | BISCHOFF ProntoSIL 300-10-C18 SH | C18 | 125 | 4 | 10 | 300 | L1 | fully | HPLC Column | SS | 125 x 4,0 mm
ProntoSIL | 1246K180PS100 | BISCHOFF ProntoSIL 300-10-C18 SH | C18 | 125 | 4.6 | 10 | 300 | L1 | fully | HPLC Column | SS | 125 x 4,6 mm
ProntoSIL | 1502K180PS100 | BISCHOFF ProntoSIL 300-10-C18 SH | C18 | 150 | 2 | 10 | 300 | L1 | fully | HPLC Column | SS | 150 x 2,0 mm
ProntoSIL | 1503K180PS100 | BISCHOFF ProntoSIL 300-10-C18 SH | C18 | 150 | 3 | 10 | 300 | L1 | fully | HPLC Column | SS | 150 x 3,0 mm
ProntoSIL | 1504K180PS100 | BISCHOFF ProntoSIL 300-10-C18 SH | C18 | 150 | 4 | 10 | 300 | L1 | fully | HPLC Column | SS | 150 x 4,0 mm
ProntoSIL | 1546K180PS100 | BISCHOFF ProntoSIL 300-10-C18 SH | C18 | 150 | 4.6 | 10 | 300 | L1 | fully | HPLC Column | SS | 150 x 4,6 mm
ProntoSIL | 2002K180PS100 | BISCHOFF ProntoSIL 300-10-C18 SH | C18 | 200 | 2 | 10 | 300 | L1 | fully | HPLC Column | SS | 200 x 2,0 mm
ProntoSIL | 2003K180PS100 | BISCHOFF ProntoSIL 300-10-C18 SH | C18 | 200 | 3 | 10 | 300 | L1 | fully | HPLC Column | SS | 200 x 3,0 mm
ProntoSIL | 2004K180PS100 | BISCHOFF ProntoSIL 300-10-C18 SH | C18 | 200 | 4 | 10 | 300 | L1 | fully | HPLC Column | SS | 200 x 4,0 mm
ProntoSIL | 2046K180PS100 | BISCHOFF ProntoSIL 300-10-C18 SH | C18 | 200 | 4.6 | 10 | 300 | L1 | fully | HPLC Column | SS | 200 x 4,6 mm
ProntoSIL | 2502K180PS100 | BISCHOFF ProntoSIL 300-10-C18 SH | C18 | 250 | 2 | 10 | 300 | L1 | fully | HPLC Column | SS | 250 x 2,0 mm
ProntoSIL | 2503K180PS100 | BISCHOFF ProntoSIL 300-10-C18 SH | C18 | 250 | 3 | 10 | 300 | L1 | fully | HPLC Column | SS | 250 x 3,0 mm
ProntoSIL | 2504K180PS100 | BISCHOFF ProntoSIL 300-10-C18 SH | C18 | 250 | 4 | 10 | 300 | L1 | fully | HPLC Column | SS | 250 x 4,0 mm
ProntoSIL | 2546K180PS100 | BISCHOFF ProntoSIL 300-10-C18 SH | C18 | 250 | 4.6 | 10 | 300 | L1 | fully | HPLC Column | SS | 250 x 4,6 mm
ProntoSIL | 3002K180PS100 | BISCHOFF ProntoSIL 300-10-C18 SH | C18 | 300 | 2 | 10 | 300 | L1 | fully | HPLC Column | SS | 300 x 2,0 mm
ProntoSIL | 3003K180PS100 | BISCHOFF ProntoSIL 300-10-C18 SH | C18 | 300 | 3 | 10 | 300 | L1 | fully | HPLC Column | SS | 300 x 3,0 mm
ProntoSIL | 3004K180PS100 | BISCHOFF ProntoSIL 300-10-C18 SH | C18 | 300 | 4 | 10 | 300 | L1 | fully | HPLC Column | SS | 300 x 4,0 mm
ProntoSIL | 3046K180PS100 | BISCHOFF ProntoSIL 300-10-C18 SH | C18 | 300 | 4.6 | 10 | 300 | L1 | fully | HPLC Column | SS | 300 x 4,6 mm
ProntoSIL | 01P4K180PS100 | BISCHOFF ProntoSIL 300-10-C18 SH | C18 | 14 | 4 | 10 | 300 | L1 | fully | HPLC Column | PEEK | 14 x 4,0 mm
ProntoSIL | A2P4K180PS100 | BISCHOFF ProntoSIL 300-10-C18 SH | C18 | 20 | 4 | 10 | 300 | L1 | fully | HPLC Column | PEEK | 20 x 4,0 mm
ProntoSIL | 02P4K180PS100 | BISCHOFF ProntoSIL 300-10-C18 SH | C18 | 25 | 4 | 10 | 300 | L1 | fully | HPLC Column | PEEK | 25 x 4,0 mm
ProntoSIL | 03P4K180PS100 | BISCHOFF ProntoSIL 300-10-C18 SH | C18 | 30 | 4 | 10 | 300 | L1 | fully | HPLC Column | PEEK | 30 x 4,0 mm
ProntoSIL | 04P4K180PS100 | BISCHOFF ProntoSIL 300-10-C18 SH | C18 | 33 | 4 | 10 | 300 | L1 | fully | HPLC Column | PEEK | 33 x 4,0 mm
ProntoSIL | A4P4K180PS100 | BISCHOFF ProntoSIL 300-10-C18 SH | C18 | 40 | 4 | 10 | 300 | L1 | fully | HPLC Column | PEEK | 40 x 4,0 mm
ProntoSIL | 05P4K180PS100 | BISCHOFF ProntoSIL 300-10-C18 SH | C18 | 50 | 4 | 10 | 300 | L1 | fully | HPLC Column | PEEK | 50 x 4,0 mm
ProntoSIL | 06P4K180PS100 | BISCHOFF ProntoSIL 300-10-C18 SH | C18 | 53 | 4 | 10 | 300 | L1 | fully | HPLC Column | PEEK | 53 x 4,0 mm
ProntoSIL | A6P4K180PS100 | BISCHOFF ProntoSIL 300-10-C18 SH | C18 | 60 | 4 | 10 | 300 | L1 | fully | HPLC Column | PEEK | 60 x 4,0 mm
ProntoSIL | 07P4K180PS100 | BISCHOFF ProntoSIL 300-10-C18 SH | C18 | 75 | 4 | 10 | 300 | L1 | fully | HPLC Column | PEEK | 75 x 4,0 mm
ProntoSIL | 10P4K180PS100 | BISCHOFF ProntoSIL 300-10-C18 SH | C18 | 100 | 4 | 10 | 300 | L1 | fully | HPLC Column | PEEK | 100 x 4,0 mm
ProntoSIL | 12P4K180PS100 | BISCHOFF ProntoSIL 300-10-C18 SH | C18 | 125 | 4 | 10 | 300 | L1 | fully | HPLC Column | PEEK | 125 x 4,0 mm
ProntoSIL | 15P4K180PS100 | BISCHOFF ProntoSIL 300-10-C18 SH | C18 | 150 | 4 | 10 | 300 | L1 | fully | HPLC Column | PEEK | 150 x 4,0 mm
ProntoSIL | 20P4K180PS100 | BISCHOFF ProntoSIL 300-10-C18 SH | C18 | 200 | 4 | 10 | 300 | L1 | fully | HPLC Column | PEEK | 200 x 4,0 mm
ProntoSIL | 25P4K180PS100 | BISCHOFF ProntoSIL 300-10-C18 SH | C18 | 250 | 4 | 10 | 300 | L1 | fully | HPLC Column | PEEK | 250 x 4,0 mm
ProntoSIL | 30P4K180PS100 | BISCHOFF ProntoSIL 300-10-C18 SH | C18 | 300 | 4 | 10 | 300 | L1 | fully | HPLC Column | PEEK | 300 x 4,0 mm
ProntoSIL | 6305K180PS100 | BISCHOFF ProntoSIL 300-10-C18 SH | C18 | 5 | 4 | 10 | 300 | L1 | fully | Cartridges (5 pcs.) | SS | 5 x 4,0 mm
ProntoSIL | 6301K180PS100 | BISCHOFF ProntoSIL 300-10-C18 SH | C18 | 10 | 4 | 10 | 300 | L1 | fully | Cartridges (5 pcs.) | SS | 10 x 4,0 mm
ProntoSIL | 6302K180PS100 | BISCHOFF ProntoSIL 300-10-C18 SH | C18 | 20 | 4 | 10 | 300 | L1 | fully | Cartridges (5 pcs.) | SS | 20 x 4,0 mm
ProntoSIL | 63P1K180PS100 | BISCHOFF ProntoSIL 300-10-C18 SH | C18 | 10 | 4 | 10 | 300 | L1 | fully | Cartridges (5 pcs.) | PEEK | 10 x 4,0 mm
ProntoSIL | 63P2K180PS100 | BISCHOFF ProntoSIL 300-10-C18 SH | C18 | 20 | 4 | 10 | 300 | L1 | fully | Cartridges (5 pcs.) | PEEK | 20 x 4,0 mm
ProntoSIL | 6335K180PS100 | BISCHOFF ProntoSIL 300-10-C18 SH | C18 | 5 | 3 | 10 | 300 | L1 | fully | Cartridges (5 pcs.) | SS | 5 x 3,0 mm
ProntoSIL | 6331K180PS100 | BISCHOFF ProntoSIL 300-10-C18 SH | C18 | 10 | 3 | 10 | 300 | L1 | fully | Cartridges (5 pcs.) | SS | 10 x 3,0 mm
ProntoSIL | 6332K180PS100 | BISCHOFF ProntoSIL 300-10-C18 SH | C18 | 20 | 3 | 10 | 300 | L1 | fully | Cartridges (5 pcs.) | SS | 20 x 3,0 mm
ProntoSIL | 6325K180PS100 | BISCHOFF ProntoSIL 300-10-C18 SH | C18 | 5 | 2 | 10 | 300 | L1 | fully | Cartridges (5 pcs.) | SS | 5 x 2,0 mm
ProntoSIL | 6321K180PS100 | BISCHOFF ProntoSIL 300-10-C18 SH | C18 | 10 | 2 | 10 | 300 | L1 | fully | Cartridges (5 pcs.) | SS | 10 x 2,0 mm
ProntoSIL | 6322K180PS100 | BISCHOFF ProntoSIL 300-10-C18 SH | C18 | 20 | 2 | 10 | 300 | L1 | fully | Cartridges (5 pcs.) | SS | 20 x 2,0 mm
ProntoSIL | 0102F184PS030 | BISCHOFF ProntoSIL 120-3-C18 AQ | AQ | 14 | 2 | 3 | 120 | L1 | fully | HPLC Column | SS | 14 x 2,0 mm
ProntoSIL | 0103F184PS030 | BISCHOFF ProntoSIL 120-3-C18 AQ | AQ | 14 | 3 | 3 | 120 | L1 | fully | HPLC Column | SS | 14 x 3,0 mm
ProntoSIL | 0104F184PS030 | BISCHOFF ProntoSIL 120-3-C18 AQ | AQ | 14 | 4 | 3 | 120 | L1 | fully | HPLC Column | SS | 14 x 4,0 mm
ProntoSIL | 0146F184PS030 | BISCHOFF ProntoSIL 120-3-C18 AQ | AQ | 14 | 4.6 | 3 | 120 | L1 | fully | HPLC Column | SS | 14 x 4,6 mm
ProntoSIL | A202F184PS030 | BISCHOFF ProntoSIL 120-3-C18 AQ | AQ | 20 | 2 | 3 | 120 | L1 | fully | HPLC Column | SS | 20 x 2,0 mm
ProntoSIL | A203F184PS030 | BISCHOFF ProntoSIL 120-3-C18 AQ | AQ | 20 | 3 | 3 | 120 | L1 | fully | HPLC Column | SS | 20 x 3,0 mm
ProntoSIL | A204F184PS030 | BISCHOFF ProntoSIL 120-3-C18 AQ | AQ | 20 | 4 | 3 | 120 | L1 | fully | HPLC Column | SS | 20 x 4,0 mm
ProntoSIL | A246F184PS030 | BISCHOFF ProntoSIL 120-3-C18 AQ | AQ | 20 | 4.6 | 3 | 120 | L1 | fully | HPLC Column | SS | 20 x 4,6 mm
ProntoSIL | 0202F184PS030 | BISCHOFF ProntoSIL 120-3-C18 AQ | AQ | 25 | 2 | 3 | 120 | L1 | fully | HPLC Column | SS | 25 x 2,0 mm
ProntoSIL | 0203F184PS030 | BISCHOFF ProntoSIL 120-3-C18 AQ | AQ | 25 | 3 | 3 | 120 | L1 | fully | HPLC Column | SS | 25 x 3,0 mm
ProntoSIL | 0204F184PS030 | BISCHOFF ProntoSIL 120-3-C18 AQ | AQ | 25 | 4 | 3 | 120 | L1 | fully | HPLC Column | SS | 25 x 4,0 mm
ProntoSIL | 0246F184PS030 | BISCHOFF ProntoSIL 120-3-C18 AQ | AQ | 25 | 4.6 | 3 | 120 | L1 | fully | HPLC Column | SS | 25 x 4,6 mm
ProntoSIL | 0302F184PS030 | BISCHOFF ProntoSIL 120-3-C18 AQ | AQ | 30 | 2 | 3 | 120 | L1 | fully | HPLC Column | SS | 30 x 2,0 mm
ProntoSIL | 0303F184PS030 | BISCHOFF ProntoSIL 120-3-C18 AQ | AQ | 30 | 3 | 3 | 120 | L1 | fully | HPLC Column | SS | 30 x 3,0 mm
ProntoSIL | 0304F184PS030 | BISCHOFF ProntoSIL 120-3-C18 AQ | AQ | 30 | 4 | 3 | 120 | L1 | fully | HPLC Column | SS | 30 x 4,0 mm
ProntoSIL | 0346F184PS030 | BISCHOFF ProntoSIL 120-3-C18 AQ | AQ | 30 | 4.6 | 3 | 120 | L1 | fully | HPLC Column | SS | 30 x 4,6 mm
ProntoSIL | 0402F184PS030 | BISCHOFF ProntoSIL 120-3-C18 AQ | AQ | 33 | 2 | 3 | 120 | L1 | fully | HPLC Column | SS | 33 x 2,0 mm
ProntoSIL | 0403F184PS030 | BISCHOFF ProntoSIL 120-3-C18 AQ | AQ | 33 | 3 | 3 | 120 | L1 | fully | HPLC Column | SS | 33 x 3,0 mm
ProntoSIL | 0404F184PS030 | BISCHOFF ProntoSIL 120-3-C18 AQ | AQ | 33 | 4 | 3 | 120 | L1 | fully | HPLC Column | SS | 33 x 4,0 mm
ProntoSIL | 0446F184PS030 | BISCHOFF ProntoSIL 120-3-C18 AQ | AQ | 33 | 4.6 | 3 | 120 | L1 | fully | HPLC Column | SS | 33 x 4,6 mm
ProntoSIL | A402F184PS030 | BISCHOFF ProntoSIL 120-3-C18 AQ | AQ | 40 | 2 | 3 | 120 | L1 | fully | HPLC Column | SS | 40 x 2,0 mm
ProntoSIL | A403F184PS030 | BISCHOFF ProntoSIL 120-3-C18 AQ | AQ | 40 | 3 | 3 | 120 | L1 | fully | HPLC Column | SS | 40 x 3,0 mm
ProntoSIL | A404F184PS030 | BISCHOFF ProntoSIL 120-3-C18 AQ | AQ | 40 | 4 | 3 | 120 | L1 | fully | HPLC Column | SS | 40 x 4,0 mm
ProntoSIL | A446F184PS030 | BISCHOFF ProntoSIL 120-3-C18 AQ | AQ | 40 | 4.6 | 3 | 120 | L1 | fully | HPLC Column | SS | 40 x 4,6 mm
ProntoSIL | 0502F184PS030 | BISCHOFF ProntoSIL 120-3-C18 AQ | AQ | 50 | 2 | 3 | 120 | L1 | fully | HPLC Column | SS | 50 x 2,0 mm
ProntoSIL | 0503F184PS030 | BISCHOFF ProntoSIL 120-3-C18 AQ | AQ | 50 | 3 | 3 | 120 | L1 | fully | HPLC Column | SS | 50 x 3,0 mm
ProntoSIL | 0504F184PS030 | BISCHOFF ProntoSIL 120-3-C18 AQ | AQ | 50 | 4 | 3 | 120 | L1 | fully | HPLC Column | SS | 50 x 4,0 mm
ProntoSIL | 0546F184PS030 | BISCHOFF ProntoSIL 120-3-C18 AQ | AQ | 50 | 4.6 | 3 | 120 | L1 | fully | HPLC Column | SS | 50 x 4,6 mm
ProntoSIL | 0602F184PS030 | BISCHOFF ProntoSIL 120-3-C18 AQ | AQ | 53 | 2 | 3 | 120 | L1 | fully | HPLC Column | SS | 53 x 2,0 mm
ProntoSIL | 0603F184PS030 | BISCHOFF ProntoSIL 120-3-C18 AQ | AQ | 53 | 3 | 3 | 120 | L1 | fully | HPLC Column | SS | 53 x 3,0 mm
ProntoSIL | 0604F184PS030 | BISCHOFF ProntoSIL 120-3-C18 AQ | AQ | 53 | 4 | 3 | 120 | L1 | fully | HPLC Column | SS | 53 x 4,0 mm
ProntoSIL | 0646F184PS030 | BISCHOFF ProntoSIL 120-3-C18 AQ | AQ | 53 | 4.6 | 3 | 120 | L1 | fully | HPLC Column | SS | 53 x 4,6 mm
ProntoSIL | A602F184PS030 | BISCHOFF ProntoSIL 120-3-C18 AQ | AQ | 60 | 2 | 3 | 120 | L1 | fully | HPLC Column | SS | 60 x 2,0 mm
ProntoSIL | A603F184PS030 | BISCHOFF ProntoSIL 120-3-C18 AQ | AQ | 60 | 3 | 3 | 120 | L1 | fully | HPLC Column | SS | 60 x 3,0 mm
ProntoSIL | A604F184PS030 | BISCHOFF ProntoSIL 120-3-C18 AQ | AQ | 60 | 4 | 3 | 120 | L1 | fully | HPLC Column | SS | 60 x 4,0 mm
ProntoSIL | A646F184PS030 | BISCHOFF ProntoSIL 120-3-C18 AQ | AQ | 60 | 4.6 | 3 | 120 | L1 | fully | HPLC Column | SS | 60 x 4,6 mm
ProntoSIL | 0702F184PS030 | BISCHOFF ProntoSIL 120-3-C18 AQ | AQ | 75 | 2 | 3 | 120 | L1 | fully | HPLC Column | SS | 75 x 2,0 mm
ProntoSIL | 0703F184PS030 | BISCHOFF ProntoSIL 120-3-C18 AQ | AQ | 75 | 3 | 3 | 120 | L1 | fully | HPLC Column | SS | 75 x 3,0 mm
ProntoSIL | 0704F184PS030 | BISCHOFF ProntoSIL 120-3-C18 AQ | AQ | 75 | 4 | 3 | 120 | L1 | fully | HPLC Column | SS | 75 x 4,0 mm
ProntoSIL | 0746F184PS030 | BISCHOFF ProntoSIL 120-3-C18 AQ | AQ | 75 | 4.6 | 3 | 120 | L1 | fully | HPLC Column | SS | 75 x 4,6 mm
ProntoSIL | 1002F184PS030 | BISCHOFF ProntoSIL 120-3-C18 AQ | AQ | 100 | 2 | 3 | 120 | L1 | fully | HPLC Column | SS | 100 x 2,0 mm
ProntoSIL | 1003F184PS030 | BISCHOFF ProntoSIL 120-3-C18 AQ | AQ | 100 | 3 | 3 | 120 | L1 | fully | HPLC Column | SS | 100 x 3,0 mm
ProntoSIL | 1004F184PS030 | BISCHOFF ProntoSIL 120-3-C18 AQ | AQ | 100 | 4 | 3 | 120 | L1 | fully | HPLC Column | SS | 100 x 4,0 mm
ProntoSIL | 1046F184PS030 | BISCHOFF ProntoSIL 120-3-C18 AQ | AQ | 100 | 4.6 | 3 | 120 | L1 | fully | HPLC Column | SS | 100 x 4,6 mm
ProntoSIL | 1202F184PS030 | BISCHOFF ProntoSIL 120-3-C18 AQ | AQ | 125 | 2 | 3 | 120 | L1 | fully | HPLC Column | SS | 125 x 2,0 mm
ProntoSIL | 1203F184PS030 | BISCHOFF ProntoSIL 120-3-C18 AQ | AQ | 125 | 3 | 3 | 120 | L1 | fully | HPLC Column | SS | 125 x 3,0 mm
ProntoSIL | 1204F184PS030 | BISCHOFF ProntoSIL 120-3-C18 AQ | AQ | 125 | 4 | 3 | 120 | L1 | fully | HPLC Column | SS | 125 x 4,0 mm
ProntoSIL | 1246F184PS030 | BISCHOFF ProntoSIL 120-3-C18 AQ | AQ | 125 | 4.6 | 3 | 120 | L1 | fully | HPLC Column | SS | 125 x 4,6 mm
ProntoSIL | 1502F184PS030 | BISCHOFF ProntoSIL 120-3-C18 AQ | AQ | 150 | 2 | 3 | 120 | L1 | fully | HPLC Column | SS | 150 x 2,0 mm
ProntoSIL | 1503F184PS030 | BISCHOFF ProntoSIL 120-3-C18 AQ | AQ | 150 | 3 | 3 | 120 | L1 | fully | HPLC Column | SS | 150 x 3,0 mm
ProntoSIL | 1504F184PS030 | BISCHOFF ProntoSIL 120-3-C18 AQ | AQ | 150 | 4 | 3 | 120 | L1 | fully | HPLC Column | SS | 150 x 4,0 mm
ProntoSIL | 1546F184PS030 | BISCHOFF ProntoSIL 120-3-C18 AQ | AQ | 150 | 4.6 | 3 | 120 | L1 | fully | HPLC Column | SS | 150 x 4,6 mm
ProntoSIL | 2002F184PS030 | BISCHOFF ProntoSIL 120-3-C18 AQ | AQ | 200 | 2 | 3 | 120 | L1 | fully | HPLC Column | SS | 200 x 2,0 mm
ProntoSIL | 2003F184PS030 | BISCHOFF ProntoSIL 120-3-C18 AQ | AQ | 200 | 3 | 3 | 120 | L1 | fully | HPLC Column | SS | 200 x 3,0 mm
ProntoSIL | 2004F184PS030 | BISCHOFF ProntoSIL 120-3-C18 AQ | AQ | 200 | 4 | 3 | 120 | L1 | fully | HPLC Column | SS | 200 x 4,0 mm
ProntoSIL | 2046F184PS030 | BISCHOFF ProntoSIL 120-3-C18 AQ | AQ | 200 | 4.6 | 3 | 120 | L1 | fully | HPLC Column | SS | 200 x 4,6 mm
ProntoSIL | 2502F184PS030 | BISCHOFF ProntoSIL 120-3-C18 AQ | AQ | 250 | 2 | 3 | 120 | L1 | fully | HPLC Column | SS | 250 x 2,0 mm
ProntoSIL | 2503F184PS030 | BISCHOFF ProntoSIL 120-3-C18 AQ | AQ | 250 | 3 | 3 | 120 | L1 | fully | HPLC Column | SS | 250 x 3,0 mm
ProntoSIL | 2504F184PS030 | BISCHOFF ProntoSIL 120-3-C18 AQ | AQ | 250 | 4 | 3 | 120 | L1 | fully | HPLC Column | SS | 250 x 4,0 mm
ProntoSIL | 2546F184PS030 | BISCHOFF ProntoSIL 120-3-C18 AQ | AQ | 250 | 4.6 | 3 | 120 | L1 | fully | HPLC Column | SS | 250 x 4,6 mm
ProntoSIL | 3002F184PS030 | BISCHOFF ProntoSIL 120-3-C18 AQ | AQ | 300 | 2 | 3 | 120 | L1 | fully | HPLC Column | SS | 300 x 2,0 mm
ProntoSIL | 3003F184PS030 | BISCHOFF ProntoSIL 120-3-C18 AQ | AQ | 300 | 3 | 3 | 120 | L1 | fully | HPLC Column | SS | 300 x 3,0 mm
ProntoSIL | 3004F184PS030 | BISCHOFF ProntoSIL 120-3-C18 AQ | AQ | 300 | 4 | 3 | 120 | L1 | fully | HPLC Column | SS | 300 x 4,0 mm
ProntoSIL | 3046F184PS030 | BISCHOFF ProntoSIL 120-3-C18 AQ | AQ | 300 | 4.6 | 3 | 120 | L1 | fully | HPLC Column | SS | 300 x 4,6 mm
ProntoSIL | 01P4F184PS030 | BISCHOFF ProntoSIL 120-3-C18 AQ | AQ | 14 | 4 | 3 | 120 | L1 | fully | HPLC Column | PEEK | 14 x 4,0 mm
ProntoSIL | A2P4F184PS030 | BISCHOFF ProntoSIL 120-3-C18 AQ | AQ | 20 | 4 | 3 | 120 | L1 | fully | HPLC Column | PEEK | 20 x 4,0 mm
ProntoSIL | 02P4F184PS030 | BISCHOFF ProntoSIL 120-3-C18 AQ | AQ | 25 | 4 | 3 | 120 | L1 | fully | HPLC Column | PEEK | 25 x 4,0 mm
ProntoSIL | 03P4F184PS030 | BISCHOFF ProntoSIL 120-3-C18 AQ | AQ | 30 | 4 | 3 | 120 | L1 | fully | HPLC Column | PEEK | 30 x 4,0 mm
ProntoSIL | 04P4F184PS030 | BISCHOFF ProntoSIL 120-3-C18 AQ | AQ | 33 | 4 | 3 | 120 | L1 | fully | HPLC Column | PEEK | 33 x 4,0 mm
ProntoSIL | A4P4F184PS030 | BISCHOFF ProntoSIL 120-3-C18 AQ | AQ | 40 | 4 | 3 | 120 | L1 | fully | HPLC Column | PEEK | 40 x 4,0 mm
ProntoSIL | 05P4F184PS030 | BISCHOFF ProntoSIL 120-3-C18 AQ | AQ | 50 | 4 | 3 | 120 | L1 | fully | HPLC Column | PEEK | 50 x 4,0 mm
ProntoSIL | 06P4F184PS030 | BISCHOFF ProntoSIL 120-3-C18 AQ | AQ | 53 | 4 | 3 | 120 | L1 | fully | HPLC Column | PEEK | 53 x 4,0 mm
ProntoSIL | A6P4F184PS030 | BISCHOFF ProntoSIL 120-3-C18 AQ | AQ | 60 | 4 | 3 | 120 | L1 | fully | HPLC Column | PEEK | 60 x 4,0 mm
ProntoSIL | 07P4F184PS030 | BISCHOFF ProntoSIL 120-3-C18 AQ | AQ | 75 | 4 | 3 | 120 | L1 | fully | HPLC Column | PEEK | 75 x 4,0 mm
ProntoSIL | 10P4F184PS030 | BISCHOFF ProntoSIL 120-3-C18 AQ | AQ | 100 | 4 | 3 | 120 | L1 | fully | HPLC Column | PEEK | 100 x 4,0 mm
ProntoSIL | 12P4F184PS030 | BISCHOFF ProntoSIL 120-3-C18 AQ | AQ | 125 | 4 | 3 | 120 | L1 | fully | HPLC Column | PEEK | 125 x 4,0 mm
ProntoSIL | 15P4F184PS030 | BISCHOFF ProntoSIL 120-3-C18 AQ | AQ | 150 | 4 | 3 | 120 | L1 | fully | HPLC Column | PEEK | 150 x 4,0 mm
ProntoSIL | 20P4F184PS030 | BISCHOFF ProntoSIL 120-3-C18 AQ | AQ | 200 | 4 | 3 | 120 | L1 | fully | HPLC Column | PEEK | 200 x 4,0 mm
ProntoSIL | 25P4F184PS030 | BISCHOFF ProntoSIL 120-3-C18 AQ | AQ | 250 | 4 | 3 | 120 | L1 | fully | HPLC Column | PEEK | 250 x 4,0 mm
ProntoSIL | 30P4F184PS030 | BISCHOFF ProntoSIL 120-3-C18 AQ | AQ | 300 | 4 | 3 | 120 | L1 | fully | HPLC Column | PEEK | 300 x 4,0 mm
ProntoSIL | 6305F184PS030 | BISCHOFF ProntoSIL 120-3-C18 AQ | AQ | 5 | 4 | 3 | 120 | L1 | fully | Cartridges (5 pcs.) | SS | 5 x 4,0 mm
ProntoSIL | 6301F184PS030 | BISCHOFF ProntoSIL 120-3-C18 AQ | AQ | 10 | 4 | 3 | 120 | L1 | fully | Cartridges (5 pcs.) | SS | 10 x 4,0 mm
ProntoSIL | 6302F184PS030 | BISCHOFF ProntoSIL 120-3-C18 AQ | AQ | 20 | 4 | 3 | 120 | L1 | fully | Cartridges (5 pcs.) | SS | 20 x 4,0 mm
ProntoSIL | 63P1F184PS030 | BISCHOFF ProntoSIL 120-3-C18 AQ | AQ | 10 | 4 | 3 | 120 | L1 | fully | Cartridges (5 pcs.) | PEEK | 10 x 4,0 mm
ProntoSIL | 63P2F184PS030 | BISCHOFF ProntoSIL 120-3-C18 AQ | AQ | 20 | 4 | 3 | 120 | L1 | fully | Cartridges (5 pcs.) | PEEK | 20 x 4,0 mm
ProntoSIL | 6335F184PS030 | BISCHOFF ProntoSIL 120-3-C18 AQ | AQ | 5 | 3 | 3 | 120 | L1 | fully | Cartridges (5 pcs.) | SS | 5 x 3,0 mm
ProntoSIL | 6331F184PS030 | BISCHOFF ProntoSIL 120-3-C18 AQ | AQ | 10 | 3 | 3 | 120 | L1 | fully | Cartridges (5 pcs.) | SS | 10 x 3,0 mm
ProntoSIL | 6332F184PS030 | BISCHOFF ProntoSIL 120-3-C18 AQ | AQ | 20 | 3 | 3 | 120 | L1 | fully | Cartridges (5 pcs.) | SS | 20 x 3,0 mm
ProntoSIL | 6325F184PS030 | BISCHOFF ProntoSIL 120-3-C18 AQ | AQ | 5 | 2 | 3 | 120 | L1 | fully | Cartridges (5 pcs.) | SS | 5 x 2,0 mm
ProntoSIL | 6321F184PS030 | BISCHOFF ProntoSIL 120-3-C18 AQ | AQ | 10 | 2 | 3 | 120 | L1 | fully | Cartridges (5 pcs.) | SS | 10 x 2,0 mm
ProntoSIL | 6322F184PS030 | BISCHOFF ProntoSIL 120-3-C18 AQ | AQ | 20 | 2 | 3 | 120 | L1 | fully | Cartridges (5 pcs.) | SS | 20 x 2,0 mm
ProntoSIL | 0102F184PS050 | BISCHOFF ProntoSIL 120-5-C18 AQ | AQ | 14 | 2 | 5 | 120 | L1 | fully | HPLC Column | SS | 14 x 2,0 mm
ProntoSIL | 0103F184PS050 | BISCHOFF ProntoSIL 120-5-C18 AQ | AQ | 14 | 3 | 5 | 120 | L1 | fully | HPLC Column | SS | 14 x 3,0 mm
ProntoSIL | 0104F184PS050 | BISCHOFF ProntoSIL 120-5-C18 AQ | AQ | 14 | 4 | 5 | 120 | L1 | fully | HPLC Column | SS | 14 x 4,0 mm
ProntoSIL | 0146F184PS050 | BISCHOFF ProntoSIL 120-5-C18 AQ | AQ | 14 | 4.6 | 5 | 120 | L1 | fully | HPLC Column | SS | 14 x 4,6 mm
ProntoSIL | A202F184PS050 | BISCHOFF ProntoSIL 120-5-C18 AQ | AQ | 20 | 2 | 5 | 120 | L1 | fully | HPLC Column | SS | 20 x 2,0 mm
ProntoSIL | A203F184PS050 | BISCHOFF ProntoSIL 120-5-C18 AQ | AQ | 20 | 3 | 5 | 120 | L1 | fully | HPLC Column | SS | 20 x 3,0 mm
ProntoSIL | A204F184PS050 | BISCHOFF ProntoSIL 120-5-C18 AQ | AQ | 20 | 4 | 5 | 120 | L1 | fully | HPLC Column | SS | 20 x 4,0 mm
ProntoSIL | A246F184PS050 | BISCHOFF ProntoSIL 120-5-C18 AQ | AQ | 20 | 4.6 | 5 | 120 | L1 | fully | HPLC Column | SS | 20 x 4,6 mm
ProntoSIL | 0202F184PS050 | BISCHOFF ProntoSIL 120-5-C18 AQ | AQ | 25 | 2 | 5 | 120 | L1 | fully | HPLC Column | SS | 25 x 2,0 mm
ProntoSIL | 0203F184PS050 | BISCHOFF ProntoSIL 120-5-C18 AQ | AQ | 25 | 3 | 5 | 120 | L1 | fully | HPLC Column | SS | 25 x 3,0 mm
ProntoSIL | 0204F184PS050 | BISCHOFF ProntoSIL 120-5-C18 AQ | AQ | 25 | 4 | 5 | 120 | L1 | fully | HPLC Column | SS | 25 x 4,0 mm
ProntoSIL | 0246F184PS050 | BISCHOFF ProntoSIL 120-5-C18 AQ | AQ | 25 | 4.6 | 5 | 120 | L1 | fully | HPLC Column | SS | 25 x 4,6 mm
ProntoSIL | 0302F184PS050 | BISCHOFF ProntoSIL 120-5-C18 AQ | AQ | 30 | 2 | 5 | 120 | L1 | fully | HPLC Column | SS | 30 x 2,0 mm
ProntoSIL | 0303F184PS050 | BISCHOFF ProntoSIL 120-5-C18 AQ | AQ | 30 | 3 | 5 | 120 | L1 | fully | HPLC Column | SS | 30 x 3,0 mm
ProntoSIL | 0304F184PS050 | BISCHOFF ProntoSIL 120-5-C18 AQ | AQ | 30 | 4 | 5 | 120 | L1 | fully | HPLC Column | SS | 30 x 4,0 mm
ProntoSIL | 0346F184PS050 | BISCHOFF ProntoSIL 120-5-C18 AQ | AQ | 30 | 4.6 | 5 | 120 | L1 | fully | HPLC Column | SS | 30 x 4,6 mm
ProntoSIL | 0402F184PS050 | BISCHOFF ProntoSIL 120-5-C18 AQ | AQ | 33 | 2 | 5 | 120 | L1 | fully | HPLC Column | SS | 33 x 2,0 mm
ProntoSIL | 0403F184PS050 | BISCHOFF ProntoSIL 120-5-C18 AQ | AQ | 33 | 3 | 5 | 120 | L1 | fully | HPLC Column | SS | 33 x 3,0 mm
ProntoSIL | 0404F184PS050 | BISCHOFF ProntoSIL 120-5-C18 AQ | AQ | 33 | 4 | 5 | 120 | L1 | fully | HPLC Column | SS | 33 x 4,0 mm
ProntoSIL | 0446F184PS050 | BISCHOFF ProntoSIL 120-5-C18 AQ | AQ | 33 | 4.6 | 5 | 120 | L1 | fully | HPLC Column | SS | 33 x 4,6 mm
ProntoSIL | A402F184PS050 | BISCHOFF ProntoSIL 120-5-C18 AQ | AQ | 40 | 2 | 5 | 120 | L1 | fully | HPLC Column | SS | 40 x 2,0 mm
ProntoSIL | A403F184PS050 | BISCHOFF ProntoSIL 120-5-C18 AQ | AQ | 40 | 3 | 5 | 120 | L1 | fully | HPLC Column | SS | 40 x 3,0 mm
ProntoSIL | A404F184PS050 | BISCHOFF ProntoSIL 120-5-C18 AQ | AQ | 40 | 4 | 5 | 120 | L1 | fully | HPLC Column | SS | 40 x 4,0 mm
ProntoSIL | A446F184PS050 | BISCHOFF ProntoSIL 120-5-C18 AQ | AQ | 40 | 4.6 | 5 | 120 | L1 | fully | HPLC Column | SS | 40 x 4,6 mm
ProntoSIL | 0502F184PS050 | BISCHOFF ProntoSIL 120-5-C18 AQ | AQ | 50 | 2 | 5 | 120 | L1 | fully | HPLC Column | SS | 50 x 2,0 mm
ProntoSIL | 0503F184PS050 | BISCHOFF ProntoSIL 120-5-C18 AQ | AQ | 50 | 3 | 5 | 120 | L1 | fully | HPLC Column | SS | 50 x 3,0 mm
ProntoSIL | 0504F184PS050 | BISCHOFF ProntoSIL 120-5-C18 AQ | AQ | 50 | 4 | 5 | 120 | L1 | fully | HPLC Column | SS | 50 x 4,0 mm
ProntoSIL | 0546F184PS050 | BISCHOFF ProntoSIL 120-5-C18 AQ | AQ | 50 | 4.6 | 5 | 120 | L1 | fully | HPLC Column | SS | 50 x 4,6 mm
ProntoSIL | 0602F184PS050 | BISCHOFF ProntoSIL 120-5-C18 AQ | AQ | 53 | 2 | 5 | 120 | L1 | fully | HPLC Column | SS | 53 x 2,0 mm
ProntoSIL | 0603F184PS050 | BISCHOFF ProntoSIL 120-5-C18 AQ | AQ | 53 | 3 | 5 | 120 | L1 | fully | HPLC Column | SS | 53 x 3,0 mm
ProntoSIL | 0604F184PS050 | BISCHOFF ProntoSIL 120-5-C18 AQ | AQ | 53 | 4 | 5 | 120 | L1 | fully | HPLC Column | SS | 53 x 4,0 mm
ProntoSIL | 0646F184PS050 | BISCHOFF ProntoSIL 120-5-C18 AQ | AQ | 53 | 4.6 | 5 | 120 | L1 | fully | HPLC Column | SS | 53 x 4,6 mm
ProntoSIL | A602F184PS050 | BISCHOFF ProntoSIL 120-5-C18 AQ | AQ | 60 | 2 | 5 | 120 | L1 | fully | HPLC Column | SS | 60 x 2,0 mm
ProntoSIL | A603F184PS050 | BISCHOFF ProntoSIL 120-5-C18 AQ | AQ | 60 | 3 | 5 | 120 | L1 | fully | HPLC Column | SS | 60 x 3,0 mm
ProntoSIL | A604F184PS050 | BISCHOFF ProntoSIL 120-5-C18 AQ | AQ | 60 | 4 | 5 | 120 | L1 | fully | HPLC Column | SS | 60 x 4,0 mm
ProntoSIL | A646F184PS050 | BISCHOFF ProntoSIL 120-5-C18 AQ | AQ | 60 | 4.6 | 5 | 120 | L1 | fully | HPLC Column | SS | 60 x 4,6 mm
ProntoSIL | 0702F184PS050 | BISCHOFF ProntoSIL 120-5-C18 AQ | AQ | 75 | 2 | 5 | 120 | L1 | fully | HPLC Column | SS | 75 x 2,0 mm
ProntoSIL | 0703F184PS050 | BISCHOFF ProntoSIL 120-5-C18 AQ | AQ | 75 | 3 | 5 | 120 | L1 | fully | HPLC Column | SS | 75 x 3,0 mm
ProntoSIL | 0704F184PS050 | BISCHOFF ProntoSIL 120-5-C18 AQ | AQ | 75 | 4 | 5 | 120 | L1 | fully | HPLC Column | SS | 75 x 4,0 mm
ProntoSIL | 0746F184PS050 | BISCHOFF ProntoSIL 120-5-C18 AQ | AQ | 75 | 4.6 | 5 | 120 | L1 | fully | HPLC Column | SS | 75 x 4,6 mm
ProntoSIL | 1002F184PS050 | BISCHOFF ProntoSIL 120-5-C18 AQ | AQ | 100 | 2 | 5 | 120 | L1 | fully | HPLC Column | SS | 100 x 2,0 mm
ProntoSIL | 1003F184PS050 | BISCHOFF ProntoSIL 120-5-C18 AQ | AQ | 100 | 3 | 5 | 120 | L1 | fully | HPLC Column | SS | 100 x 3,0 mm
ProntoSIL | 1004F184PS050 | BISCHOFF ProntoSIL 120-5-C18 AQ | AQ | 100 | 4 | 5 | 120 | L1 | fully | HPLC Column | SS | 100 x 4,0 mm
ProntoSIL | 1046F184PS050 | BISCHOFF ProntoSIL 120-5-C18 AQ | AQ | 100 | 4.6 | 5 | 120 | L1 | fully | HPLC Column | SS | 100 x 4,6 mm
ProntoSIL | 1202F184PS050 | BISCHOFF ProntoSIL 120-5-C18 AQ | AQ | 125 | 2 | 5 | 120 | L1 | fully | HPLC Column | SS | 125 x 2,0 mm
ProntoSIL | 1203F184PS050 | BISCHOFF ProntoSIL 120-5-C18 AQ | AQ | 125 | 3 | 5 | 120 | L1 | fully | HPLC Column | SS | 125 x 3,0 mm
ProntoSIL | 1204F184PS050 | BISCHOFF ProntoSIL 120-5-C18 AQ | AQ | 125 | 4 | 5 | 120 | L1 | fully | HPLC Column | SS | 125 x 4,0 mm
ProntoSIL | 1246F184PS050 | BISCHOFF ProntoSIL 120-5-C18 AQ | AQ | 125 | 4.6 | 5 | 120 | L1 | fully | HPLC Column | SS | 125 x 4,6 mm
ProntoSIL | 1502F184PS050 | BISCHOFF ProntoSIL 120-5-C18 AQ | AQ | 150 | 2 | 5 | 120 | L1 | fully | HPLC Column | SS | 150 x 2,0 mm
ProntoSIL | 1503F184PS050 | BISCHOFF ProntoSIL 120-5-C18 AQ | AQ | 150 | 3 | 5 | 120 | L1 | fully | HPLC Column | SS | 150 x 3,0 mm
ProntoSIL | 1504F184PS050 | BISCHOFF ProntoSIL 120-5-C18 AQ | AQ | 150 | 4 | 5 | 120 | L1 | fully | HPLC Column | SS | 150 x 4,0 mm
ProntoSIL | 1546F184PS050 | BISCHOFF ProntoSIL 120-5-C18 AQ | AQ | 150 | 4.6 | 5 | 120 | L1 | fully | HPLC Column | SS | 150 x 4,6 mm
ProntoSIL | 2002F184PS050 | BISCHOFF ProntoSIL 120-5-C18 AQ | AQ | 200 | 2 | 5 | 120 | L1 | fully | HPLC Column | SS | 200 x 2,0 mm
ProntoSIL | 2003F184PS050 | BISCHOFF ProntoSIL 120-5-C18 AQ | AQ | 200 | 3 | 5 | 120 | L1 | fully | HPLC Column | SS | 200 x 3,0 mm
ProntoSIL | 2004F184PS050 | BISCHOFF ProntoSIL 120-5-C18 AQ | AQ | 200 | 4 | 5 | 120 | L1 | fully | HPLC Column | SS | 200 x 4,0 mm
ProntoSIL | 2046F184PS050 | BISCHOFF ProntoSIL 120-5-C18 AQ | AQ | 200 | 4.6 | 5 | 120 | L1 | fully | HPLC Column | SS | 200 x 4,6 mm
ProntoSIL | 2502F184PS050 | BISCHOFF ProntoSIL 120-5-C18 AQ | AQ | 250 | 2 | 5 | 120 | L1 | fully | HPLC Column | SS | 250 x 2,0 mm
ProntoSIL | 2503F184PS050 | BISCHOFF ProntoSIL 120-5-C18 AQ | AQ | 250 | 3 | 5 | 120 | L1 | fully | HPLC Column | SS | 250 x 3,0 mm
ProntoSIL | 2504F184PS050 | BISCHOFF ProntoSIL 120-5-C18 AQ | AQ | 250 | 4 | 5 | 120 | L1 | fully | HPLC Column | SS | 250 x 4,0 mm
ProntoSIL | 2546F184PS050 | BISCHOFF ProntoSIL 120-5-C18 AQ | AQ | 250 | 4.6 | 5 | 120 | L1 | fully | HPLC Column | SS | 250 x 4,6 mm
ProntoSIL | 3002F184PS050 | BISCHOFF ProntoSIL 120-5-C18 AQ | AQ | 300 | 2 | 5 | 120 | L1 | fully | HPLC Column | SS | 300 x 2,0 mm
ProntoSIL | 3003F184PS050 | BISCHOFF ProntoSIL 120-5-C18 AQ | AQ | 300 | 3 | 5 | 120 | L1 | fully | HPLC Column | SS | 300 x 3,0 mm
ProntoSIL | 3004F184PS050 | BISCHOFF ProntoSIL 120-5-C18 AQ | AQ | 300 | 4 | 5 | 120 | L1 | fully | HPLC Column | SS | 300 x 4,0 mm
ProntoSIL | 3046F184PS050 | BISCHOFF ProntoSIL 120-5-C18 AQ | AQ | 300 | 4.6 | 5 | 120 | L1 | fully | HPLC Column | SS | 300 x 4,6 mm
ProntoSIL | 01P4F184PS050 | BISCHOFF ProntoSIL 120-5-C18 AQ | AQ | 14 | 4 | 5 | 120 | L1 | fully | HPLC Column | PEEK | 14 x 4,0 mm
ProntoSIL | A2P4F184PS050 | BISCHOFF ProntoSIL 120-5-C18 AQ | AQ | 20 | 4 | 5 | 120 | L1 | fully | HPLC Column | PEEK | 20 x 4,0 mm
ProntoSIL | 02P4F184PS050 | BISCHOFF ProntoSIL 120-5-C18 AQ | AQ | 25 | 4 | 5 | 120 | L1 | fully | HPLC Column | PEEK | 25 x 4,0 mm
ProntoSIL | 03P4F184PS050 | BISCHOFF ProntoSIL 120-5-C18 AQ | AQ | 30 | 4 | 5 | 120 | L1 | fully | HPLC Column | PEEK | 30 x 4,0 mm
ProntoSIL | 04P4F184PS050 | BISCHOFF ProntoSIL 120-5-C18 AQ | AQ | 33 | 4 | 5 | 120 | L1 | fully | HPLC Column | PEEK | 33 x 4,0 mm
ProntoSIL | A4P4F184PS050 | BISCHOFF ProntoSIL 120-5-C18 AQ | AQ | 40 | 4 | 5 | 120 | L1 | fully | HPLC Column | PEEK | 40 x 4,0 mm
ProntoSIL | 05P4F184PS050 | BISCHOFF ProntoSIL 120-5-C18 AQ | AQ | 50 | 4 | 5 | 120 | L1 | fully | HPLC Column | PEEK | 50 x 4,0 mm
ProntoSIL | 06P4F184PS050 | BISCHOFF ProntoSIL 120-5-C18 AQ | AQ | 53 | 4 | 5 | 120 | L1 | fully | HPLC Column | PEEK | 53 x 4,0 mm
ProntoSIL | A6P4F184PS050 | BISCHOFF ProntoSIL 120-5-C18 AQ | AQ | 60 | 4 | 5 | 120 | L1 | fully | HPLC Column | PEEK | 60 x 4,0 mm
ProntoSIL | 07P4F184PS050 | BISCHOFF ProntoSIL 120-5-C18 AQ | AQ | 75 | 4 | 5 | 120 | L1 | fully | HPLC Column | PEEK | 75 x 4,0 mm
ProntoSIL | 10P4F184PS050 | BISCHOFF ProntoSIL 120-5-C18 AQ | AQ | 100 | 4 | 5 | 120 | L1 | fully | HPLC Column | PEEK | 100 x 4,0 mm
ProntoSIL | 12P4F184PS050 | BISCHOFF ProntoSIL 120-5-C18 AQ | AQ | 125 | 4 | 5 | 120 | L1 | fully | HPLC Column | PEEK | 125 x 4,0 mm
ProntoSIL | 15P4F184PS050 | BISCHOFF ProntoSIL 120-5-C18 AQ | AQ | 150 | 4 | 5 | 120 | L1 | fully | HPLC Column | PEEK | 150 x 4,0 mm
ProntoSIL | 20P4F184PS050 | BISCHOFF ProntoSIL 120-5-C18 AQ | AQ | 200 | 4 | 5 | 120 | L1 | fully | HPLC Column | PEEK | 200 x 4,0 mm
ProntoSIL | 25P4F184PS050 | BISCHOFF ProntoSIL 120-5-C18 AQ | AQ | 250 | 4 | 5 | 120 | L1 | fully | HPLC Column | PEEK | 250 x 4,0 mm
ProntoSIL | 30P4F184PS050 | BISCHOFF ProntoSIL 120-5-C18 AQ | AQ | 300 | 4 | 5 | 120 | L1 | fully | HPLC Column | PEEK | 300 x 4,0 mm
ProntoSIL | 6305F184PS050 | BISCHOFF ProntoSIL 120-5-C18 AQ | AQ | 5 | 4 | 5 | 120 | L1 | fully | Cartridges (5 pcs.) | SS | 5 x 4,0 mm
ProntoSIL | 6301F184PS050 | BISCHOFF ProntoSIL 120-5-C18 AQ | AQ | 10 | 4 | 5 | 120 | L1 | fully | Cartridges (5 pcs.) | SS | 10 x 4,0 mm
ProntoSIL | 6302F184PS050 | BISCHOFF ProntoSIL 120-5-C18 AQ | AQ | 20 | 4 | 5 | 120 | L1 | fully | Cartridges (5 pcs.) | SS | 20 x 4,0 mm
ProntoSIL | 63P1F184PS050 | BISCHOFF ProntoSIL 120-5-C18 AQ | AQ | 10 | 4 | 5 | 120 | L1 | fully | Cartridges (5 pcs.) | PEEK | 10 x 4,0 mm
ProntoSIL | 63P2F184PS050 | BISCHOFF ProntoSIL 120-5-C18 AQ | AQ | 20 | 4 | 5 | 120 | L1 | fully | Cartridges (5 pcs.) | PEEK | 20 x 4,0 mm
ProntoSIL | 6335F184PS050 | BISCHOFF ProntoSIL 120-5-C18 AQ | AQ | 5 | 3 | 5 | 120 | L1 | fully | Cartridges (5 pcs.) | SS | 5 x 3,0 mm
ProntoSIL | 6331F184PS050 | BISCHOFF ProntoSIL 120-5-C18 AQ | AQ | 10 | 3 | 5 | 120 | L1 | fully | Cartridges (5 pcs.) | SS | 10 x 3,0 mm
ProntoSIL | 6332F184PS050 | BISCHOFF ProntoSIL 120-5-C18 AQ | AQ | 20 | 3 | 5 | 120 | L1 | fully | Cartridges (5 pcs.) | SS | 20 x 3,0 mm
ProntoSIL | 6325F184PS050 | BISCHOFF ProntoSIL 120-5-C18 AQ | AQ | 5 | 2 | 5 | 120 | L1 | fully | Cartridges (5 pcs.) | SS | 5 x 2,0 mm
ProntoSIL | 6321F184PS050 | BISCHOFF ProntoSIL 120-5-C18 AQ | AQ | 10 | 2 | 5 | 120 | L1 | fully | Cartridges (5 pcs.) | SS | 10 x 2,0 mm
ProntoSIL | 6322F184PS050 | BISCHOFF ProntoSIL 120-5-C18 AQ | AQ | 20 | 2 | 5 | 120 | L1 | fully | Cartridges (5 pcs.) | SS | 20 x 2,0 mm
ProntoSIL | 0102F184PS100 | BISCHOFF ProntoSIL 120-10-C18 AQ | AQ | 14 | 2 | 10 | 120 | L1 | fully | HPLC Column | SS | 14 x 2,0 mm
ProntoSIL | 0103F184PS100 | BISCHOFF ProntoSIL 120-10-C18 AQ | AQ | 14 | 3 | 10 | 120 | L1 | fully | HPLC Column | SS | 14 x 3,0 mm
ProntoSIL | 0104F184PS100 | BISCHOFF ProntoSIL 120-10-C18 AQ | AQ | 14 | 4 | 10 | 120 | L1 | fully | HPLC Column | SS | 14 x 4,0 mm
ProntoSIL | 0146F184PS100 | BISCHOFF ProntoSIL 120-10-C18 AQ | AQ | 14 | 4.6 | 10 | 120 | L1 | fully | HPLC Column | SS | 14 x 4,6 mm
ProntoSIL | A202F184PS100 | BISCHOFF ProntoSIL 120-10-C18 AQ | AQ | 20 | 2 | 10 | 120 | L1 | fully | HPLC Column | SS | 20 x 2,0 mm
ProntoSIL | A203F184PS100 | BISCHOFF ProntoSIL 120-10-C18 AQ | AQ | 20 | 3 | 10 | 120 | L1 | fully | HPLC Column | SS | 20 x 3,0 mm
ProntoSIL | A204F184PS100 | BISCHOFF ProntoSIL 120-10-C18 AQ | AQ | 20 | 4 | 10 | 120 | L1 | fully | HPLC Column | SS | 20 x 4,0 mm
ProntoSIL | A246F184PS100 | BISCHOFF ProntoSIL 120-10-C18 AQ | AQ | 20 | 4.6 | 10 | 120 | L1 | fully | HPLC Column | SS | 20 x 4,6 mm
ProntoSIL | 0202F184PS100 | BISCHOFF ProntoSIL 120-10-C18 AQ | AQ | 25 | 2 | 10 | 120 | L1 | fully | HPLC Column | SS | 25 x 2,0 mm
ProntoSIL | 0203F184PS100 | BISCHOFF ProntoSIL 120-10-C18 AQ | AQ | 25 | 3 | 10 | 120 | L1 | fully | HPLC Column | SS | 25 x 3,0 mm
ProntoSIL | 0204F184PS100 | BISCHOFF ProntoSIL 120-10-C18 AQ | AQ | 25 | 4 | 10 | 120 | L1 | fully | HPLC Column | SS | 25 x 4,0 mm
ProntoSIL | 0246F184PS100 | BISCHOFF ProntoSIL 120-10-C18 AQ | AQ | 25 | 4.6 | 10 | 120 | L1 | fully | HPLC Column | SS | 25 x 4,6 mm
ProntoSIL | 0302F184PS100 | BISCHOFF ProntoSIL 120-10-C18 AQ | AQ | 30 | 2 | 10 | 120 | L1 | fully | HPLC Column | SS | 30 x 2,0 mm
ProntoSIL | 0303F184PS100 | BISCHOFF ProntoSIL 120-10-C18 AQ | AQ | 30 | 3 | 10 | 120 | L1 | fully | HPLC Column | SS | 30 x 3,0 mm
ProntoSIL | 0304F184PS100 | BISCHOFF ProntoSIL 120-10-C18 AQ | AQ | 30 | 4 | 10 | 120 | L1 | fully | HPLC Column | SS | 30 x 4,0 mm
ProntoSIL | 0346F184PS100 | BISCHOFF ProntoSIL 120-10-C18 AQ | AQ | 30 | 4.6 | 10 | 120 | L1 | fully | HPLC Column | SS | 30 x 4,6 mm
ProntoSIL | 0402F184PS100 | BISCHOFF ProntoSIL 120-10-C18 AQ | AQ | 33 | 2 | 10 | 120 | L1 | fully | HPLC Column | SS | 33 x 2,0 mm
ProntoSIL | 0403F184PS100 | BISCHOFF ProntoSIL 120-10-C18 AQ | AQ | 33 | 3 | 10 | 120 | L1 | fully | HPLC Column | SS | 33 x 3,0 mm
ProntoSIL | 0404F184PS100 | BISCHOFF ProntoSIL 120-10-C18 AQ | AQ | 33 | 4 | 10 | 120 | L1 | fully | HPLC Column | SS | 33 x 4,0 mm
ProntoSIL | 0446F184PS100 | BISCHOFF ProntoSIL 120-10-C18 AQ | AQ | 33 | 4.6 | 10 | 120 | L1 | fully | HPLC Column | SS | 33 x 4,6 mm
ProntoSIL | A402F184PS100 | BISCHOFF ProntoSIL 120-10-C18 AQ | AQ | 40 | 2 | 10 | 120 | L1 | fully | HPLC Column | SS | 40 x 2,0 mm
ProntoSIL | A403F184PS100 | BISCHOFF ProntoSIL 120-10-C18 AQ | AQ | 40 | 3 | 10 | 120 | L1 | fully | HPLC Column | SS | 40 x 3,0 mm
ProntoSIL | A404F184PS100 | BISCHOFF ProntoSIL 120-10-C18 AQ | AQ | 40 | 4 | 10 | 120 | L1 | fully | HPLC Column | SS | 40 x 4,0 mm
ProntoSIL | A446F184PS100 | BISCHOFF ProntoSIL 120-10-C18 AQ | AQ | 40 | 4.6 | 10 | 120 | L1 | fully | HPLC Column | SS | 40 x 4,6 mm
ProntoSIL | 0502F184PS100 | BISCHOFF ProntoSIL 120-10-C18 AQ | AQ | 50 | 2 | 10 | 120 | L1 | fully | HPLC Column | SS | 50 x 2,0 mm
ProntoSIL | 0503F184PS100 | BISCHOFF ProntoSIL 120-10-C18 AQ | AQ | 50 | 3 | 10 | 120 | L1 | fully | HPLC Column | SS | 50 x 3,0 mm
ProntoSIL | 0504F184PS100 | BISCHOFF ProntoSIL 120-10-C18 AQ | AQ | 50 | 4 | 10 | 120 | L1 | fully | HPLC Column | SS | 50 x 4,0 mm
ProntoSIL | 0546F184PS100 | BISCHOFF ProntoSIL 120-10-C18 AQ | AQ | 50 | 4.6 | 10 | 120 | L1 | fully | HPLC Column | SS | 50 x 4,6 mm
ProntoSIL | 0602F184PS100 | BISCHOFF ProntoSIL 120-10-C18 AQ | AQ | 53 | 2 | 10 | 120 | L1 | fully | HPLC Column | SS | 53 x 2,0 mm
ProntoSIL | 0603F184PS100 | BISCHOFF ProntoSIL 120-10-C18 AQ | AQ | 53 | 3 | 10 | 120 | L1 | fully | HPLC Column | SS | 53 x 3,0 mm
ProntoSIL | 0604F184PS100 | BISCHOFF ProntoSIL 120-10-C18 AQ | AQ | 53 | 4 | 10 | 120 | L1 | fully | HPLC Column | SS | 53 x 4,0 mm
ProntoSIL | 0646F184PS100 | BISCHOFF ProntoSIL 120-10-C18 AQ | AQ | 53 | 4.6 | 10 | 120 | L1 | fully | HPLC Column | SS | 53 x 4,6 mm
ProntoSIL | A602F184PS100 | BISCHOFF ProntoSIL 120-10-C18 AQ | AQ | 60 | 2 | 10 | 120 | L1 | fully | HPLC Column | SS | 60 x 2,0 mm
ProntoSIL | A603F184PS100 | BISCHOFF ProntoSIL 120-10-C18 AQ | AQ | 60 | 3 | 10 | 120 | L1 | fully | HPLC Column | SS | 60 x 3,0 mm
ProntoSIL | A604F184PS100 | BISCHOFF ProntoSIL 120-10-C18 AQ | AQ | 60 | 4 | 10 | 120 | L1 | fully | HPLC Column | SS | 60 x 4,0 mm
ProntoSIL | A646F184PS100 | BISCHOFF ProntoSIL 120-10-C18 AQ | AQ | 60 | 4.6 | 10 | 120 | L1 | fully | HPLC Column | SS | 60 x 4,6 mm
ProntoSIL | 0702F184PS100 | BISCHOFF ProntoSIL 120-10-C18 AQ | AQ | 75 | 2 | 10 | 120 | L1 | fully | HPLC Column | SS | 75 x 2,0 mm
ProntoSIL | 0703F184PS100 | BISCHOFF ProntoSIL 120-10-C18 AQ | AQ | 75 | 3 | 10 | 120 | L1 | fully | HPLC Column | SS | 75 x 3,0 mm
ProntoSIL | 0704F184PS100 | BISCHOFF ProntoSIL 120-10-C18 AQ | AQ | 75 | 4 | 10 | 120 | L1 | fully | HPLC Column | SS | 75 x 4,0 mm
ProntoSIL | 0746F184PS100 | BISCHOFF ProntoSIL 120-10-C18 AQ | AQ | 75 | 4.6 | 10 | 120 | L1 | fully | HPLC Column | SS | 75 x 4,6 mm
ProntoSIL | 1002F184PS100 | BISCHOFF ProntoSIL 120-10-C18 AQ | AQ | 100 | 2 | 10 | 120 | L1 | fully | HPLC Column | SS | 100 x 2,0 mm
ProntoSIL | 1003F184PS100 | BISCHOFF ProntoSIL 120-10-C18 AQ | AQ | 100 | 3 | 10 | 120 | L1 | fully | HPLC Column | SS | 100 x 3,0 mm
ProntoSIL | 1004F184PS100 | BISCHOFF ProntoSIL 120-10-C18 AQ | AQ | 100 | 4 | 10 | 120 | L1 | fully | HPLC Column | SS | 100 x 4,0 mm
ProntoSIL | 1046F184PS100 | BISCHOFF ProntoSIL 120-10-C18 AQ | AQ | 100 | 4.6 | 10 | 120 | L1 | fully | HPLC Column | SS | 100 x 4,6 mm
ProntoSIL | 1202F184PS100 | BISCHOFF ProntoSIL 120-10-C18 AQ | AQ | 125 | 2 | 10 | 120 | L1 | fully | HPLC Column | SS | 125 x 2,0 mm
ProntoSIL | 1203F184PS100 | BISCHOFF ProntoSIL 120-10-C18 AQ | AQ | 125 | 3 | 10 | 120 | L1 | fully | HPLC Column | SS | 125 x 3,0 mm
ProntoSIL | 1204F184PS100 | BISCHOFF ProntoSIL 120-10-C18 AQ | AQ | 125 | 4 | 10 | 120 | L1 | fully | HPLC Column | SS | 125 x 4,0 mm
ProntoSIL | 1246F184PS100 | BISCHOFF ProntoSIL 120-10-C18 AQ | AQ | 125 | 4.6 | 10 | 120 | L1 | fully | HPLC Column | SS | 125 x 4,6 mm
ProntoSIL | 1502F184PS100 | BISCHOFF ProntoSIL 120-10-C18 AQ | AQ | 150 | 2 | 10 | 120 | L1 | fully | HPLC Column | SS | 150 x 2,0 mm
ProntoSIL | 1503F184PS100 | BISCHOFF ProntoSIL 120-10-C18 AQ | AQ | 150 | 3 | 10 | 120 | L1 | fully | HPLC Column | SS | 150 x 3,0 mm
ProntoSIL | 1504F184PS100 | BISCHOFF ProntoSIL 120-10-C18 AQ | AQ | 150 | 4 | 10 | 120 | L1 | fully | HPLC Column | SS | 150 x 4,0 mm
ProntoSIL | 1546F184PS100 | BISCHOFF ProntoSIL 120-10-C18 AQ | AQ | 150 | 4.6 | 10 | 120 | L1 | fully | HPLC Column | SS | 150 x 4,6 mm
ProntoSIL | 2002F184PS100 | BISCHOFF ProntoSIL 120-10-C18 AQ | AQ | 200 | 2 | 10 | 120 | L1 | fully | HPLC Column | SS | 200 x 2,0 mm
ProntoSIL | 2003F184PS100 | BISCHOFF ProntoSIL 120-10-C18 AQ | AQ | 200 | 3 | 10 | 120 | L1 | fully | HPLC Column | SS | 200 x 3,0 mm
ProntoSIL | 2004F184PS100 | BISCHOFF ProntoSIL 120-10-C18 AQ | AQ | 200 | 4 | 10 | 120 | L1 | fully | HPLC Column | SS | 200 x 4,0 mm
ProntoSIL | 2046F184PS100 | BISCHOFF ProntoSIL 120-10-C18 AQ | AQ | 200 | 4.6 | 10 | 120 | L1 | fully | HPLC Column | SS | 200 x 4,6 mm
ProntoSIL | 2502F184PS100 | BISCHOFF ProntoSIL 120-10-C18 AQ | AQ | 250 | 2 | 10 | 120 | L1 | fully | HPLC Column | SS | 250 x 2,0 mm
ProntoSIL | 2503F184PS100 | BISCHOFF ProntoSIL 120-10-C18 AQ | AQ | 250 | 3 | 10 | 120 | L1 | fully | HPLC Column | SS | 250 x 3,0 mm
ProntoSIL | 2504F184PS100 | BISCHOFF ProntoSIL 120-10-C18 AQ | AQ | 250 | 4 | 10 | 120 | L1 | fully | HPLC Column | SS | 250 x 4,0 mm
ProntoSIL | 2546F184PS100 | BISCHOFF ProntoSIL 120-10-C18 AQ | AQ | 250 | 4.6 | 10 | 120 | L1 | fully | HPLC Column | SS | 250 x 4,6 mm
ProntoSIL | 3002F184PS100 | BISCHOFF ProntoSIL 120-10-C18 AQ | AQ | 300 | 2 | 10 | 120 | L1 | fully | HPLC Column | SS | 300 x 2,0 mm
ProntoSIL | 3003F184PS100 | BISCHOFF ProntoSIL 120-10-C18 AQ | AQ | 300 | 3 | 10 | 120 | L1 | fully | HPLC Column | SS | 300 x 3,0 mm
ProntoSIL | 3004F184PS100 | BISCHOFF ProntoSIL 120-10-C18 AQ | AQ | 300 | 4 | 10 | 120 | L1 | fully | HPLC Column | SS | 300 x 4,0 mm
ProntoSIL | 3046F184PS100 | BISCHOFF ProntoSIL 120-10-C18 AQ | AQ | 300 | 4.6 | 10 | 120 | L1 | fully | HPLC Column | SS | 300 x 4,6 mm
ProntoSIL | 01P4F184PS100 | BISCHOFF ProntoSIL 120-10-C18 AQ | AQ | 14 | 4 | 10 | 120 | L1 | fully | HPLC Column | PEEK | 14 x 4,0 mm
ProntoSIL | A2P4F184PS100 | BISCHOFF ProntoSIL 120-10-C18 AQ | AQ | 20 | 4 | 10 | 120 | L1 | fully | HPLC Column | PEEK | 20 x 4,0 mm
ProntoSIL | 02P4F184PS100 | BISCHOFF ProntoSIL 120-10-C18 AQ | AQ | 25 | 4 | 10 | 120 | L1 | fully | HPLC Column | PEEK | 25 x 4,0 mm
ProntoSIL | 03P4F184PS100 | BISCHOFF ProntoSIL 120-10-C18 AQ | AQ | 30 | 4 | 10 | 120 | L1 | fully | HPLC Column | PEEK | 30 x 4,0 mm
ProntoSIL | 04P4F184PS100 | BISCHOFF ProntoSIL 120-10-C18 AQ | AQ | 33 | 4 | 10 | 120 | L1 | fully | HPLC Column | PEEK | 33 x 4,0 mm
ProntoSIL | A4P4F184PS100 | BISCHOFF ProntoSIL 120-10-C18 AQ | AQ | 40 | 4 | 10 | 120 | L1 | fully | HPLC Column | PEEK | 40 x 4,0 mm
ProntoSIL | 05P4F184PS100 | BISCHOFF ProntoSIL 120-10-C18 AQ | AQ | 50 | 4 | 10 | 120 | L1 | fully | HPLC Column | PEEK | 50 x 4,0 mm
ProntoSIL | 06P4F184PS100 | BISCHOFF ProntoSIL 120-10-C18 AQ | AQ | 53 | 4 | 10 | 120 | L1 | fully | HPLC Column | PEEK | 53 x 4,0 mm
ProntoSIL | A6P4F184PS100 | BISCHOFF ProntoSIL 120-10-C18 AQ | AQ | 60 | 4 | 10 | 120 | L1 | fully | HPLC Column | PEEK | 60 x 4,0 mm
ProntoSIL | 07P4F184PS100 | BISCHOFF ProntoSIL 120-10-C18 AQ | AQ | 75 | 4 | 10 | 120 | L1 | fully | HPLC Column | PEEK | 75 x 4,0 mm
ProntoSIL | 10P4F184PS100 | BISCHOFF ProntoSIL 120-10-C18 AQ | AQ | 100 | 4 | 10 | 120 | L1 | fully | HPLC Column | PEEK | 100 x 4,0 mm
ProntoSIL | 12P4F184PS100 | BISCHOFF ProntoSIL 120-10-C18 AQ | AQ | 125 | 4 | 10 | 120 | L1 | fully | HPLC Column | PEEK | 125 x 4,0 mm
ProntoSIL | 15P4F184PS100 | BISCHOFF ProntoSIL 120-10-C18 AQ | AQ | 150 | 4 | 10 | 120 | L1 | fully | HPLC Column | PEEK | 150 x 4,0 mm
ProntoSIL | 20P4F184PS100 | BISCHOFF ProntoSIL 120-10-C18 AQ | AQ | 200 | 4 | 10 | 120 | L1 | fully | HPLC Column | PEEK | 200 x 4,0 mm
ProntoSIL | 25P4F184PS100 | BISCHOFF ProntoSIL 120-10-C18 AQ | AQ | 250 | 4 | 10 | 120 | L1 | fully | HPLC Column | PEEK | 250 x 4,0 mm
ProntoSIL | 30P4F184PS100 | BISCHOFF ProntoSIL 120-10-C18 AQ | AQ | 300 | 4 | 10 | 120 | L1 | fully | HPLC Column | PEEK | 300 x 4,0 mm
ProntoSIL | 6305F184PS100 | BISCHOFF ProntoSIL 120-10-C18 AQ | AQ | 5 | 4 | 10 | 120 | L1 | fully | Cartridges (5 pcs.) | SS | 5 x 4,0 mm
ProntoSIL | 6301F184PS100 | BISCHOFF ProntoSIL 120-10-C18 AQ | AQ | 10 | 4 | 10 | 120 | L1 | fully | Cartridges (5 pcs.) | SS | 10 x 4,0 mm
ProntoSIL | 6302F184PS100 | BISCHOFF ProntoSIL 120-10-C18 AQ | AQ | 20 | 4 | 10 | 120 | L1 | fully | Cartridges (5 pcs.) | SS | 20 x 4,0 mm
ProntoSIL | 63P1F184PS100 | BISCHOFF ProntoSIL 120-10-C18 AQ | AQ | 10 | 4 | 10 | 120 | L1 | fully | Cartridges (5 pcs.) | PEEK | 10 x 4,0 mm
ProntoSIL | 63P2F184PS100 | BISCHOFF ProntoSIL 120-10-C18 AQ | AQ | 20 | 4 | 10 | 120 | L1 | fully | Cartridges (5 pcs.) | PEEK | 20 x 4,0 mm
ProntoSIL | 6335F184PS100 | BISCHOFF ProntoSIL 120-10-C18 AQ | AQ | 5 | 3 | 10 | 120 | L1 | fully | Cartridges (5 pcs.) | SS | 5 x 3,0 mm
ProntoSIL | 6331F184PS100 | BISCHOFF ProntoSIL 120-10-C18 AQ | AQ | 10 | 3 | 10 | 120 | L1 | fully | Cartridges (5 pcs.) | SS | 10 x 3,0 mm
ProntoSIL | 6332F184PS100 | BISCHOFF ProntoSIL 120-10-C18 AQ | AQ | 20 | 3 | 10 | 120 | L1 | fully | Cartridges (5 pcs.) | SS | 20 x 3,0 mm
ProntoSIL | 6325F184PS100 | BISCHOFF ProntoSIL 120-10-C18 AQ | AQ | 5 | 2 | 10 | 120 | L1 | fully | Cartridges (5 pcs.) | SS | 5 x 2,0 mm
ProntoSIL | 6321F184PS100 | BISCHOFF ProntoSIL 120-10-C18 AQ | AQ | 10 | 2 | 10 | 120 | L1 | fully | Cartridges (5 pcs.) | SS | 10 x 2,0 mm
ProntoSIL | 6322F184PS100 | BISCHOFF ProntoSIL 120-10-C18 AQ | AQ | 20 | 2 | 10 | 120 | L1 | fully | Cartridges (5 pcs.) | SS | 20 x 2,0 mm
ProntoSIL | 0102F183PS030 | BISCHOFF ProntoSIL 120-3-C18 AQ+ | AQ | 14 | 2 | 3 | 120 | L1 | fully | HPLC Column | SS | 14 x 2,0 mm
ProntoSIL | 0103F183PS030 | BISCHOFF ProntoSIL 120-3-C18 AQ+ | AQ | 14 | 3 | 3 | 120 | L1 | fully | HPLC Column | SS | 14 x 3,0 mm
ProntoSIL | 0104F183PS030 | BISCHOFF ProntoSIL 120-3-C18 AQ+ | AQ | 14 | 4 | 3 | 120 | L1 | fully | HPLC Column | SS | 14 x 4,0 mm
ProntoSIL | 0146F183PS030 | BISCHOFF ProntoSIL 120-3-C18 AQ+ | AQ | 14 | 4.6 | 3 | 120 | L1 | fully | HPLC Column | SS | 14 x 4,6 mm
ProntoSIL | A202F183PS030 | BISCHOFF ProntoSIL 120-3-C18 AQ+ | AQ | 20 | 2 | 3 | 120 | L1 | fully | HPLC Column | SS | 20 x 2,0 mm
ProntoSIL | A203F183PS030 | BISCHOFF ProntoSIL 120-3-C18 AQ+ | AQ | 20 | 3 | 3 | 120 | L1 | fully | HPLC Column | SS | 20 x 3,0 mm
ProntoSIL | A204F183PS030 | BISCHOFF ProntoSIL 120-3-C18 AQ+ | AQ | 20 | 4 | 3 | 120 | L1 | fully | HPLC Column | SS | 20 x 4,0 mm
ProntoSIL | A246F183PS030 | BISCHOFF ProntoSIL 120-3-C18 AQ+ | AQ | 20 | 4.6 | 3 | 120 | L1 | fully | HPLC Column | SS | 20 x 4,6 mm
ProntoSIL | 0202F183PS030 | BISCHOFF ProntoSIL 120-3-C18 AQ+ | AQ | 25 | 2 | 3 | 120 | L1 | fully | HPLC Column | SS | 25 x 2,0 mm
ProntoSIL | 0203F183PS030 | BISCHOFF ProntoSIL 120-3-C18 AQ+ | AQ | 25 | 3 | 3 | 120 | L1 | fully | HPLC Column | SS | 25 x 3,0 mm
ProntoSIL | 0204F183PS030 | BISCHOFF ProntoSIL 120-3-C18 AQ+ | AQ | 25 | 4 | 3 | 120 | L1 | fully | HPLC Column | SS | 25 x 4,0 mm
ProntoSIL | 0246F183PS030 | BISCHOFF ProntoSIL 120-3-C18 AQ+ | AQ | 25 | 4.6 | 3 | 120 | L1 | fully | HPLC Column | SS | 25 x 4,6 mm
ProntoSIL | 0302F183PS030 | BISCHOFF ProntoSIL 120-3-C18 AQ+ | AQ | 30 | 2 | 3 | 120 | L1 | fully | HPLC Column | SS | 30 x 2,0 mm
ProntoSIL | 0303F183PS030 | BISCHOFF ProntoSIL 120-3-C18 AQ+ | AQ | 30 | 3 | 3 | 120 | L1 | fully | HPLC Column | SS | 30 x 3,0 mm
ProntoSIL | 0304F183PS030 | BISCHOFF ProntoSIL 120-3-C18 AQ+ | AQ | 30 | 4 | 3 | 120 | L1 | fully | HPLC Column | SS | 30 x 4,0 mm
ProntoSIL | 0346F183PS030 | BISCHOFF ProntoSIL 120-3-C18 AQ+ | AQ | 30 | 4.6 | 3 | 120 | L1 | fully | HPLC Column | SS | 30 x 4,6 mm
ProntoSIL | 0402F183PS030 | BISCHOFF ProntoSIL 120-3-C18 AQ+ | AQ | 33 | 2 | 3 | 120 | L1 | fully | HPLC Column | SS | 33 x 2,0 mm
ProntoSIL | 0403F183PS030 | BISCHOFF ProntoSIL 120-3-C18 AQ+ | AQ | 33 | 3 | 3 | 120 | L1 | fully | HPLC Column | SS | 33 x 3,0 mm
ProntoSIL | 0404F183PS030 | BISCHOFF ProntoSIL 120-3-C18 AQ+ | AQ | 33 | 4 | 3 | 120 | L1 | fully | HPLC Column | SS | 33 x 4,0 mm
ProntoSIL | 0446F183PS030 | BISCHOFF ProntoSIL 120-3-C18 AQ+ | AQ | 33 | 4.6 | 3 | 120 | L1 | fully | HPLC Column | SS | 33 x 4,6 mm
ProntoSIL | A402F183PS030 | BISCHOFF ProntoSIL 120-3-C18 AQ+ | AQ | 40 | 2 | 3 | 120 | L1 | fully | HPLC Column | SS | 40 x 2,0 mm
ProntoSIL | A403F183PS030 | BISCHOFF ProntoSIL 120-3-C18 AQ+ | AQ | 40 | 3 | 3 | 120 | L1 | fully | HPLC Column | SS | 40 x 3,0 mm
ProntoSIL | A404F183PS030 | BISCHOFF ProntoSIL 120-3-C18 AQ+ | AQ | 40 | 4 | 3 | 120 | L1 | fully | HPLC Column | SS | 40 x 4,0 mm
ProntoSIL | A446F183PS030 | BISCHOFF ProntoSIL 120-3-C18 AQ+ | AQ | 40 | 4.6 | 3 | 120 | L1 | fully | HPLC Column | SS | 40 x 4,6 mm
ProntoSIL | 0502F183PS030 | BISCHOFF ProntoSIL 120-3-C18 AQ+ | AQ | 50 | 2 | 3 | 120 | L1 | fully | HPLC Column | SS | 50 x 2,0 mm
ProntoSIL | 0503F183PS030 | BISCHOFF ProntoSIL 120-3-C18 AQ+ | AQ | 50 | 3 | 3 | 120 | L1 | fully | HPLC Column | SS | 50 x 3,0 mm
ProntoSIL | 0504F183PS030 | BISCHOFF ProntoSIL 120-3-C18 AQ+ | AQ | 50 | 4 | 3 | 120 | L1 | fully | HPLC Column | SS | 50 x 4,0 mm
ProntoSIL | 0546F183PS030 | BISCHOFF ProntoSIL 120-3-C18 AQ+ | AQ | 50 | 4.6 | 3 | 120 | L1 | fully | HPLC Column | SS | 50 x 4,6 mm
ProntoSIL | 0602F183PS030 | BISCHOFF ProntoSIL 120-3-C18 AQ+ | AQ | 53 | 2 | 3 | 120 | L1 | fully | HPLC Column | SS | 53 x 2,0 mm
ProntoSIL | 0603F183PS030 | BISCHOFF ProntoSIL 120-3-C18 AQ+ | AQ | 53 | 3 | 3 | 120 | L1 | fully | HPLC Column | SS | 53 x 3,0 mm
ProntoSIL | 0604F183PS030 | BISCHOFF ProntoSIL 120-3-C18 AQ+ | AQ | 53 | 4 | 3 | 120 | L1 | fully | HPLC Column | SS | 53 x 4,0 mm
ProntoSIL | 0646F183PS030 | BISCHOFF ProntoSIL 120-3-C18 AQ+ | AQ | 53 | 4.6 | 3 | 120 | L1 | fully | HPLC Column | SS | 53 x 4,6 mm
ProntoSIL | A602F183PS030 | BISCHOFF ProntoSIL 120-3-C18 AQ+ | AQ | 60 | 2 | 3 | 120 | L1 | fully | HPLC Column | SS | 60 x 2,0 mm
ProntoSIL | A603F183PS030 | BISCHOFF ProntoSIL 120-3-C18 AQ+ | AQ | 60 | 3 | 3 | 120 | L1 | fully | HPLC Column | SS | 60 x 3,0 mm
ProntoSIL | A604F183PS030 | BISCHOFF ProntoSIL 120-3-C18 AQ+ | AQ | 60 | 4 | 3 | 120 | L1 | fully | HPLC Column | SS | 60 x 4,0 mm
ProntoSIL | A646F183PS030 | BISCHOFF ProntoSIL 120-3-C18 AQ+ | AQ | 60 | 4.6 | 3 | 120 | L1 | fully | HPLC Column | SS | 60 x 4,6 mm
ProntoSIL | 0702F183PS030 | BISCHOFF ProntoSIL 120-3-C18 AQ+ | AQ | 75 | 2 | 3 | 120 | L1 | fully | HPLC Column | SS | 75 x 2,0 mm
ProntoSIL | 0703F183PS030 | BISCHOFF ProntoSIL 120-3-C18 AQ+ | AQ | 75 | 3 | 3 | 120 | L1 | fully | HPLC Column | SS | 75 x 3,0 mm
ProntoSIL | 0704F183PS030 | BISCHOFF ProntoSIL 120-3-C18 AQ+ | AQ | 75 | 4 | 3 | 120 | L1 | fully | HPLC Column | SS | 75 x 4,0 mm
ProntoSIL | 0746F183PS030 | BISCHOFF ProntoSIL 120-3-C18 AQ+ | AQ | 75 | 4.6 | 3 | 120 | L1 | fully | HPLC Column | SS | 75 x 4,6 mm
ProntoSIL | 1002F183PS030 | BISCHOFF ProntoSIL 120-3-C18 AQ+ | AQ | 100 | 2 | 3 | 120 | L1 | fully | HPLC Column | SS | 100 x 2,0 mm
ProntoSIL | 1003F183PS030 | BISCHOFF ProntoSIL 120-3-C18 AQ+ | AQ | 100 | 3 | 3 | 120 | L1 | fully | HPLC Column | SS | 100 x 3,0 mm
ProntoSIL | 1004F183PS030 | BISCHOFF ProntoSIL 120-3-C18 AQ+ | AQ | 100 | 4 | 3 | 120 | L1 | fully | HPLC Column | SS | 100 x 4,0 mm
ProntoSIL | 1046F183PS030 | BISCHOFF ProntoSIL 120-3-C18 AQ+ | AQ | 100 | 4.6 | 3 | 120 | L1 | fully | HPLC Column | SS | 100 x 4,6 mm
ProntoSIL | 1202F183PS030 | BISCHOFF ProntoSIL 120-3-C18 AQ+ | AQ | 125 | 2 | 3 | 120 | L1 | fully | HPLC Column | SS | 125 x 2,0 mm
ProntoSIL | 1203F183PS030 | BISCHOFF ProntoSIL 120-3-C18 AQ+ | AQ | 125 | 3 | 3 | 120 | L1 | fully | HPLC Column | SS | 125 x 3,0 mm
ProntoSIL | 1204F183PS030 | BISCHOFF ProntoSIL 120-3-C18 AQ+ | AQ | 125 | 4 | 3 | 120 | L1 | fully | HPLC Column | SS | 125 x 4,0 mm
ProntoSIL | 1246F183PS030 | BISCHOFF ProntoSIL 120-3-C18 AQ+ | AQ | 125 | 4.6 | 3 | 120 | L1 | fully | HPLC Column | SS | 125 x 4,6 mm
ProntoSIL | 1502F183PS030 | BISCHOFF ProntoSIL 120-3-C18 AQ+ | AQ | 150 | 2 | 3 | 120 | L1 | fully | HPLC Column | SS | 150 x 2,0 mm
ProntoSIL | 1503F183PS030 | BISCHOFF ProntoSIL 120-3-C18 AQ+ | AQ | 150 | 3 | 3 | 120 | L1 | fully | HPLC Column | SS | 150 x 3,0 mm
ProntoSIL | 1504F183PS030 | BISCHOFF ProntoSIL 120-3-C18 AQ+ | AQ | 150 | 4 | 3 | 120 | L1 | fully | HPLC Column | SS | 150 x 4,0 mm
ProntoSIL | 1546F183PS030 | BISCHOFF ProntoSIL 120-3-C18 AQ+ | AQ | 150 | 4.6 | 3 | 120 | L1 | fully | HPLC Column | SS | 150 x 4,6 mm
ProntoSIL | 2002F183PS030 | BISCHOFF ProntoSIL 120-3-C18 AQ+ | AQ | 200 | 2 | 3 | 120 | L1 | fully | HPLC Column | SS | 200 x 2,0 mm
ProntoSIL | 2003F183PS030 | BISCHOFF ProntoSIL 120-3-C18 AQ+ | AQ | 200 | 3 | 3 | 120 | L1 | fully | HPLC Column | SS | 200 x 3,0 mm
ProntoSIL | 2004F183PS030 | BISCHOFF ProntoSIL 120-3-C18 AQ+ | AQ | 200 | 4 | 3 | 120 | L1 | fully | HPLC Column | SS | 200 x 4,0 mm
ProntoSIL | 2046F183PS030 | BISCHOFF ProntoSIL 120-3-C18 AQ+ | AQ | 200 | 4.6 | 3 | 120 | L1 | fully | HPLC Column | SS | 200 x 4,6 mm
ProntoSIL | 2502F183PS030 | BISCHOFF ProntoSIL 120-3-C18 AQ+ | AQ | 250 | 2 | 3 | 120 | L1 | fully | HPLC Column | SS | 250 x 2,0 mm
ProntoSIL | 2503F183PS030 | BISCHOFF ProntoSIL 120-3-C18 AQ+ | AQ | 250 | 3 | 3 | 120 | L1 | fully | HPLC Column | SS | 250 x 3,0 mm
ProntoSIL | 2504F183PS030 | BISCHOFF ProntoSIL 120-3-C18 AQ+ | AQ | 250 | 4 | 3 | 120 | L1 | fully | HPLC Column | SS | 250 x 4,0 mm
ProntoSIL | 2546F183PS030 | BISCHOFF ProntoSIL 120-3-C18 AQ+ | AQ | 250 | 4.6 | 3 | 120 | L1 | fully | HPLC Column | SS | 250 x 4,6 mm
ProntoSIL | 3002F183PS030 | BISCHOFF ProntoSIL 120-3-C18 AQ+ | AQ | 300 | 2 | 3 | 120 | L1 | fully | HPLC Column | SS | 300 x 2,0 mm
ProntoSIL | 3003F183PS030 | BISCHOFF ProntoSIL 120-3-C18 AQ+ | AQ | 300 | 3 | 3 | 120 | L1 | fully | HPLC Column | SS | 300 x 3,0 mm
ProntoSIL | 3004F183PS030 | BISCHOFF ProntoSIL 120-3-C18 AQ+ | AQ | 300 | 4 | 3 | 120 | L1 | fully | HPLC Column | SS | 300 x 4,0 mm
ProntoSIL | 3046F183PS030 | BISCHOFF ProntoSIL 120-3-C18 AQ+ | AQ | 300 | 4.6 | 3 | 120 | L1 | fully | HPLC Column | SS | 300 x 4,6 mm
ProntoSIL | 01P4F183PS030 | BISCHOFF ProntoSIL 120-3-C18 AQ+ | AQ | 14 | 4 | 3 | 120 | L1 | fully | HPLC Column | PEEK | 14 x 4,0 mm
ProntoSIL | A2P4F183PS030 | BISCHOFF ProntoSIL 120-3-C18 AQ+ | AQ | 20 | 4 | 3 | 120 | L1 | fully | HPLC Column | PEEK | 20 x 4,0 mm
ProntoSIL | 02P4F183PS030 | BISCHOFF ProntoSIL 120-3-C18 AQ+ | AQ | 25 | 4 | 3 | 120 | L1 | fully | HPLC Column | PEEK | 25 x 4,0 mm
ProntoSIL | 03P4F183PS030 | BISCHOFF ProntoSIL 120-3-C18 AQ+ | AQ | 30 | 4 | 3 | 120 | L1 | fully | HPLC Column | PEEK | 30 x 4,0 mm
ProntoSIL | 04P4F183PS030 | BISCHOFF ProntoSIL 120-3-C18 AQ+ | AQ | 33 | 4 | 3 | 120 | L1 | fully | HPLC Column | PEEK | 33 x 4,0 mm
ProntoSIL | A4P4F183PS030 | BISCHOFF ProntoSIL 120-3-C18 AQ+ | AQ | 40 | 4 | 3 | 120 | L1 | fully | HPLC Column | PEEK | 40 x 4,0 mm
ProntoSIL | 05P4F183PS030 | BISCHOFF ProntoSIL 120-3-C18 AQ+ | AQ | 50 | 4 | 3 | 120 | L1 | fully | HPLC Column | PEEK | 50 x 4,0 mm
ProntoSIL | 06P4F183PS030 | BISCHOFF ProntoSIL 120-3-C18 AQ+ | AQ | 53 | 4 | 3 | 120 | L1 | fully | HPLC Column | PEEK | 53 x 4,0 mm
ProntoSIL | A6P4F183PS030 | BISCHOFF ProntoSIL 120-3-C18 AQ+ | AQ | 60 | 4 | 3 | 120 | L1 | fully | HPLC Column | PEEK | 60 x 4,0 mm
ProntoSIL | 07P4F183PS030 | BISCHOFF ProntoSIL 120-3-C18 AQ+ | AQ | 75 | 4 | 3 | 120 | L1 | fully | HPLC Column | PEEK | 75 x 4,0 mm
ProntoSIL | 10P4F183PS030 | BISCHOFF ProntoSIL 120-3-C18 AQ+ | AQ | 100 | 4 | 3 | 120 | L1 | fully | HPLC Column | PEEK | 100 x 4,0 mm
ProntoSIL | 12P4F183PS030 | BISCHOFF ProntoSIL 120-3-C18 AQ+ | AQ | 125 | 4 | 3 | 120 | L1 | fully | HPLC Column | PEEK | 125 x 4,0 mm
ProntoSIL | 15P4F183PS030 | BISCHOFF ProntoSIL 120-3-C18 AQ+ | AQ | 150 | 4 | 3 | 120 | L1 | fully | HPLC Column | PEEK | 150 x 4,0 mm
ProntoSIL | 20P4F183PS030 | BISCHOFF ProntoSIL 120-3-C18 AQ+ | AQ | 200 | 4 | 3 | 120 | L1 | fully | HPLC Column | PEEK | 200 x 4,0 mm
ProntoSIL | 25P4F183PS030 | BISCHOFF ProntoSIL 120-3-C18 AQ+ | AQ | 250 | 4 | 3 | 120 | L1 | fully | HPLC Column | PEEK | 250 x 4,0 mm
ProntoSIL | 30P4F183PS030 | BISCHOFF ProntoSIL 120-3-C18 AQ+ | AQ | 300 | 4 | 3 | 120 | L1 | fully | HPLC Column | PEEK | 300 x 4,0 mm
ProntoSIL | 6305F183PS030 | BISCHOFF ProntoSIL 120-3-C18 AQ+ | AQ | 5 | 4 | 3 | 120 | L1 | fully | Cartridges (5 pcs.) | SS | 5 x 4,0 mm
ProntoSIL | 6301F183PS030 | BISCHOFF ProntoSIL 120-3-C18 AQ+ | AQ | 10 | 4 | 3 | 120 | L1 | fully | Cartridges (5 pcs.) | SS | 10 x 4,0 mm
ProntoSIL | 6302F183PS030 | BISCHOFF ProntoSIL 120-3-C18 AQ+ | AQ | 20 | 4 | 3 | 120 | L1 | fully | Cartridges (5 pcs.) | SS | 20 x 4,0 mm
ProntoSIL | 63P1F183PS030 | BISCHOFF ProntoSIL 120-3-C18 AQ+ | AQ | 10 | 4 | 3 | 120 | L1 | fully | Cartridges (5 pcs.) | PEEK | 10 x 4,0 mm
ProntoSIL | 63P2F183PS030 | BISCHOFF ProntoSIL 120-3-C18 AQ+ | AQ | 20 | 4 | 3 | 120 | L1 | fully | Cartridges (5 pcs.) | PEEK | 20 x 4,0 mm
ProntoSIL | 6335F183PS030 | BISCHOFF ProntoSIL 120-3-C18 AQ+ | AQ | 5 | 3 | 3 | 120 | L1 | fully | Cartridges (5 pcs.) | SS | 5 x 3,0 mm
ProntoSIL | 6331F183PS030 | BISCHOFF ProntoSIL 120-3-C18 AQ+ | AQ | 10 | 3 | 3 | 120 | L1 | fully | Cartridges (5 pcs.) | SS | 10 x 3,0 mm
ProntoSIL | 6332F183PS030 | BISCHOFF ProntoSIL 120-3-C18 AQ+ | AQ | 20 | 3 | 3 | 120 | L1 | fully | Cartridges (5 pcs.) | SS | 20 x 3,0 mm
ProntoSIL | 6325F183PS030 | BISCHOFF ProntoSIL 120-3-C18 AQ+ | AQ | 5 | 2 | 3 | 120 | L1 | fully | Cartridges (5 pcs.) | SS | 5 x 2,0 mm
ProntoSIL | 6321F183PS030 | BISCHOFF ProntoSIL 120-3-C18 AQ+ | AQ | 10 | 2 | 3 | 120 | L1 | fully | Cartridges (5 pcs.) | SS | 10 x 2,0 mm
ProntoSIL | 6322F183PS030 | BISCHOFF ProntoSIL 120-3-C18 AQ+ | AQ | 20 | 2 | 3 | 120 | L1 | fully | Cartridges (5 pcs.) | SS | 20 x 2,0 mm
ProntoSIL | 0102F183PS050 | BISCHOFF ProntoSIL 120-5-C18 AQ+ | AQ | 14 | 2 | 5 | 120 | L1 | fully | HPLC Column | SS | 14 x 2,0 mm
ProntoSIL | 0103F183PS050 | BISCHOFF ProntoSIL 120-5-C18 AQ+ | AQ | 14 | 3 | 5 | 120 | L1 | fully | HPLC Column | SS | 14 x 3,0 mm
ProntoSIL | 0104F183PS050 | BISCHOFF ProntoSIL 120-5-C18 AQ+ | AQ | 14 | 4 | 5 | 120 | L1 | fully | HPLC Column | SS | 14 x 4,0 mm
ProntoSIL | 0146F183PS050 | BISCHOFF ProntoSIL 120-5-C18 AQ+ | AQ | 14 | 4.6 | 5 | 120 | L1 | fully | HPLC Column | SS | 14 x 4,6 mm
ProntoSIL | A202F183PS050 | BISCHOFF ProntoSIL 120-5-C18 AQ+ | AQ | 20 | 2 | 5 | 120 | L1 | fully | HPLC Column | SS | 20 x 2,0 mm
ProntoSIL | A203F183PS050 | BISCHOFF ProntoSIL 120-5-C18 AQ+ | AQ | 20 | 3 | 5 | 120 | L1 | fully | HPLC Column | SS | 20 x 3,0 mm
ProntoSIL | A204F183PS050 | BISCHOFF ProntoSIL 120-5-C18 AQ+ | AQ | 20 | 4 | 5 | 120 | L1 | fully | HPLC Column | SS | 20 x 4,0 mm
ProntoSIL | A246F183PS050 | BISCHOFF ProntoSIL 120-5-C18 AQ+ | AQ | 20 | 4.6 | 5 | 120 | L1 | fully | HPLC Column | SS | 20 x 4,6 mm
ProntoSIL | 0202F183PS050 | BISCHOFF ProntoSIL 120-5-C18 AQ+ | AQ | 25 | 2 | 5 | 120 | L1 | fully | HPLC Column | SS | 25 x 2,0 mm
ProntoSIL | 0203F183PS050 | BISCHOFF ProntoSIL 120-5-C18 AQ+ | AQ | 25 | 3 | 5 | 120 | L1 | fully | HPLC Column | SS | 25 x 3,0 mm
ProntoSIL | 0204F183PS050 | BISCHOFF ProntoSIL 120-5-C18 AQ+ | AQ | 25 | 4 | 5 | 120 | L1 | fully | HPLC Column | SS | 25 x 4,0 mm
ProntoSIL | 0246F183PS050 | BISCHOFF ProntoSIL 120-5-C18 AQ+ | AQ | 25 | 4.6 | 5 | 120 | L1 | fully | HPLC Column | SS | 25 x 4,6 mm
ProntoSIL | 0302F183PS050 | BISCHOFF ProntoSIL 120-5-C18 AQ+ | AQ | 30 | 2 | 5 | 120 | L1 | fully | HPLC Column | SS | 30 x 2,0 mm
ProntoSIL | 0303F183PS050 | BISCHOFF ProntoSIL 120-5-C18 AQ+ | AQ | 30 | 3 | 5 | 120 | L1 | fully | HPLC Column | SS | 30 x 3,0 mm
ProntoSIL | 0304F183PS050 | BISCHOFF ProntoSIL 120-5-C18 AQ+ | AQ | 30 | 4 | 5 | 120 | L1 | fully | HPLC Column | SS | 30 x 4,0 mm
ProntoSIL | 0346F183PS050 | BISCHOFF ProntoSIL 120-5-C18 AQ+ | AQ | 30 | 4.6 | 5 | 120 | L1 | fully | HPLC Column | SS | 30 x 4,6 mm
ProntoSIL | 0402F183PS050 | BISCHOFF ProntoSIL 120-5-C18 AQ+ | AQ | 33 | 2 | 5 | 120 | L1 | fully | HPLC Column | SS | 33 x 2,0 mm
ProntoSIL | 0403F183PS050 | BISCHOFF ProntoSIL 120-5-C18 AQ+ | AQ | 33 | 3 | 5 | 120 | L1 | fully | HPLC Column | SS | 33 x 3,0 mm
ProntoSIL | 0404F183PS050 | BISCHOFF ProntoSIL 120-5-C18 AQ+ | AQ | 33 | 4 | 5 | 120 | L1 | fully | HPLC Column | SS | 33 x 4,0 mm
ProntoSIL | 0446F183PS050 | BISCHOFF ProntoSIL 120-5-C18 AQ+ | AQ | 33 | 4.6 | 5 | 120 | L1 | fully | HPLC Column | SS | 33 x 4,6 mm
ProntoSIL | A402F183PS050 | BISCHOFF ProntoSIL 120-5-C18 AQ+ | AQ | 40 | 2 | 5 | 120 | L1 | fully | HPLC Column | SS | 40 x 2,0 mm
ProntoSIL | A403F183PS050 | BISCHOFF ProntoSIL 120-5-C18 AQ+ | AQ | 40 | 3 | 5 | 120 | L1 | fully | HPLC Column | SS | 40 x 3,0 mm
ProntoSIL | A404F183PS050 | BISCHOFF ProntoSIL 120-5-C18 AQ+ | AQ | 40 | 4 | 5 | 120 | L1 | fully | HPLC Column | SS | 40 x 4,0 mm
ProntoSIL | A446F183PS050 | BISCHOFF ProntoSIL 120-5-C18 AQ+ | AQ | 40 | 4.6 | 5 | 120 | L1 | fully | HPLC Column | SS | 40 x 4,6 mm
ProntoSIL | 0502F183PS050 | BISCHOFF ProntoSIL 120-5-C18 AQ+ | AQ | 50 | 2 | 5 | 120 | L1 | fully | HPLC Column | SS | 50 x 2,0 mm
ProntoSIL | 0503F183PS050 | BISCHOFF ProntoSIL 120-5-C18 AQ+ | AQ | 50 | 3 | 5 | 120 | L1 | fully | HPLC Column | SS | 50 x 3,0 mm
ProntoSIL | 0504F183PS050 | BISCHOFF ProntoSIL 120-5-C18 AQ+ | AQ | 50 | 4 | 5 | 120 | L1 | fully | HPLC Column | SS | 50 x 4,0 mm
ProntoSIL | 0546F183PS050 | BISCHOFF ProntoSIL 120-5-C18 AQ+ | AQ | 50 | 4.6 | 5 | 120 | L1 | fully | HPLC Column | SS | 50 x 4,6 mm
ProntoSIL | 0602F183PS050 | BISCHOFF ProntoSIL 120-5-C18 AQ+ | AQ | 53 | 2 | 5 | 120 | L1 | fully | HPLC Column | SS | 53 x 2,0 mm
ProntoSIL | 0603F183PS050 | BISCHOFF ProntoSIL 120-5-C18 AQ+ | AQ | 53 | 3 | 5 | 120 | L1 | fully | HPLC Column | SS | 53 x 3,0 mm
ProntoSIL | 0604F183PS050 | BISCHOFF ProntoSIL 120-5-C18 AQ+ | AQ | 53 | 4 | 5 | 120 | L1 | fully | HPLC Column | SS | 53 x 4,0 mm
ProntoSIL | 0646F183PS050 | BISCHOFF ProntoSIL 120-5-C18 AQ+ | AQ | 53 | 4.6 | 5 | 120 | L1 | fully | HPLC Column | SS | 53 x 4,6 mm
ProntoSIL | A602F183PS050 | BISCHOFF ProntoSIL 120-5-C18 AQ+ | AQ | 60 | 2 | 5 | 120 | L1 | fully | HPLC Column | SS | 60 x 2,0 mm
ProntoSIL | A603F183PS050 | BISCHOFF ProntoSIL 120-5-C18 AQ+ | AQ | 60 | 3 | 5 | 120 | L1 | fully | HPLC Column | SS | 60 x 3,0 mm
ProntoSIL | A604F183PS050 | BISCHOFF ProntoSIL 120-5-C18 AQ+ | AQ | 60 | 4 | 5 | 120 | L1 | fully | HPLC Column | SS | 60 x 4,0 mm
ProntoSIL | A646F183PS050 | BISCHOFF ProntoSIL 120-5-C18 AQ+ | AQ | 60 | 4.6 | 5 | 120 | L1 | fully | HPLC Column | SS | 60 x 4,6 mm
ProntoSIL | 0702F183PS050 | BISCHOFF ProntoSIL 120-5-C18 AQ+ | AQ | 75 | 2 | 5 | 120 | L1 | fully | HPLC Column | SS | 75 x 2,0 mm
ProntoSIL | 0703F183PS050 | BISCHOFF ProntoSIL 120-5-C18 AQ+ | AQ | 75 | 3 | 5 | 120 | L1 | fully | HPLC Column | SS | 75 x 3,0 mm
ProntoSIL | 0704F183PS050 | BISCHOFF ProntoSIL 120-5-C18 AQ+ | AQ | 75 | 4 | 5 | 120 | L1 | fully | HPLC Column | SS | 75 x 4,0 mm
ProntoSIL | 0746F183PS050 | BISCHOFF ProntoSIL 120-5-C18 AQ+ | AQ | 75 | 4.6 | 5 | 120 | L1 | fully | HPLC Column | SS | 75 x 4,6 mm
ProntoSIL | 1002F183PS050 | BISCHOFF ProntoSIL 120-5-C18 AQ+ | AQ | 100 | 2 | 5 | 120 | L1 | fully | HPLC Column | SS | 100 x 2,0 mm
ProntoSIL | 1003F183PS050 | BISCHOFF ProntoSIL 120-5-C18 AQ+ | AQ | 100 | 3 | 5 | 120 | L1 | fully | HPLC Column | SS | 100 x 3,0 mm
ProntoSIL | 1004F183PS050 | BISCHOFF ProntoSIL 120-5-C18 AQ+ | AQ | 100 | 4 | 5 | 120 | L1 | fully | HPLC Column | SS | 100 x 4,0 mm
ProntoSIL | 1046F183PS050 | BISCHOFF ProntoSIL 120-5-C18 AQ+ | AQ | 100 | 4.6 | 5 | 120 | L1 | fully | HPLC Column | SS | 100 x 4,6 mm
ProntoSIL | 1202F183PS050 | BISCHOFF ProntoSIL 120-5-C18 AQ+ | AQ | 125 | 2 | 5 | 120 | L1 | fully | HPLC Column | SS | 125 x 2,0 mm
ProntoSIL | 1203F183PS050 | BISCHOFF ProntoSIL 120-5-C18 AQ+ | AQ | 125 | 3 | 5 | 120 | L1 | fully | HPLC Column | SS | 125 x 3,0 mm
ProntoSIL | 1204F183PS050 | BISCHOFF ProntoSIL 120-5-C18 AQ+ | AQ | 125 | 4 | 5 | 120 | L1 | fully | HPLC Column | SS | 125 x 4,0 mm
ProntoSIL | 1246F183PS050 | BISCHOFF ProntoSIL 120-5-C18 AQ+ | AQ | 125 | 4.6 | 5 | 120 | L1 | fully | HPLC Column | SS | 125 x 4,6 mm
ProntoSIL | 1502F183PS050 | BISCHOFF ProntoSIL 120-5-C18 AQ+ | AQ | 150 | 2 | 5 | 120 | L1 | fully | HPLC Column | SS | 150 x 2,0 mm
ProntoSIL | 1503F183PS050 | BISCHOFF ProntoSIL 120-5-C18 AQ+ | AQ | 150 | 3 | 5 | 120 | L1 | fully | HPLC Column | SS | 150 x 3,0 mm
ProntoSIL | 1504F183PS050 | BISCHOFF ProntoSIL 120-5-C18 AQ+ | AQ | 150 | 4 | 5 | 120 | L1 | fully | HPLC Column | SS | 150 x 4,0 mm
ProntoSIL | 1546F183PS050 | BISCHOFF ProntoSIL 120-5-C18 AQ+ | AQ | 150 | 4.6 | 5 | 120 | L1 | fully | HPLC Column | SS | 150 x 4,6 mm
ProntoSIL | 2002F183PS050 | BISCHOFF ProntoSIL 120-5-C18 AQ+ | AQ | 200 | 2 | 5 | 120 | L1 | fully | HPLC Column | SS | 200 x 2,0 mm
ProntoSIL | 2003F183PS050 | BISCHOFF ProntoSIL 120-5-C18 AQ+ | AQ | 200 | 3 | 5 | 120 | L1 | fully | HPLC Column | SS | 200 x 3,0 mm
ProntoSIL | 2004F183PS050 | BISCHOFF ProntoSIL 120-5-C18 AQ+ | AQ | 200 | 4 | 5 | 120 | L1 | fully | HPLC Column | SS | 200 x 4,0 mm
ProntoSIL | 2046F183PS050 | BISCHOFF ProntoSIL 120-5-C18 AQ+ | AQ | 200 | 4.6 | 5 | 120 | L1 | fully | HPLC Column | SS | 200 x 4,6 mm
ProntoSIL | 2502F183PS050 | BISCHOFF ProntoSIL 120-5-C18 AQ+ | AQ | 250 | 2 | 5 | 120 | L1 | fully | HPLC Column | SS | 250 x 2,0 mm
ProntoSIL | 2503F183PS050 | BISCHOFF ProntoSIL 120-5-C18 AQ+ | AQ | 250 | 3 | 5 | 120 | L1 | fully | HPLC Column | SS | 250 x 3,0 mm
ProntoSIL | 2504F183PS050 | BISCHOFF ProntoSIL 120-5-C18 AQ+ | AQ | 250 | 4 | 5 | 120 | L1 | fully | HPLC Column | SS | 250 x 4,0 mm
ProntoSIL | 2546F183PS050 | BISCHOFF ProntoSIL 120-5-C18 AQ+ | AQ | 250 | 4.6 | 5 | 120 | L1 | fully | HPLC Column | SS | 250 x 4,6 mm
ProntoSIL | 3002F183PS050 | BISCHOFF ProntoSIL 120-5-C18 AQ+ | AQ | 300 | 2 | 5 | 120 | L1 | fully | HPLC Column | SS | 300 x 2,0 mm
ProntoSIL | 3003F183PS050 | BISCHOFF ProntoSIL 120-5-C18 AQ+ | AQ | 300 | 3 | 5 | 120 | L1 | fully | HPLC Column | SS | 300 x 3,0 mm
ProntoSIL | 3004F183PS050 | BISCHOFF ProntoSIL 120-5-C18 AQ+ | AQ | 300 | 4 | 5 | 120 | L1 | fully | HPLC Column | SS | 300 x 4,0 mm
ProntoSIL | 3046F183PS050 | BISCHOFF ProntoSIL 120-5-C18 AQ+ | AQ | 300 | 4.6 | 5 | 120 | L1 | fully | HPLC Column | SS | 300 x 4,6 mm
ProntoSIL | 01P4F183PS050 | BISCHOFF ProntoSIL 120-5-C18 AQ+ | AQ | 14 | 4 | 5 | 120 | L1 | fully | HPLC Column | PEEK | 14 x 4,0 mm
ProntoSIL | A2P4F183PS050 | BISCHOFF ProntoSIL 120-5-C18 AQ+ | AQ | 20 | 4 | 5 | 120 | L1 | fully | HPLC Column | PEEK | 20 x 4,0 mm
ProntoSIL | 02P4F183PS050 | BISCHOFF ProntoSIL 120-5-C18 AQ+ | AQ | 25 | 4 | 5 | 120 | L1 | fully | HPLC Column | PEEK | 25 x 4,0 mm
ProntoSIL | 03P4F183PS050 | BISCHOFF ProntoSIL 120-5-C18 AQ+ | AQ | 30 | 4 | 5 | 120 | L1 | fully | HPLC Column | PEEK | 30 x 4,0 mm
ProntoSIL | 04P4F183PS050 | BISCHOFF ProntoSIL 120-5-C18 AQ+ | AQ | 33 | 4 | 5 | 120 | L1 | fully | HPLC Column | PEEK | 33 x 4,0 mm
ProntoSIL | A4P4F183PS050 | BISCHOFF ProntoSIL 120-5-C18 AQ+ | AQ | 40 | 4 | 5 | 120 | L1 | fully | HPLC Column | PEEK | 40 x 4,0 mm
ProntoSIL | 05P4F183PS050 | BISCHOFF ProntoSIL 120-5-C18 AQ+ | AQ | 50 | 4 | 5 | 120 | L1 | fully | HPLC Column | PEEK | 50 x 4,0 mm
ProntoSIL | 06P4F183PS050 | BISCHOFF ProntoSIL 120-5-C18 AQ+ | AQ | 53 | 4 | 5 | 120 | L1 | fully | HPLC Column | PEEK | 53 x 4,0 mm
ProntoSIL | A6P4F183PS050 | BISCHOFF ProntoSIL 120-5-C18 AQ+ | AQ | 60 | 4 | 5 | 120 | L1 | fully | HPLC Column | PEEK | 60 x 4,0 mm
ProntoSIL | 07P4F183PS050 | BISCHOFF ProntoSIL 120-5-C18 AQ+ | AQ | 75 | 4 | 5 | 120 | L1 | fully | HPLC Column | PEEK | 75 x 4,0 mm
ProntoSIL | 10P4F183PS050 | BISCHOFF ProntoSIL 120-5-C18 AQ+ | AQ | 100 | 4 | 5 | 120 | L1 | fully | HPLC Column | PEEK | 100 x 4,0 mm
ProntoSIL | 12P4F183PS050 | BISCHOFF ProntoSIL 120-5-C18 AQ+ | AQ | 125 | 4 | 5 | 120 | L1 | fully | HPLC Column | PEEK | 125 x 4,0 mm
ProntoSIL | 15P4F183PS050 | BISCHOFF ProntoSIL 120-5-C18 AQ+ | AQ | 150 | 4 | 5 | 120 | L1 | fully | HPLC Column | PEEK | 150 x 4,0 mm
ProntoSIL | 20P4F183PS050 | BISCHOFF ProntoSIL 120-5-C18 AQ+ | AQ | 200 | 4 | 5 | 120 | L1 | fully | HPLC Column | PEEK | 200 x 4,0 mm
ProntoSIL | 25P4F183PS050 | BISCHOFF ProntoSIL 120-5-C18 AQ+ | AQ | 250 | 4 | 5 | 120 | L1 | fully | HPLC Column | PEEK | 250 x 4,0 mm
ProntoSIL | 30P4F183PS050 | BISCHOFF ProntoSIL 120-5-C18 AQ+ | AQ | 300 | 4 | 5 | 120 | L1 | fully | HPLC Column | PEEK | 300 x 4,0 mm
ProntoSIL | 6305F183PS050 | BISCHOFF ProntoSIL 120-5-C18 AQ+ | AQ | 5 | 4 | 5 | 120 | L1 | fully | Cartridges (5 pcs.) | SS | 5 x 4,0 mm
ProntoSIL | 6301F183PS050 | BISCHOFF ProntoSIL 120-5-C18 AQ+ | AQ | 10 | 4 | 5 | 120 | L1 | fully | Cartridges (5 pcs.) | SS | 10 x 4,0 mm
ProntoSIL | 6302F183PS050 | BISCHOFF ProntoSIL 120-5-C18 AQ+ | AQ | 20 | 4 | 5 | 120 | L1 | fully | Cartridges (5 pcs.) | SS | 20 x 4,0 mm
ProntoSIL | 63P1F183PS050 | BISCHOFF ProntoSIL 120-5-C18 AQ+ | AQ | 10 | 4 | 5 | 120 | L1 | fully | Cartridges (5 pcs.) | PEEK | 10 x 4,0 mm
ProntoSIL | 63P2F183PS050 | BISCHOFF ProntoSIL 120-5-C18 AQ+ | AQ | 20 | 4 | 5 | 120 | L1 | fully | Cartridges (5 pcs.) | PEEK | 20 x 4,0 mm
ProntoSIL | 6335F183PS050 | BISCHOFF ProntoSIL 120-5-C18 AQ+ | AQ | 5 | 3 | 5 | 120 | L1 | fully | Cartridges (5 pcs.) | SS | 5 x 3,0 mm
ProntoSIL | 6331F183PS050 | BISCHOFF ProntoSIL 120-5-C18 AQ+ | AQ | 10 | 3 | 5 | 120 | L1 | fully | Cartridges (5 pcs.) | SS | 10 x 3,0 mm
ProntoSIL | 6332F183PS050 | BISCHOFF ProntoSIL 120-5-C18 AQ+ | AQ | 20 | 3 | 5 | 120 | L1 | fully | Cartridges (5 pcs.) | SS | 20 x 3,0 mm
ProntoSIL | 6325F183PS050 | BISCHOFF ProntoSIL 120-5-C18 AQ+ | AQ | 5 | 2 | 5 | 120 | L1 | fully | Cartridges (5 pcs.) | SS | 5 x 2,0 mm
ProntoSIL | 6321F183PS050 | BISCHOFF ProntoSIL 120-5-C18 AQ+ | AQ | 10 | 2 | 5 | 120 | L1 | fully | Cartridges (5 pcs.) | SS | 10 x 2,0 mm
ProntoSIL | 6322F183PS050 | BISCHOFF ProntoSIL 120-5-C18 AQ+ | AQ | 20 | 2 | 5 | 120 | L1 | fully | Cartridges (5 pcs.) | SS | 20 x 2,0 mm
ProntoSIL | 0102F183PS100 | BISCHOFF ProntoSIL 120-10-C18 AQ+ | AQ | 14 | 2 | 10 | 120 | L1 | fully | HPLC Column | SS | 14 x 2,0 mm
ProntoSIL | 0103F183PS100 | BISCHOFF ProntoSIL 120-10-C18 AQ+ | AQ | 14 | 3 | 10 | 120 | L1 | fully | HPLC Column | SS | 14 x 3,0 mm
ProntoSIL | 0104F183PS100 | BISCHOFF ProntoSIL 120-10-C18 AQ+ | AQ | 14 | 4 | 10 | 120 | L1 | fully | HPLC Column | SS | 14 x 4,0 mm
ProntoSIL | 0146F183PS100 | BISCHOFF ProntoSIL 120-10-C18 AQ+ | AQ | 14 | 4.6 | 10 | 120 | L1 | fully | HPLC Column | SS | 14 x 4,6 mm
ProntoSIL | A202F183PS100 | BISCHOFF ProntoSIL 120-10-C18 AQ+ | AQ | 20 | 2 | 10 | 120 | L1 | fully | HPLC Column | SS | 20 x 2,0 mm
ProntoSIL | A203F183PS100 | BISCHOFF ProntoSIL 120-10-C18 AQ+ | AQ | 20 | 3 | 10 | 120 | L1 | fully | HPLC Column | SS | 20 x 3,0 mm
ProntoSIL | A204F183PS100 | BISCHOFF ProntoSIL 120-10-C18 AQ+ | AQ | 20 | 4 | 10 | 120 | L1 | fully | HPLC Column | SS | 20 x 4,0 mm
ProntoSIL | A246F183PS100 | BISCHOFF ProntoSIL 120-10-C18 AQ+ | AQ | 20 | 4.6 | 10 | 120 | L1 | fully | HPLC Column | SS | 20 x 4,6 mm
ProntoSIL | 0202F183PS100 | BISCHOFF ProntoSIL 120-10-C18 AQ+ | AQ | 25 | 2 | 10 | 120 | L1 | fully | HPLC Column | SS | 25 x 2,0 mm
ProntoSIL | 0203F183PS100 | BISCHOFF ProntoSIL 120-10-C18 AQ+ | AQ | 25 | 3 | 10 | 120 | L1 | fully | HPLC Column | SS | 25 x 3,0 mm
ProntoSIL | 0204F183PS100 | BISCHOFF ProntoSIL 120-10-C18 AQ+ | AQ | 25 | 4 | 10 | 120 | L1 | fully | HPLC Column | SS | 25 x 4,0 mm
ProntoSIL | 0246F183PS100 | BISCHOFF ProntoSIL 120-10-C18 AQ+ | AQ | 25 | 4.6 | 10 | 120 | L1 | fully | HPLC Column | SS | 25 x 4,6 mm
ProntoSIL | 0302F183PS100 | BISCHOFF ProntoSIL 120-10-C18 AQ+ | AQ | 30 | 2 | 10 | 120 | L1 | fully | HPLC Column | SS | 30 x 2,0 mm
ProntoSIL | 0303F183PS100 | BISCHOFF ProntoSIL 120-10-C18 AQ+ | AQ | 30 | 3 | 10 | 120 | L1 | fully | HPLC Column | SS | 30 x 3,0 mm
ProntoSIL | 0304F183PS100 | BISCHOFF ProntoSIL 120-10-C18 AQ+ | AQ | 30 | 4 | 10 | 120 | L1 | fully | HPLC Column | SS | 30 x 4,0 mm
ProntoSIL | 0346F183PS100 | BISCHOFF ProntoSIL 120-10-C18 AQ+ | AQ | 30 | 4.6 | 10 | 120 | L1 | fully | HPLC Column | SS | 30 x 4,6 mm
ProntoSIL | 0402F183PS100 | BISCHOFF ProntoSIL 120-10-C18 AQ+ | AQ | 33 | 2 | 10 | 120 | L1 | fully | HPLC Column | SS | 33 x 2,0 mm
ProntoSIL | 0403F183PS100 | BISCHOFF ProntoSIL 120-10-C18 AQ+ | AQ | 33 | 3 | 10 | 120 | L1 | fully | HPLC Column | SS | 33 x 3,0 mm
ProntoSIL | 0404F183PS100 | BISCHOFF ProntoSIL 120-10-C18 AQ+ | AQ | 33 | 4 | 10 | 120 | L1 | fully | HPLC Column | SS | 33 x 4,0 mm
ProntoSIL | 0446F183PS100 | BISCHOFF ProntoSIL 120-10-C18 AQ+ | AQ | 33 | 4.6 | 10 | 120 | L1 | fully | HPLC Column | SS | 33 x 4,6 mm
ProntoSIL | A402F183PS100 | BISCHOFF ProntoSIL 120-10-C18 AQ+ | AQ | 40 | 2 | 10 | 120 | L1 | fully | HPLC Column | SS | 40 x 2,0 mm
ProntoSIL | A403F183PS100 | BISCHOFF ProntoSIL 120-10-C18 AQ+ | AQ | 40 | 3 | 10 | 120 | L1 | fully | HPLC Column | SS | 40 x 3,0 mm
ProntoSIL | A404F183PS100 | BISCHOFF ProntoSIL 120-10-C18 AQ+ | AQ | 40 | 4 | 10 | 120 | L1 | fully | HPLC Column | SS | 40 x 4,0 mm
ProntoSIL | A446F183PS100 | BISCHOFF ProntoSIL 120-10-C18 AQ+ | AQ | 40 | 4.6 | 10 | 120 | L1 | fully | HPLC Column | SS | 40 x 4,6 mm
ProntoSIL | 0502F183PS100 | BISCHOFF ProntoSIL 120-10-C18 AQ+ | AQ | 50 | 2 | 10 | 120 | L1 | fully | HPLC Column | SS | 50 x 2,0 mm
ProntoSIL | 0503F183PS100 | BISCHOFF ProntoSIL 120-10-C18 AQ+ | AQ | 50 | 3 | 10 | 120 | L1 | fully | HPLC Column | SS | 50 x 3,0 mm
ProntoSIL | 0504F183PS100 | BISCHOFF ProntoSIL 120-10-C18 AQ+ | AQ | 50 | 4 | 10 | 120 | L1 | fully | HPLC Column | SS | 50 x 4,0 mm
ProntoSIL | 0546F183PS100 | BISCHOFF ProntoSIL 120-10-C18 AQ+ | AQ | 50 | 4.6 | 10 | 120 | L1 | fully | HPLC Column | SS | 50 x 4,6 mm
ProntoSIL | 0602F183PS100 | BISCHOFF ProntoSIL 120-10-C18 AQ+ | AQ | 53 | 2 | 10 | 120 | L1 | fully | HPLC Column | SS | 53 x 2,0 mm
ProntoSIL | 0603F183PS100 | BISCHOFF ProntoSIL 120-10-C18 AQ+ | AQ | 53 | 3 | 10 | 120 | L1 | fully | HPLC Column | SS | 53 x 3,0 mm
ProntoSIL | 0604F183PS100 | BISCHOFF ProntoSIL 120-10-C18 AQ+ | AQ | 53 | 4 | 10 | 120 | L1 | fully | HPLC Column | SS | 53 x 4,0 mm
ProntoSIL | 0646F183PS100 | BISCHOFF ProntoSIL 120-10-C18 AQ+ | AQ | 53 | 4.6 | 10 | 120 | L1 | fully | HPLC Column | SS | 53 x 4,6 mm
ProntoSIL | A602F183PS100 | BISCHOFF ProntoSIL 120-10-C18 AQ+ | AQ | 60 | 2 | 10 | 120 | L1 | fully | HPLC Column | SS | 60 x 2,0 mm
ProntoSIL | A603F183PS100 | BISCHOFF ProntoSIL 120-10-C18 AQ+ | AQ | 60 | 3 | 10 | 120 | L1 | fully | HPLC Column | SS | 60 x 3,0 mm
ProntoSIL | A604F183PS100 | BISCHOFF ProntoSIL 120-10-C18 AQ+ | AQ | 60 | 4 | 10 | 120 | L1 | fully | HPLC Column | SS | 60 x 4,0 mm
ProntoSIL | A646F183PS100 | BISCHOFF ProntoSIL 120-10-C18 AQ+ | AQ | 60 | 4.6 | 10 | 120 | L1 | fully | HPLC Column | SS | 60 x 4,6 mm
ProntoSIL | 0702F183PS100 | BISCHOFF ProntoSIL 120-10-C18 AQ+ | AQ | 75 | 2 | 10 | 120 | L1 | fully | HPLC Column | SS | 75 x 2,0 mm
ProntoSIL | 0703F183PS100 | BISCHOFF ProntoSIL 120-10-C18 AQ+ | AQ | 75 | 3 | 10 | 120 | L1 | fully | HPLC Column | SS | 75 x 3,0 mm
ProntoSIL | 0704F183PS100 | BISCHOFF ProntoSIL 120-10-C18 AQ+ | AQ | 75 | 4 | 10 | 120 | L1 | fully | HPLC Column | SS | 75 x 4,0 mm
ProntoSIL | 0746F183PS100 | BISCHOFF ProntoSIL 120-10-C18 AQ+ | AQ | 75 | 4.6 | 10 | 120 | L1 | fully | HPLC Column | SS | 75 x 4,6 mm
ProntoSIL | 1002F183PS100 | BISCHOFF ProntoSIL 120-10-C18 AQ+ | AQ | 100 | 2 | 10 | 120 | L1 | fully | HPLC Column | SS | 100 x 2,0 mm
ProntoSIL | 1003F183PS100 | BISCHOFF ProntoSIL 120-10-C18 AQ+ | AQ | 100 | 3 | 10 | 120 | L1 | fully | HPLC Column | SS | 100 x 3,0 mm
ProntoSIL | 1004F183PS100 | BISCHOFF ProntoSIL 120-10-C18 AQ+ | AQ | 100 | 4 | 10 | 120 | L1 | fully | HPLC Column | SS | 100 x 4,0 mm
ProntoSIL | 1046F183PS100 | BISCHOFF ProntoSIL 120-10-C18 AQ+ | AQ | 100 | 4.6 | 10 | 120 | L1 | fully | HPLC Column | SS | 100 x 4,6 mm
ProntoSIL | 1202F183PS100 | BISCHOFF ProntoSIL 120-10-C18 AQ+ | AQ | 125 | 2 | 10 | 120 | L1 | fully | HPLC Column | SS | 125 x 2,0 mm
ProntoSIL | 1203F183PS100 | BISCHOFF ProntoSIL 120-10-C18 AQ+ | AQ | 125 | 3 | 10 | 120 | L1 | fully | HPLC Column | SS | 125 x 3,0 mm
ProntoSIL | 1204F183PS100 | BISCHOFF ProntoSIL 120-10-C18 AQ+ | AQ | 125 | 4 | 10 | 120 | L1 | fully | HPLC Column | SS | 125 x 4,0 mm
ProntoSIL | 1246F183PS100 | BISCHOFF ProntoSIL 120-10-C18 AQ+ | AQ | 125 | 4.6 | 10 | 120 | L1 | fully | HPLC Column | SS | 125 x 4,6 mm
ProntoSIL | 1502F183PS100 | BISCHOFF ProntoSIL 120-10-C18 AQ+ | AQ | 150 | 2 | 10 | 120 | L1 | fully | HPLC Column | SS | 150 x 2,0 mm
ProntoSIL | 1503F183PS100 | BISCHOFF ProntoSIL 120-10-C18 AQ+ | AQ | 150 | 3 | 10 | 120 | L1 | fully | HPLC Column | SS | 150 x 3,0 mm
ProntoSIL | 1504F183PS100 | BISCHOFF ProntoSIL 120-10-C18 AQ+ | AQ | 150 | 4 | 10 | 120 | L1 | fully | HPLC Column | SS | 150 x 4,0 mm
ProntoSIL | 1546F183PS100 | BISCHOFF ProntoSIL 120-10-C18 AQ+ | AQ | 150 | 4.6 | 10 | 120 | L1 | fully | HPLC Column | SS | 150 x 4,6 mm
ProntoSIL | 2002F183PS100 | BISCHOFF ProntoSIL 120-10-C18 AQ+ | AQ | 200 | 2 | 10 | 120 | L1 | fully | HPLC Column | SS | 200 x 2,0 mm
ProntoSIL | 2003F183PS100 | BISCHOFF ProntoSIL 120-10-C18 AQ+ | AQ | 200 | 3 | 10 | 120 | L1 | fully | HPLC Column | SS | 200 x 3,0 mm
ProntoSIL | 2004F183PS100 | BISCHOFF ProntoSIL 120-10-C18 AQ+ | AQ | 200 | 4 | 10 | 120 | L1 | fully | HPLC Column | SS | 200 x 4,0 mm
ProntoSIL | 2046F183PS100 | BISCHOFF ProntoSIL 120-10-C18 AQ+ | AQ | 200 | 4.6 | 10 | 120 | L1 | fully | HPLC Column | SS | 200 x 4,6 mm
ProntoSIL | 2502F183PS100 | BISCHOFF ProntoSIL 120-10-C18 AQ+ | AQ | 250 | 2 | 10 | 120 | L1 | fully | HPLC Column | SS | 250 x 2,0 mm
ProntoSIL | 2503F183PS100 | BISCHOFF ProntoSIL 120-10-C18 AQ+ | AQ | 250 | 3 | 10 | 120 | L1 | fully | HPLC Column | SS | 250 x 3,0 mm
ProntoSIL | 2504F183PS100 | BISCHOFF ProntoSIL 120-10-C18 AQ+ | AQ | 250 | 4 | 10 | 120 | L1 | fully | HPLC Column | SS | 250 x 4,0 mm
ProntoSIL | 2546F183PS100 | BISCHOFF ProntoSIL 120-10-C18 AQ+ | AQ | 250 | 4.6 | 10 | 120 | L1 | fully | HPLC Column | SS | 250 x 4,6 mm
ProntoSIL | 3002F183PS100 | BISCHOFF ProntoSIL 120-10-C18 AQ+ | AQ | 300 | 2 | 10 | 120 | L1 | fully | HPLC Column | SS | 300 x 2,0 mm
ProntoSIL | 3003F183PS100 | BISCHOFF ProntoSIL 120-10-C18 AQ+ | AQ | 300 | 3 | 10 | 120 | L1 | fully | HPLC Column | SS | 300 x 3,0 mm
ProntoSIL | 3004F183PS100 | BISCHOFF ProntoSIL 120-10-C18 AQ+ | AQ | 300 | 4 | 10 | 120 | L1 | fully | HPLC Column | SS | 300 x 4,0 mm
ProntoSIL | 3046F183PS100 | BISCHOFF ProntoSIL 120-10-C18 AQ+ | AQ | 300 | 4.6 | 10 | 120 | L1 | fully | HPLC Column | SS | 300 x 4,6 mm
ProntoSIL | 01P4F183PS100 | BISCHOFF ProntoSIL 120-10-C18 AQ+ | AQ | 14 | 4 | 10 | 120 | L1 | fully | HPLC Column | PEEK | 14 x 4,0 mm
ProntoSIL | A2P4F183PS100 | BISCHOFF ProntoSIL 120-10-C18 AQ+ | AQ | 20 | 4 | 10 | 120 | L1 | fully | HPLC Column | PEEK | 20 x 4,0 mm
ProntoSIL | 02P4F183PS100 | BISCHOFF ProntoSIL 120-10-C18 AQ+ | AQ | 25 | 4 | 10 | 120 | L1 | fully | HPLC Column | PEEK | 25 x 4,0 mm
ProntoSIL | 03P4F183PS100 | BISCHOFF ProntoSIL 120-10-C18 AQ+ | AQ | 30 | 4 | 10 | 120 | L1 | fully | HPLC Column | PEEK | 30 x 4,0 mm
ProntoSIL | 04P4F183PS100 | BISCHOFF ProntoSIL 120-10-C18 AQ+ | AQ | 33 | 4 | 10 | 120 | L1 | fully | HPLC Column | PEEK | 33 x 4,0 mm
ProntoSIL | A4P4F183PS100 | BISCHOFF ProntoSIL 120-10-C18 AQ+ | AQ | 40 | 4 | 10 | 120 | L1 | fully | HPLC Column | PEEK | 40 x 4,0 mm
ProntoSIL | 05P4F183PS100 | BISCHOFF ProntoSIL 120-10-C18 AQ+ | AQ | 50 | 4 | 10 | 120 | L1 | fully | HPLC Column | PEEK | 50 x 4,0 mm
ProntoSIL | 06P4F183PS100 | BISCHOFF ProntoSIL 120-10-C18 AQ+ | AQ | 53 | 4 | 10 | 120 | L1 | fully | HPLC Column | PEEK | 53 x 4,0 mm
ProntoSIL | A6P4F183PS100 | BISCHOFF ProntoSIL 120-10-C18 AQ+ | AQ | 60 | 4 | 10 | 120 | L1 | fully | HPLC Column | PEEK | 60 x 4,0 mm
ProntoSIL | 07P4F183PS100 | BISCHOFF ProntoSIL 120-10-C18 AQ+ | AQ | 75 | 4 | 10 | 120 | L1 | fully | HPLC Column | PEEK | 75 x 4,0 mm
ProntoSIL | 10P4F183PS100 | BISCHOFF ProntoSIL 120-10-C18 AQ+ | AQ | 100 | 4 | 10 | 120 | L1 | fully | HPLC Column | PEEK | 100 x 4,0 mm
ProntoSIL | 12P4F183PS100 | BISCHOFF ProntoSIL 120-10-C18 AQ+ | AQ | 125 | 4 | 10 | 120 | L1 | fully | HPLC Column | PEEK | 125 x 4,0 mm
ProntoSIL | 15P4F183PS100 | BISCHOFF ProntoSIL 120-10-C18 AQ+ | AQ | 150 | 4 | 10 | 120 | L1 | fully | HPLC Column | PEEK | 150 x 4,0 mm
ProntoSIL | 20P4F183PS100 | BISCHOFF ProntoSIL 120-10-C18 AQ+ | AQ | 200 | 4 | 10 | 120 | L1 | fully | HPLC Column | PEEK | 200 x 4,0 mm
ProntoSIL | 25P4F183PS100 | BISCHOFF ProntoSIL 120-10-C18 AQ+ | AQ | 250 | 4 | 10 | 120 | L1 | fully | HPLC Column | PEEK | 250 x 4,0 mm
ProntoSIL | 30P4F183PS100 | BISCHOFF ProntoSIL 120-10-C18 AQ+ | AQ | 300 | 4 | 10 | 120 | L1 | fully | HPLC Column | PEEK | 300 x 4,0 mm
ProntoSIL | 6305F183PS100 | BISCHOFF ProntoSIL 120-10-C18 AQ+ | AQ | 5 | 4 | 10 | 120 | L1 | fully | Cartridges (5 pcs.) | SS | 5 x 4,0 mm
ProntoSIL | 6301F183PS100 | BISCHOFF ProntoSIL 120-10-C18 AQ+ | AQ | 10 | 4 | 10 | 120 | L1 | fully | Cartridges (5 pcs.) | SS | 10 x 4,0 mm
ProntoSIL | 6302F183PS100 | BISCHOFF ProntoSIL 120-10-C18 AQ+ | AQ | 20 | 4 | 10 | 120 | L1 | fully | Cartridges (5 pcs.) | SS | 20 x 4,0 mm
ProntoSIL | 63P1F183PS100 | BISCHOFF ProntoSIL 120-10-C18 AQ+ | AQ | 10 | 4 | 10 | 120 | L1 | fully | Cartridges (5 pcs.) | PEEK | 10 x 4,0 mm
ProntoSIL | 63P2F183PS100 | BISCHOFF ProntoSIL 120-10-C18 AQ+ | AQ | 20 | 4 | 10 | 120 | L1 | fully | Cartridges (5 pcs.) | PEEK | 20 x 4,0 mm
ProntoSIL | 6335F183PS100 | BISCHOFF ProntoSIL 120-10-C18 AQ+ | AQ | 5 | 3 | 10 | 120 | L1 | fully | Cartridges (5 pcs.) | SS | 5 x 3,0 mm
ProntoSIL | 6331F183PS100 | BISCHOFF ProntoSIL 120-10-C18 AQ+ | AQ | 10 | 3 | 10 | 120 | L1 | fully | Cartridges (5 pcs.) | SS | 10 x 3,0 mm
ProntoSIL | 6332F183PS100 | BISCHOFF ProntoSIL 120-10-C18 AQ+ | AQ | 20 | 3 | 10 | 120 | L1 | fully | Cartridges (5 pcs.) | SS | 20 x 3,0 mm
ProntoSIL | 6325F183PS100 | BISCHOFF ProntoSIL 120-10-C18 AQ+ | AQ | 5 | 2 | 10 | 120 | L1 | fully | Cartridges (5 pcs.) | SS | 5 x 2,0 mm
ProntoSIL | 6321F183PS100 | BISCHOFF ProntoSIL 120-10-C18 AQ+ | AQ | 10 | 2 | 10 | 120 | L1 | fully | Cartridges (5 pcs.) | SS | 10 x 2,0 mm
ProntoSIL | 6322F183PS100 | BISCHOFF ProntoSIL 120-10-C18 AQ+ | AQ | 20 | 2 | 10 | 120 | L1 | fully | Cartridges (5 pcs.) | SS | 20 x 2,0 mm
ProntoSIL | 0102F18APS030 | BISCHOFF ProntoSIL 120-3-C18 ace-EPS | C18 | 14 | 2 | 3 | 120 | L60 | fully | HPLC Column | SS | 14 x 2,0 mm
ProntoSIL | 0103F18APS030 | BISCHOFF ProntoSIL 120-3-C18 ace-EPS | C18 | 14 | 3 | 3 | 120 | L60 | fully | HPLC Column | SS | 14 x 3,0 mm
ProntoSIL | 0104F18APS030 | BISCHOFF ProntoSIL 120-3-C18 ace-EPS | C18 | 14 | 4 | 3 | 120 | L60 | fully | HPLC Column | SS | 14 x 4,0 mm
ProntoSIL | 0146F18APS030 | BISCHOFF ProntoSIL 120-3-C18 ace-EPS | C18 | 14 | 4.6 | 3 | 120 | L60 | fully | HPLC Column | SS | 14 x 4,6 mm
ProntoSIL | A202F18APS030 | BISCHOFF ProntoSIL 120-3-C18 ace-EPS | C18 | 20 | 2 | 3 | 120 | L60 | fully | HPLC Column | SS | 20 x 2,0 mm
ProntoSIL | A203F18APS030 | BISCHOFF ProntoSIL 120-3-C18 ace-EPS | C18 | 20 | 3 | 3 | 120 | L60 | fully | HPLC Column | SS | 20 x 3,0 mm
ProntoSIL | A204F18APS030 | BISCHOFF ProntoSIL 120-3-C18 ace-EPS | C18 | 20 | 4 | 3 | 120 | L60 | fully | HPLC Column | SS | 20 x 4,0 mm
ProntoSIL | A246F18APS030 | BISCHOFF ProntoSIL 120-3-C18 ace-EPS | C18 | 20 | 4.6 | 3 | 120 | L60 | fully | HPLC Column | SS | 20 x 4,6 mm
ProntoSIL | 0202F18APS030 | BISCHOFF ProntoSIL 120-3-C18 ace-EPS | C18 | 25 | 2 | 3 | 120 | L60 | fully | HPLC Column | SS | 25 x 2,0 mm
ProntoSIL | 0203F18APS030 | BISCHOFF ProntoSIL 120-3-C18 ace-EPS | C18 | 25 | 3 | 3 | 120 | L60 | fully | HPLC Column | SS | 25 x 3,0 mm
ProntoSIL | 0204F18APS030 | BISCHOFF ProntoSIL 120-3-C18 ace-EPS | C18 | 25 | 4 | 3 | 120 | L60 | fully | HPLC Column | SS | 25 x 4,0 mm
ProntoSIL | 0246F18APS030 | BISCHOFF ProntoSIL 120-3-C18 ace-EPS | C18 | 25 | 4.6 | 3 | 120 | L60 | fully | HPLC Column | SS | 25 x 4,6 mm
ProntoSIL | 0302F18APS030 | BISCHOFF ProntoSIL 120-3-C18 ace-EPS | C18 | 30 | 2 | 3 | 120 | L60 | fully | HPLC Column | SS | 30 x 2,0 mm
ProntoSIL | 0303F18APS030 | BISCHOFF ProntoSIL 120-3-C18 ace-EPS | C18 | 30 | 3 | 3 | 120 | L60 | fully | HPLC Column | SS | 30 x 3,0 mm
ProntoSIL | 0304F18APS030 | BISCHOFF ProntoSIL 120-3-C18 ace-EPS | C18 | 30 | 4 | 3 | 120 | L60 | fully | HPLC Column | SS | 30 x 4,0 mm
ProntoSIL | 0346F18APS030 | BISCHOFF ProntoSIL 120-3-C18 ace-EPS | C18 | 30 | 4.6 | 3 | 120 | L60 | fully | HPLC Column | SS | 30 x 4,6 mm
ProntoSIL | 0402F18APS030 | BISCHOFF ProntoSIL 120-3-C18 ace-EPS | C18 | 33 | 2 | 3 | 120 | L60 | fully | HPLC Column | SS | 33 x 2,0 mm
ProntoSIL | 0403F18APS030 | BISCHOFF ProntoSIL 120-3-C18 ace-EPS | C18 | 33 | 3 | 3 | 120 | L60 | fully | HPLC Column | SS | 33 x 3,0 mm
ProntoSIL | 0404F18APS030 | BISCHOFF ProntoSIL 120-3-C18 ace-EPS | C18 | 33 | 4 | 3 | 120 | L60 | fully | HPLC Column | SS | 33 x 4,0 mm
ProntoSIL | 0446F18APS030 | BISCHOFF ProntoSIL 120-3-C18 ace-EPS | C18 | 33 | 4.6 | 3 | 120 | L60 | fully | HPLC Column | SS | 33 x 4,6 mm
ProntoSIL | A402F18APS030 | BISCHOFF ProntoSIL 120-3-C18 ace-EPS | C18 | 40 | 2 | 3 | 120 | L60 | fully | HPLC Column | SS | 40 x 2,0 mm
ProntoSIL | A403F18APS030 | BISCHOFF ProntoSIL 120-3-C18 ace-EPS | C18 | 40 | 3 | 3 | 120 | L60 | fully | HPLC Column | SS | 40 x 3,0 mm
ProntoSIL | A404F18APS030 | BISCHOFF ProntoSIL 120-3-C18 ace-EPS | C18 | 40 | 4 | 3 | 120 | L60 | fully | HPLC Column | SS | 40 x 4,0 mm
ProntoSIL | A446F18APS030 | BISCHOFF ProntoSIL 120-3-C18 ace-EPS | C18 | 40 | 4.6 | 3 | 120 | L60 | fully | HPLC Column | SS | 40 x 4,6 mm
ProntoSIL | 0502F18APS030 | BISCHOFF ProntoSIL 120-3-C18 ace-EPS | C18 | 50 | 2 | 3 | 120 | L60 | fully | HPLC Column | SS | 50 x 2,0 mm
ProntoSIL | 0503F18APS030 | BISCHOFF ProntoSIL 120-3-C18 ace-EPS | C18 | 50 | 3 | 3 | 120 | L60 | fully | HPLC Column | SS | 50 x 3,0 mm
ProntoSIL | 0504F18APS030 | BISCHOFF ProntoSIL 120-3-C18 ace-EPS | C18 | 50 | 4 | 3 | 120 | L60 | fully | HPLC Column | SS | 50 x 4,0 mm
ProntoSIL | 0546F18APS030 | BISCHOFF ProntoSIL 120-3-C18 ace-EPS | C18 | 50 | 4.6 | 3 | 120 | L60 | fully | HPLC Column | SS | 50 x 4,6 mm
ProntoSIL | 0602F18APS030 | BISCHOFF ProntoSIL 120-3-C18 ace-EPS | C18 | 53 | 2 | 3 | 120 | L60 | fully | HPLC Column | SS | 53 x 2,0 mm
ProntoSIL | 0603F18APS030 | BISCHOFF ProntoSIL 120-3-C18 ace-EPS | C18 | 53 | 3 | 3 | 120 | L60 | fully | HPLC Column | SS | 53 x 3,0 mm
ProntoSIL | 0604F18APS030 | BISCHOFF ProntoSIL 120-3-C18 ace-EPS | C18 | 53 | 4 | 3 | 120 | L60 | fully | HPLC Column | SS | 53 x 4,0 mm
ProntoSIL | 0646F18APS030 | BISCHOFF ProntoSIL 120-3-C18 ace-EPS | C18 | 53 | 4.6 | 3 | 120 | L60 | fully | HPLC Column | SS | 53 x 4,6 mm
ProntoSIL | A602F18APS030 | BISCHOFF ProntoSIL 120-3-C18 ace-EPS | C18 | 60 | 2 | 3 | 120 | L60 | fully | HPLC Column | SS | 60 x 2,0 mm
ProntoSIL | A603F18APS030 | BISCHOFF ProntoSIL 120-3-C18 ace-EPS | C18 | 60 | 3 | 3 | 120 | L60 | fully | HPLC Column | SS | 60 x 3,0 mm
ProntoSIL | A604F18APS030 | BISCHOFF ProntoSIL 120-3-C18 ace-EPS | C18 | 60 | 4 | 3 | 120 | L60 | fully | HPLC Column | SS | 60 x 4,0 mm
ProntoSIL | A646F18APS030 | BISCHOFF ProntoSIL 120-3-C18 ace-EPS | C18 | 60 | 4.6 | 3 | 120 | L60 | fully | HPLC Column | SS | 60 x 4,6 mm
ProntoSIL | 0702F18APS030 | BISCHOFF ProntoSIL 120-3-C18 ace-EPS | C18 | 75 | 2 | 3 | 120 | L60 | fully | HPLC Column | SS | 75 x 2,0 mm
ProntoSIL | 0703F18APS030 | BISCHOFF ProntoSIL 120-3-C18 ace-EPS | C18 | 75 | 3 | 3 | 120 | L60 | fully | HPLC Column | SS | 75 x 3,0 mm
ProntoSIL | 0704F18APS030 | BISCHOFF ProntoSIL 120-3-C18 ace-EPS | C18 | 75 | 4 | 3 | 120 | L60 | fully | HPLC Column | SS | 75 x 4,0 mm
ProntoSIL | 0746F18APS030 | BISCHOFF ProntoSIL 120-3-C18 ace-EPS | C18 | 75 | 4.6 | 3 | 120 | L60 | fully | HPLC Column | SS | 75 x 4,6 mm
ProntoSIL | 1002F18APS030 | BISCHOFF ProntoSIL 120-3-C18 ace-EPS | C18 | 100 | 2 | 3 | 120 | L60 | fully | HPLC Column | SS | 100 x 2,0 mm
ProntoSIL | 1003F18APS030 | BISCHOFF ProntoSIL 120-3-C18 ace-EPS | C18 | 100 | 3 | 3 | 120 | L60 | fully | HPLC Column | SS | 100 x 3,0 mm
ProntoSIL | 1004F18APS030 | BISCHOFF ProntoSIL 120-3-C18 ace-EPS | C18 | 100 | 4 | 3 | 120 | L60 | fully | HPLC Column | SS | 100 x 4,0 mm
ProntoSIL | 1046F18APS030 | BISCHOFF ProntoSIL 120-3-C18 ace-EPS | C18 | 100 | 4.6 | 3 | 120 | L60 | fully | HPLC Column | SS | 100 x 4,6 mm
ProntoSIL | 1202F18APS030 | BISCHOFF ProntoSIL 120-3-C18 ace-EPS | C18 | 125 | 2 | 3 | 120 | L60 | fully | HPLC Column | SS | 125 x 2,0 mm
ProntoSIL | 1203F18APS030 | BISCHOFF ProntoSIL 120-3-C18 ace-EPS | C18 | 125 | 3 | 3 | 120 | L60 | fully | HPLC Column | SS | 125 x 3,0 mm
ProntoSIL | 1204F18APS030 | BISCHOFF ProntoSIL 120-3-C18 ace-EPS | C18 | 125 | 4 | 3 | 120 | L60 | fully | HPLC Column | SS | 125 x 4,0 mm
ProntoSIL | 1246F18APS030 | BISCHOFF ProntoSIL 120-3-C18 ace-EPS | C18 | 125 | 4.6 | 3 | 120 | L60 | fully | HPLC Column | SS | 125 x 4,6 mm
ProntoSIL | 1502F18APS030 | BISCHOFF ProntoSIL 120-3-C18 ace-EPS | C18 | 150 | 2 | 3 | 120 | L60 | fully | HPLC Column | SS | 150 x 2,0 mm
ProntoSIL | 1503F18APS030 | BISCHOFF ProntoSIL 120-3-C18 ace-EPS | C18 | 150 | 3 | 3 | 120 | L60 | fully | HPLC Column | SS | 150 x 3,0 mm
ProntoSIL | 1504F18APS030 | BISCHOFF ProntoSIL 120-3-C18 ace-EPS | C18 | 150 | 4 | 3 | 120 | L60 | fully | HPLC Column | SS | 150 x 4,0 mm
ProntoSIL | 1546F18APS030 | BISCHOFF ProntoSIL 120-3-C18 ace-EPS | C18 | 150 | 4.6 | 3 | 120 | L60 | fully | HPLC Column | SS | 150 x 4,6 mm
ProntoSIL | 2002F18APS030 | BISCHOFF ProntoSIL 120-3-C18 ace-EPS | C18 | 200 | 2 | 3 | 120 | L60 | fully | HPLC Column | SS | 200 x 2,0 mm
ProntoSIL | 2003F18APS030 | BISCHOFF ProntoSIL 120-3-C18 ace-EPS | C18 | 200 | 3 | 3 | 120 | L60 | fully | HPLC Column | SS | 200 x 3,0 mm
ProntoSIL | 2004F18APS030 | BISCHOFF ProntoSIL 120-3-C18 ace-EPS | C18 | 200 | 4 | 3 | 120 | L60 | fully | HPLC Column | SS | 200 x 4,0 mm
ProntoSIL | 2046F18APS030 | BISCHOFF ProntoSIL 120-3-C18 ace-EPS | C18 | 200 | 4.6 | 3 | 120 | L60 | fully | HPLC Column | SS | 200 x 4,6 mm
ProntoSIL | 2502F18APS030 | BISCHOFF ProntoSIL 120-3-C18 ace-EPS | C18 | 250 | 2 | 3 | 120 | L60 | fully | HPLC Column | SS | 250 x 2,0 mm
ProntoSIL | 2503F18APS030 | BISCHOFF ProntoSIL 120-3-C18 ace-EPS | C18 | 250 | 3 | 3 | 120 | L60 | fully | HPLC Column | SS | 250 x 3,0 mm
ProntoSIL | 2504F18APS030 | BISCHOFF ProntoSIL 120-3-C18 ace-EPS | C18 | 250 | 4 | 3 | 120 | L60 | fully | HPLC Column | SS | 250 x 4,0 mm
ProntoSIL | 2546F18APS030 | BISCHOFF ProntoSIL 120-3-C18 ace-EPS | C18 | 250 | 4.6 | 3 | 120 | L60 | fully | HPLC Column | SS | 250 x 4,6 mm
ProntoSIL | 3002F18APS030 | BISCHOFF ProntoSIL 120-3-C18 ace-EPS | C18 | 300 | 2 | 3 | 120 | L60 | fully | HPLC Column | SS | 300 x 2,0 mm
ProntoSIL | 3003F18APS030 | BISCHOFF ProntoSIL 120-3-C18 ace-EPS | C18 | 300 | 3 | 3 | 120 | L60 | fully | HPLC Column | SS | 300 x 3,0 mm
ProntoSIL | 3004F18APS030 | BISCHOFF ProntoSIL 120-3-C18 ace-EPS | C18 | 300 | 4 | 3 | 120 | L60 | fully | HPLC Column | SS | 300 x 4,0 mm
ProntoSIL | 3046F18APS030 | BISCHOFF ProntoSIL 120-3-C18 ace-EPS | C18 | 300 | 4.6 | 3 | 120 | L60 | fully | HPLC Column | SS | 300 x 4,6 mm
ProntoSIL | 01P4F18APS030 | BISCHOFF ProntoSIL 120-3-C18 ace-EPS | C18 | 14 | 4 | 3 | 120 | L60 | fully | HPLC Column | PEEK | 14 x 4,0 mm
ProntoSIL | A2P4F18APS030 | BISCHOFF ProntoSIL 120-3-C18 ace-EPS | C18 | 20 | 4 | 3 | 120 | L60 | fully | HPLC Column | PEEK | 20 x 4,0 mm
ProntoSIL | 02P4F18APS030 | BISCHOFF ProntoSIL 120-3-C18 ace-EPS | C18 | 25 | 4 | 3 | 120 | L60 | fully | HPLC Column | PEEK | 25 x 4,0 mm
ProntoSIL | 03P4F18APS030 | BISCHOFF ProntoSIL 120-3-C18 ace-EPS | C18 | 30 | 4 | 3 | 120 | L60 | fully | HPLC Column | PEEK | 30 x 4,0 mm
ProntoSIL | 04P4F18APS030 | BISCHOFF ProntoSIL 120-3-C18 ace-EPS | C18 | 33 | 4 | 3 | 120 | L60 | fully | HPLC Column | PEEK | 33 x 4,0 mm
ProntoSIL | A4P4F18APS030 | BISCHOFF ProntoSIL 120-3-C18 ace-EPS | C18 | 40 | 4 | 3 | 120 | L60 | fully | HPLC Column | PEEK | 40 x 4,0 mm
ProntoSIL | 05P4F18APS030 | BISCHOFF ProntoSIL 120-3-C18 ace-EPS | C18 | 50 | 4 | 3 | 120 | L60 | fully | HPLC Column | PEEK | 50 x 4,0 mm
ProntoSIL | 06P4F18APS030 | BISCHOFF ProntoSIL 120-3-C18 ace-EPS | C18 | 53 | 4 | 3 | 120 | L60 | fully | HPLC Column | PEEK | 53 x 4,0 mm
ProntoSIL | A6P4F18APS030 | BISCHOFF ProntoSIL 120-3-C18 ace-EPS | C18 | 60 | 4 | 3 | 120 | L60 | fully | HPLC Column | PEEK | 60 x 4,0 mm
ProntoSIL | 07P4F18APS030 | BISCHOFF ProntoSIL 120-3-C18 ace-EPS | C18 | 75 | 4 | 3 | 120 | L60 | fully | HPLC Column | PEEK | 75 x 4,0 mm
ProntoSIL | 10P4F18APS030 | BISCHOFF ProntoSIL 120-3-C18 ace-EPS | C18 | 100 | 4 | 3 | 120 | L60 | fully | HPLC Column | PEEK | 100 x 4,0 mm
ProntoSIL | 12P4F18APS030 | BISCHOFF ProntoSIL 120-3-C18 ace-EPS | C18 | 125 | 4 | 3 | 120 | L60 | fully | HPLC Column | PEEK | 125 x 4,0 mm
ProntoSIL | 15P4F18APS030 | BISCHOFF ProntoSIL 120-3-C18 ace-EPS | C18 | 150 | 4 | 3 | 120 | L60 | fully | HPLC Column | PEEK | 150 x 4,0 mm
ProntoSIL | 20P4F18APS030 | BISCHOFF ProntoSIL 120-3-C18 ace-EPS | C18 | 200 | 4 | 3 | 120 | L60 | fully | HPLC Column | PEEK | 200 x 4,0 mm
ProntoSIL | 25P4F18APS030 | BISCHOFF ProntoSIL 120-3-C18 ace-EPS | C18 | 250 | 4 | 3 | 120 | L60 | fully | HPLC Column | PEEK | 250 x 4,0 mm
ProntoSIL | 30P4F18APS030 | BISCHOFF ProntoSIL 120-3-C18 ace-EPS | C18 | 300 | 4 | 3 | 120 | L60 | fully | HPLC Column | PEEK | 300 x 4,0 mm
ProntoSIL | 6305F18APS030 | BISCHOFF ProntoSIL 120-3-C18 ace-EPS | C18 | 5 | 4 | 3 | 120 | L60 | fully | Cartridges (5 pcs.) | SS | 5 x 4,0 mm
ProntoSIL | 6301F18APS030 | BISCHOFF ProntoSIL 120-3-C18 ace-EPS | C18 | 10 | 4 | 3 | 120 | L60 | fully | Cartridges (5 pcs.) | SS | 10 x 4,0 mm
ProntoSIL | 6302F18APS030 | BISCHOFF ProntoSIL 120-3-C18 ace-EPS | C18 | 20 | 4 | 3 | 120 | L60 | fully | Cartridges (5 pcs.) | SS | 20 x 4,0 mm
ProntoSIL | 63P1F18APS030 | BISCHOFF ProntoSIL 120-3-C18 ace-EPS | C18 | 10 | 4 | 3 | 120 | L60 | fully | Cartridges (5 pcs.) | PEEK | 10 x 4,0 mm
ProntoSIL | 63P2F18APS030 | BISCHOFF ProntoSIL 120-3-C18 ace-EPS | C18 | 20 | 4 | 3 | 120 | L60 | fully | Cartridges (5 pcs.) | PEEK | 20 x 4,0 mm
ProntoSIL | 6335F18APS030 | BISCHOFF ProntoSIL 120-3-C18 ace-EPS | C18 | 5 | 3 | 3 | 120 | L60 | fully | Cartridges (5 pcs.) | SS | 5 x 3,0 mm
ProntoSIL | 6331F18APS030 | BISCHOFF ProntoSIL 120-3-C18 ace-EPS | C18 | 10 | 3 | 3 | 120 | L60 | fully | Cartridges (5 pcs.) | SS | 10 x 3,0 mm
ProntoSIL | 6332F18APS030 | BISCHOFF ProntoSIL 120-3-C18 ace-EPS | C18 | 20 | 3 | 3 | 120 | L60 | fully | Cartridges (5 pcs.) | SS | 20 x 3,0 mm
ProntoSIL | 6325F18APS030 | BISCHOFF ProntoSIL 120-3-C18 ace-EPS | C18 | 5 | 2 | 3 | 120 | L60 | fully | Cartridges (5 pcs.) | SS | 5 x 2,0 mm
ProntoSIL | 6321F18APS030 | BISCHOFF ProntoSIL 120-3-C18 ace-EPS | C18 | 10 | 2 | 3 | 120 | L60 | fully | Cartridges (5 pcs.) | SS | 10 x 2,0 mm
ProntoSIL | 6322F18APS030 | BISCHOFF ProntoSIL 120-3-C18 ace-EPS | C18 | 20 | 2 | 3 | 120 | L60 | fully | Cartridges (5 pcs.) | SS | 20 x 2,0 mm
ProntoSIL | 0102F18APS050 | BISCHOFF ProntoSIL 120-5-C18 ace-EPS | C18 | 14 | 2 | 5 | 120 | L60 | fully | HPLC Column | SS | 14 x 2,0 mm
ProntoSIL | 0103F18APS050 | BISCHOFF ProntoSIL 120-5-C18 ace-EPS | C18 | 14 | 3 | 5 | 120 | L60 | fully | HPLC Column | SS | 14 x 3,0 mm
ProntoSIL | 0104F18APS050 | BISCHOFF ProntoSIL 120-5-C18 ace-EPS | C18 | 14 | 4 | 5 | 120 | L60 | fully | HPLC Column | SS | 14 x 4,0 mm
ProntoSIL | 0146F18APS050 | BISCHOFF ProntoSIL 120-5-C18 ace-EPS | C18 | 14 | 4.6 | 5 | 120 | L60 | fully | HPLC Column | SS | 14 x 4,6 mm
ProntoSIL | A202F18APS050 | BISCHOFF ProntoSIL 120-5-C18 ace-EPS | C18 | 20 | 2 | 5 | 120 | L60 | fully | HPLC Column | SS | 20 x 2,0 mm
ProntoSIL | A203F18APS050 | BISCHOFF ProntoSIL 120-5-C18 ace-EPS | C18 | 20 | 3 | 5 | 120 | L60 | fully | HPLC Column | SS | 20 x 3,0 mm
ProntoSIL | A204F18APS050 | BISCHOFF ProntoSIL 120-5-C18 ace-EPS | C18 | 20 | 4 | 5 | 120 | L60 | fully | HPLC Column | SS | 20 x 4,0 mm
ProntoSIL | A246F18APS050 | BISCHOFF ProntoSIL 120-5-C18 ace-EPS | C18 | 20 | 4.6 | 5 | 120 | L60 | fully | HPLC Column | SS | 20 x 4,6 mm
ProntoSIL | 0202F18APS050 | BISCHOFF ProntoSIL 120-5-C18 ace-EPS | C18 | 25 | 2 | 5 | 120 | L60 | fully | HPLC Column | SS | 25 x 2,0 mm
ProntoSIL | 0203F18APS050 | BISCHOFF ProntoSIL 120-5-C18 ace-EPS | C18 | 25 | 3 | 5 | 120 | L60 | fully | HPLC Column | SS | 25 x 3,0 mm
ProntoSIL | 0204F18APS050 | BISCHOFF ProntoSIL 120-5-C18 ace-EPS | C18 | 25 | 4 | 5 | 120 | L60 | fully | HPLC Column | SS | 25 x 4,0 mm
ProntoSIL | 0246F18APS050 | BISCHOFF ProntoSIL 120-5-C18 ace-EPS | C18 | 25 | 4.6 | 5 | 120 | L60 | fully | HPLC Column | SS | 25 x 4,6 mm
ProntoSIL | 0302F18APS050 | BISCHOFF ProntoSIL 120-5-C18 ace-EPS | C18 | 30 | 2 | 5 | 120 | L60 | fully | HPLC Column | SS | 30 x 2,0 mm
ProntoSIL | 0303F18APS050 | BISCHOFF ProntoSIL 120-5-C18 ace-EPS | C18 | 30 | 3 | 5 | 120 | L60 | fully | HPLC Column | SS | 30 x 3,0 mm
ProntoSIL | 0304F18APS050 | BISCHOFF ProntoSIL 120-5-C18 ace-EPS | C18 | 30 | 4 | 5 | 120 | L60 | fully | HPLC Column | SS | 30 x 4,0 mm
ProntoSIL | 0346F18APS050 | BISCHOFF ProntoSIL 120-5-C18 ace-EPS | C18 | 30 | 4.6 | 5 | 120 | L60 | fully | HPLC Column | SS | 30 x 4,6 mm
ProntoSIL | 0402F18APS050 | BISCHOFF ProntoSIL 120-5-C18 ace-EPS | C18 | 33 | 2 | 5 | 120 | L60 | fully | HPLC Column | SS | 33 x 2,0 mm
ProntoSIL | 0403F18APS050 | BISCHOFF ProntoSIL 120-5-C18 ace-EPS | C18 | 33 | 3 | 5 | 120 | L60 | fully | HPLC Column | SS | 33 x 3,0 mm
ProntoSIL | 0404F18APS050 | BISCHOFF ProntoSIL 120-5-C18 ace-EPS | C18 | 33 | 4 | 5 | 120 | L60 | fully | HPLC Column | SS | 33 x 4,0 mm
ProntoSIL | 0446F18APS050 | BISCHOFF ProntoSIL 120-5-C18 ace-EPS | C18 | 33 | 4.6 | 5 | 120 | L60 | fully | HPLC Column | SS | 33 x 4,6 mm
ProntoSIL | A402F18APS050 | BISCHOFF ProntoSIL 120-5-C18 ace-EPS | C18 | 40 | 2 | 5 | 120 | L60 | fully | HPLC Column | SS | 40 x 2,0 mm
ProntoSIL | A403F18APS050 | BISCHOFF ProntoSIL 120-5-C18 ace-EPS | C18 | 40 | 3 | 5 | 120 | L60 | fully | HPLC Column | SS | 40 x 3,0 mm
ProntoSIL | A404F18APS050 | BISCHOFF ProntoSIL 120-5-C18 ace-EPS | C18 | 40 | 4 | 5 | 120 | L60 | fully | HPLC Column | SS | 40 x 4,0 mm
ProntoSIL | A446F18APS050 | BISCHOFF ProntoSIL 120-5-C18 ace-EPS | C18 | 40 | 4.6 | 5 | 120 | L60 | fully | HPLC Column | SS | 40 x 4,6 mm
ProntoSIL | 0502F18APS050 | BISCHOFF ProntoSIL 120-5-C18 ace-EPS | C18 | 50 | 2 | 5 | 120 | L60 | fully | HPLC Column | SS | 50 x 2,0 mm
ProntoSIL | 0503F18APS050 | BISCHOFF ProntoSIL 120-5-C18 ace-EPS | C18 | 50 | 3 | 5 | 120 | L60 | fully | HPLC Column | SS | 50 x 3,0 mm
ProntoSIL | 0504F18APS050 | BISCHOFF ProntoSIL 120-5-C18 ace-EPS | C18 | 50 | 4 | 5 | 120 | L60 | fully | HPLC Column | SS | 50 x 4,0 mm
ProntoSIL | 0546F18APS050 | BISCHOFF ProntoSIL 120-5-C18 ace-EPS | C18 | 50 | 4.6 | 5 | 120 | L60 | fully | HPLC Column | SS | 50 x 4,6 mm
ProntoSIL | 0602F18APS050 | BISCHOFF ProntoSIL 120-5-C18 ace-EPS | C18 | 53 | 2 | 5 | 120 | L60 | fully | HPLC Column | SS | 53 x 2,0 mm
ProntoSIL | 0603F18APS050 | BISCHOFF ProntoSIL 120-5-C18 ace-EPS | C18 | 53 | 3 | 5 | 120 | L60 | fully | HPLC Column | SS | 53 x 3,0 mm
ProntoSIL | 0604F18APS050 | BISCHOFF ProntoSIL 120-5-C18 ace-EPS | C18 | 53 | 4 | 5 | 120 | L60 | fully | HPLC Column | SS | 53 x 4,0 mm
ProntoSIL | 0646F18APS050 | BISCHOFF ProntoSIL 120-5-C18 ace-EPS | C18 | 53 | 4.6 | 5 | 120 | L60 | fully | HPLC Column | SS | 53 x 4,6 mm
ProntoSIL | A602F18APS050 | BISCHOFF ProntoSIL 120-5-C18 ace-EPS | C18 | 60 | 2 | 5 | 120 | L60 | fully | HPLC Column | SS | 60 x 2,0 mm
ProntoSIL | A603F18APS050 | BISCHOFF ProntoSIL 120-5-C18 ace-EPS | C18 | 60 | 3 | 5 | 120 | L60 | fully | HPLC Column | SS | 60 x 3,0 mm
ProntoSIL | A604F18APS050 | BISCHOFF ProntoSIL 120-5-C18 ace-EPS | C18 | 60 | 4 | 5 | 120 | L60 | fully | HPLC Column | SS | 60 x 4,0 mm
ProntoSIL | A646F18APS050 | BISCHOFF ProntoSIL 120-5-C18 ace-EPS | C18 | 60 | 4.6 | 5 | 120 | L60 | fully | HPLC Column | SS | 60 x 4,6 mm
ProntoSIL | 0702F18APS050 | BISCHOFF ProntoSIL 120-5-C18 ace-EPS | C18 | 75 | 2 | 5 | 120 | L60 | fully | HPLC Column | SS | 75 x 2,0 mm
ProntoSIL | 0703F18APS050 | BISCHOFF ProntoSIL 120-5-C18 ace-EPS | C18 | 75 | 3 | 5 | 120 | L60 | fully | HPLC Column | SS | 75 x 3,0 mm
ProntoSIL | 0704F18APS050 | BISCHOFF ProntoSIL 120-5-C18 ace-EPS | C18 | 75 | 4 | 5 | 120 | L60 | fully | HPLC Column | SS | 75 x 4,0 mm
ProntoSIL | 0746F18APS050 | BISCHOFF ProntoSIL 120-5-C18 ace-EPS | C18 | 75 | 4.6 | 5 | 120 | L60 | fully | HPLC Column | SS | 75 x 4,6 mm
ProntoSIL | 1002F18APS050 | BISCHOFF ProntoSIL 120-5-C18 ace-EPS | C18 | 100 | 2 | 5 | 120 | L60 | fully | HPLC Column | SS | 100 x 2,0 mm
ProntoSIL | 1003F18APS050 | BISCHOFF ProntoSIL 120-5-C18 ace-EPS | C18 | 100 | 3 | 5 | 120 | L60 | fully | HPLC Column | SS | 100 x 3,0 mm
ProntoSIL | 1004F18APS050 | BISCHOFF ProntoSIL 120-5-C18 ace-EPS | C18 | 100 | 4 | 5 | 120 | L60 | fully | HPLC Column | SS | 100 x 4,0 mm
ProntoSIL | 1046F18APS050 | BISCHOFF ProntoSIL 120-5-C18 ace-EPS | C18 | 100 | 4.6 | 5 | 120 | L60 | fully | HPLC Column | SS | 100 x 4,6 mm
ProntoSIL | 1202F18APS050 | BISCHOFF ProntoSIL 120-5-C18 ace-EPS | C18 | 125 | 2 | 5 | 120 | L60 | fully | HPLC Column | SS | 125 x 2,0 mm
ProntoSIL | 1203F18APS050 | BISCHOFF ProntoSIL 120-5-C18 ace-EPS | C18 | 125 | 3 | 5 | 120 | L60 | fully | HPLC Column | SS | 125 x 3,0 mm
ProntoSIL | 1204F18APS050 | BISCHOFF ProntoSIL 120-5-C18 ace-EPS | C18 | 125 | 4 | 5 | 120 | L60 | fully | HPLC Column | SS | 125 x 4,0 mm
ProntoSIL | 1246F18APS050 | BISCHOFF ProntoSIL 120-5-C18 ace-EPS | C18 | 125 | 4.6 | 5 | 120 | L60 | fully | HPLC Column | SS | 125 x 4,6 mm
ProntoSIL | 1502F18APS050 | BISCHOFF ProntoSIL 120-5-C18 ace-EPS | C18 | 150 | 2 | 5 | 120 | L60 | fully | HPLC Column | SS | 150 x 2,0 mm
ProntoSIL | 1503F18APS050 | BISCHOFF ProntoSIL 120-5-C18 ace-EPS | C18 | 150 | 3 | 5 | 120 | L60 | fully | HPLC Column | SS | 150 x 3,0 mm
ProntoSIL | 1504F18APS050 | BISCHOFF ProntoSIL 120-5-C18 ace-EPS | C18 | 150 | 4 | 5 | 120 | L60 | fully | HPLC Column | SS | 150 x 4,0 mm
ProntoSIL | 1546F18APS050 | BISCHOFF ProntoSIL 120-5-C18 ace-EPS | C18 | 150 | 4.6 | 5 | 120 | L60 | fully | HPLC Column | SS | 150 x 4,6 mm
ProntoSIL | 2002F18APS050 | BISCHOFF ProntoSIL 120-5-C18 ace-EPS | C18 | 200 | 2 | 5 | 120 | L60 | fully | HPLC Column | SS | 200 x 2,0 mm
ProntoSIL | 2003F18APS050 | BISCHOFF ProntoSIL 120-5-C18 ace-EPS | C18 | 200 | 3 | 5 | 120 | L60 | fully | HPLC Column | SS | 200 x 3,0 mm
ProntoSIL | 2004F18APS050 | BISCHOFF ProntoSIL 120-5-C18 ace-EPS | C18 | 200 | 4 | 5 | 120 | L60 | fully | HPLC Column | SS | 200 x 4,0 mm
ProntoSIL | 2046F18APS050 | BISCHOFF ProntoSIL 120-5-C18 ace-EPS | C18 | 200 | 4.6 | 5 | 120 | L60 | fully | HPLC Column | SS | 200 x 4,6 mm
ProntoSIL | 2502F18APS050 | BISCHOFF ProntoSIL 120-5-C18 ace-EPS | C18 | 250 | 2 | 5 | 120 | L60 | fully | HPLC Column | SS | 250 x 2,0 mm
ProntoSIL | 2503F18APS050 | BISCHOFF ProntoSIL 120-5-C18 ace-EPS | C18 | 250 | 3 | 5 | 120 | L60 | fully | HPLC Column | SS | 250 x 3,0 mm
ProntoSIL | 2504F18APS050 | BISCHOFF ProntoSIL 120-5-C18 ace-EPS | C18 | 250 | 4 | 5 | 120 | L60 | fully | HPLC Column | SS | 250 x 4,0 mm
ProntoSIL | 2546F18APS050 | BISCHOFF ProntoSIL 120-5-C18 ace-EPS | C18 | 250 | 4.6 | 5 | 120 | L60 | fully | HPLC Column | SS | 250 x 4,6 mm
ProntoSIL | 3002F18APS050 | BISCHOFF ProntoSIL 120-5-C18 ace-EPS | C18 | 300 | 2 | 5 | 120 | L60 | fully | HPLC Column | SS | 300 x 2,0 mm
ProntoSIL | 3003F18APS050 | BISCHOFF ProntoSIL 120-5-C18 ace-EPS | C18 | 300 | 3 | 5 | 120 | L60 | fully | HPLC Column | SS | 300 x 3,0 mm
ProntoSIL | 3004F18APS050 | BISCHOFF ProntoSIL 120-5-C18 ace-EPS | C18 | 300 | 4 | 5 | 120 | L60 | fully | HPLC Column | SS | 300 x 4,0 mm
ProntoSIL | 3046F18APS050 | BISCHOFF ProntoSIL 120-5-C18 ace-EPS | C18 | 300 | 4.6 | 5 | 120 | L60 | fully | HPLC Column | SS | 300 x 4,6 mm
ProntoSIL | 01P4F18APS050 | BISCHOFF ProntoSIL 120-5-C18 ace-EPS | C18 | 14 | 4 | 5 | 120 | L60 | fully | HPLC Column | PEEK | 14 x 4,0 mm
ProntoSIL | A2P4F18APS050 | BISCHOFF ProntoSIL 120-5-C18 ace-EPS | C18 | 20 | 4 | 5 | 120 | L60 | fully | HPLC Column | PEEK | 20 x 4,0 mm
ProntoSIL | 02P4F18APS050 | BISCHOFF ProntoSIL 120-5-C18 ace-EPS | C18 | 25 | 4 | 5 | 120 | L60 | fully | HPLC Column | PEEK | 25 x 4,0 mm
ProntoSIL | 03P4F18APS050 | BISCHOFF ProntoSIL 120-5-C18 ace-EPS | C18 | 30 | 4 | 5 | 120 | L60 | fully | HPLC Column | PEEK | 30 x 4,0 mm
ProntoSIL | 04P4F18APS050 | BISCHOFF ProntoSIL 120-5-C18 ace-EPS | C18 | 33 | 4 | 5 | 120 | L60 | fully | HPLC Column | PEEK | 33 x 4,0 mm
ProntoSIL | A4P4F18APS050 | BISCHOFF ProntoSIL 120-5-C18 ace-EPS | C18 | 40 | 4 | 5 | 120 | L60 | fully | HPLC Column | PEEK | 40 x 4,0 mm
ProntoSIL | 05P4F18APS050 | BISCHOFF ProntoSIL 120-5-C18 ace-EPS | C18 | 50 | 4 | 5 | 120 | L60 | fully | HPLC Column | PEEK | 50 x 4,0 mm
ProntoSIL | 06P4F18APS050 | BISCHOFF ProntoSIL 120-5-C18 ace-EPS | C18 | 53 | 4 | 5 | 120 | L60 | fully | HPLC Column | PEEK | 53 x 4,0 mm
ProntoSIL | A6P4F18APS050 | BISCHOFF ProntoSIL 120-5-C18 ace-EPS | C18 | 60 | 4 | 5 | 120 | L60 | fully | HPLC Column | PEEK | 60 x 4,0 mm
ProntoSIL | 07P4F18APS050 | BISCHOFF ProntoSIL 120-5-C18 ace-EPS | C18 | 75 | 4 | 5 | 120 | L60 | fully | HPLC Column | PEEK | 75 x 4,0 mm
ProntoSIL | 10P4F18APS050 | BISCHOFF ProntoSIL 120-5-C18 ace-EPS | C18 | 100 | 4 | 5 | 120 | L60 | fully | HPLC Column | PEEK | 100 x 4,0 mm
ProntoSIL | 12P4F18APS050 | BISCHOFF ProntoSIL 120-5-C18 ace-EPS | C18 | 125 | 4 | 5 | 120 | L60 | fully | HPLC Column | PEEK | 125 x 4,0 mm
ProntoSIL | 15P4F18APS050 | BISCHOFF ProntoSIL 120-5-C18 ace-EPS | C18 | 150 | 4 | 5 | 120 | L60 | fully | HPLC Column | PEEK | 150 x 4,0 mm
ProntoSIL | 20P4F18APS050 | BISCHOFF ProntoSIL 120-5-C18 ace-EPS | C18 | 200 | 4 | 5 | 120 | L60 | fully | HPLC Column | PEEK | 200 x 4,0 mm
ProntoSIL | 25P4F18APS050 | BISCHOFF ProntoSIL 120-5-C18 ace-EPS | C18 | 250 | 4 | 5 | 120 | L60 | fully | HPLC Column | PEEK | 250 x 4,0 mm
ProntoSIL | 30P4F18APS050 | BISCHOFF ProntoSIL 120-5-C18 ace-EPS | C18 | 300 | 4 | 5 | 120 | L60 | fully | HPLC Column | PEEK | 300 x 4,0 mm
ProntoSIL | 6305F18APS050 | BISCHOFF ProntoSIL 120-5-C18 ace-EPS | C18 | 5 | 4 | 5 | 120 | L60 | fully | Cartridges (5 pcs.) | SS | 5 x 4,0 mm
ProntoSIL | 6301F18APS050 | BISCHOFF ProntoSIL 120-5-C18 ace-EPS | C18 | 10 | 4 | 5 | 120 | L60 | fully | Cartridges (5 pcs.) | SS | 10 x 4,0 mm
ProntoSIL | 6302F18APS050 | BISCHOFF ProntoSIL 120-5-C18 ace-EPS | C18 | 20 | 4 | 5 | 120 | L60 | fully | Cartridges (5 pcs.) | SS | 20 x 4,0 mm
ProntoSIL | 63P1F18APS050 | BISCHOFF ProntoSIL 120-5-C18 ace-EPS | C18 | 10 | 4 | 5 | 120 | L60 | fully | Cartridges (5 pcs.) | PEEK | 10 x 4,0 mm
ProntoSIL | 63P2F18APS050 | BISCHOFF ProntoSIL 120-5-C18 ace-EPS | C18 | 20 | 4 | 5 | 120 | L60 | fully | Cartridges (5 pcs.) | PEEK | 20 x 4,0 mm
ProntoSIL | 6335F18APS050 | BISCHOFF ProntoSIL 120-5-C18 ace-EPS | C18 | 5 | 3 | 5 | 120 | L60 | fully | Cartridges (5 pcs.) | SS | 5 x 3,0 mm
ProntoSIL | 6331F18APS050 | BISCHOFF ProntoSIL 120-5-C18 ace-EPS | C18 | 10 | 3 | 5 | 120 | L60 | fully | Cartridges (5 pcs.) | SS | 10 x 3,0 mm
ProntoSIL | 6332F18APS050 | BISCHOFF ProntoSIL 120-5-C18 ace-EPS | C18 | 20 | 3 | 5 | 120 | L60 | fully | Cartridges (5 pcs.) | SS | 20 x 3,0 mm
ProntoSIL | 6325F18APS050 | BISCHOFF ProntoSIL 120-5-C18 ace-EPS | C18 | 5 | 2 | 5 | 120 | L60 | fully | Cartridges (5 pcs.) | SS | 5 x 2,0 mm
ProntoSIL | 6321F18APS050 | BISCHOFF ProntoSIL 120-5-C18 ace-EPS | C18 | 10 | 2 | 5 | 120 | L60 | fully | Cartridges (5 pcs.) | SS | 10 x 2,0 mm
ProntoSIL | 6322F18APS050 | BISCHOFF ProntoSIL 120-5-C18 ace-EPS | C18 | 20 | 2 | 5 | 120 | L60 | fully | Cartridges (5 pcs.) | SS | 20 x 2,0 mm
ProntoSIL | 0102F18APS070 | BISCHOFF ProntoSIL 120-7-C18 ace-EPS | C18 | 14 | 2 | 7 | 120 | L60 | fully | HPLC Column | SS | 14 x 2,0 mm
ProntoSIL | 0103F18APS070 | BISCHOFF ProntoSIL 120-7-C18 ace-EPS | C18 | 14 | 3 | 7 | 120 | L60 | fully | HPLC Column | SS | 14 x 3,0 mm
ProntoSIL | 0104F18APS070 | BISCHOFF ProntoSIL 120-7-C18 ace-EPS | C18 | 14 | 4 | 7 | 120 | L60 | fully | HPLC Column | SS | 14 x 4,0 mm
ProntoSIL | 0146F18APS070 | BISCHOFF ProntoSIL 120-7-C18 ace-EPS | C18 | 14 | 4.6 | 7 | 120 | L60 | fully | HPLC Column | SS | 14 x 4,6 mm
ProntoSIL | A202F18APS070 | BISCHOFF ProntoSIL 120-7-C18 ace-EPS | C18 | 20 | 2 | 7 | 120 | L60 | fully | HPLC Column | SS | 20 x 2,0 mm
ProntoSIL | A203F18APS070 | BISCHOFF ProntoSIL 120-7-C18 ace-EPS | C18 | 20 | 3 | 7 | 120 | L60 | fully | HPLC Column | SS | 20 x 3,0 mm
ProntoSIL | A204F18APS070 | BISCHOFF ProntoSIL 120-7-C18 ace-EPS | C18 | 20 | 4 | 7 | 120 | L60 | fully | HPLC Column | SS | 20 x 4,0 mm
ProntoSIL | A246F18APS070 | BISCHOFF ProntoSIL 120-7-C18 ace-EPS | C18 | 20 | 4.6 | 7 | 120 | L60 | fully | HPLC Column | SS | 20 x 4,6 mm
ProntoSIL | 0202F18APS070 | BISCHOFF ProntoSIL 120-7-C18 ace-EPS | C18 | 25 | 2 | 7 | 120 | L60 | fully | HPLC Column | SS | 25 x 2,0 mm
ProntoSIL | 0203F18APS070 | BISCHOFF ProntoSIL 120-7-C18 ace-EPS | C18 | 25 | 3 | 7 | 120 | L60 | fully | HPLC Column | SS | 25 x 3,0 mm
ProntoSIL | 0204F18APS070 | BISCHOFF ProntoSIL 120-7-C18 ace-EPS | C18 | 25 | 4 | 7 | 120 | L60 | fully | HPLC Column | SS | 25 x 4,0 mm
ProntoSIL | 0246F18APS070 | BISCHOFF ProntoSIL 120-7-C18 ace-EPS | C18 | 25 | 4.6 | 7 | 120 | L60 | fully | HPLC Column | SS | 25 x 4,6 mm
ProntoSIL | 0302F18APS070 | BISCHOFF ProntoSIL 120-7-C18 ace-EPS | C18 | 30 | 2 | 7 | 120 | L60 | fully | HPLC Column | SS | 30 x 2,0 mm
ProntoSIL | 0303F18APS070 | BISCHOFF ProntoSIL 120-7-C18 ace-EPS | C18 | 30 | 3 | 7 | 120 | L60 | fully | HPLC Column | SS | 30 x 3,0 mm
ProntoSIL | 0304F18APS070 | BISCHOFF ProntoSIL 120-7-C18 ace-EPS | C18 | 30 | 4 | 7 | 120 | L60 | fully | HPLC Column | SS | 30 x 4,0 mm
ProntoSIL | 0346F18APS070 | BISCHOFF ProntoSIL 120-7-C18 ace-EPS | C18 | 30 | 4.6 | 7 | 120 | L60 | fully | HPLC Column | SS | 30 x 4,6 mm
ProntoSIL | 0402F18APS070 | BISCHOFF ProntoSIL 120-7-C18 ace-EPS | C18 | 33 | 2 | 7 | 120 | L60 | fully | HPLC Column | SS | 33 x 2,0 mm
ProntoSIL | 0403F18APS070 | BISCHOFF ProntoSIL 120-7-C18 ace-EPS | C18 | 33 | 3 | 7 | 120 | L60 | fully | HPLC Column | SS | 33 x 3,0 mm
ProntoSIL | 0404F18APS070 | BISCHOFF ProntoSIL 120-7-C18 ace-EPS | C18 | 33 | 4 | 7 | 120 | L60 | fully | HPLC Column | SS | 33 x 4,0 mm
ProntoSIL | 0446F18APS070 | BISCHOFF ProntoSIL 120-7-C18 ace-EPS | C18 | 33 | 4.6 | 7 | 120 | L60 | fully | HPLC Column | SS | 33 x 4,6 mm
ProntoSIL | A402F18APS070 | BISCHOFF ProntoSIL 120-7-C18 ace-EPS | C18 | 40 | 2 | 7 | 120 | L60 | fully | HPLC Column | SS | 40 x 2,0 mm
ProntoSIL | A403F18APS070 | BISCHOFF ProntoSIL 120-7-C18 ace-EPS | C18 | 40 | 3 | 7 | 120 | L60 | fully | HPLC Column | SS | 40 x 3,0 mm
ProntoSIL | A404F18APS070 | BISCHOFF ProntoSIL 120-7-C18 ace-EPS | C18 | 40 | 4 | 7 | 120 | L60 | fully | HPLC Column | SS | 40 x 4,0 mm
ProntoSIL | A446F18APS070 | BISCHOFF ProntoSIL 120-7-C18 ace-EPS | C18 | 40 | 4.6 | 7 | 120 | L60 | fully | HPLC Column | SS | 40 x 4,6 mm
ProntoSIL | 0502F18APS070 | BISCHOFF ProntoSIL 120-7-C18 ace-EPS | C18 | 50 | 2 | 7 | 120 | L60 | fully | HPLC Column | SS | 50 x 2,0 mm
ProntoSIL | 0503F18APS070 | BISCHOFF ProntoSIL 120-7-C18 ace-EPS | C18 | 50 | 3 | 7 | 120 | L60 | fully | HPLC Column | SS | 50 x 3,0 mm
ProntoSIL | 0504F18APS070 | BISCHOFF ProntoSIL 120-7-C18 ace-EPS | C18 | 50 | 4 | 7 | 120 | L60 | fully | HPLC Column | SS | 50 x 4,0 mm
ProntoSIL | 0546F18APS070 | BISCHOFF ProntoSIL 120-7-C18 ace-EPS | C18 | 50 | 4.6 | 7 | 120 | L60 | fully | HPLC Column | SS | 50 x 4,6 mm
ProntoSIL | 0602F18APS070 | BISCHOFF ProntoSIL 120-7-C18 ace-EPS | C18 | 53 | 2 | 7 | 120 | L60 | fully | HPLC Column | SS | 53 x 2,0 mm
ProntoSIL | 0603F18APS070 | BISCHOFF ProntoSIL 120-7-C18 ace-EPS | C18 | 53 | 3 | 7 | 120 | L60 | fully | HPLC Column | SS | 53 x 3,0 mm
ProntoSIL | 0604F18APS070 | BISCHOFF ProntoSIL 120-7-C18 ace-EPS | C18 | 53 | 4 | 7 | 120 | L60 | fully | HPLC Column | SS | 53 x 4,0 mm
ProntoSIL | 0646F18APS070 | BISCHOFF ProntoSIL 120-7-C18 ace-EPS | C18 | 53 | 4.6 | 7 | 120 | L60 | fully | HPLC Column | SS | 53 x 4,6 mm
ProntoSIL | A602F18APS070 | BISCHOFF ProntoSIL 120-7-C18 ace-EPS | C18 | 60 | 2 | 7 | 120 | L60 | fully | HPLC Column | SS | 60 x 2,0 mm
ProntoSIL | A603F18APS070 | BISCHOFF ProntoSIL 120-7-C18 ace-EPS | C18 | 60 | 3 | 7 | 120 | L60 | fully | HPLC Column | SS | 60 x 3,0 mm
ProntoSIL | A604F18APS070 | BISCHOFF ProntoSIL 120-7-C18 ace-EPS | C18 | 60 | 4 | 7 | 120 | L60 | fully | HPLC Column | SS | 60 x 4,0 mm
ProntoSIL | A646F18APS070 | BISCHOFF ProntoSIL 120-7-C18 ace-EPS | C18 | 60 | 4.6 | 7 | 120 | L60 | fully | HPLC Column | SS | 60 x 4,6 mm
ProntoSIL | 0702F18APS070 | BISCHOFF ProntoSIL 120-7-C18 ace-EPS | C18 | 75 | 2 | 7 | 120 | L60 | fully | HPLC Column | SS | 75 x 2,0 mm
ProntoSIL | 0703F18APS070 | BISCHOFF ProntoSIL 120-7-C18 ace-EPS | C18 | 75 | 3 | 7 | 120 | L60 | fully | HPLC Column | SS | 75 x 3,0 mm
ProntoSIL | 0704F18APS070 | BISCHOFF ProntoSIL 120-7-C18 ace-EPS | C18 | 75 | 4 | 7 | 120 | L60 | fully | HPLC Column | SS | 75 x 4,0 mm
ProntoSIL | 0746F18APS070 | BISCHOFF ProntoSIL 120-7-C18 ace-EPS | C18 | 75 | 4.6 | 7 | 120 | L60 | fully | HPLC Column | SS | 75 x 4,6 mm
ProntoSIL | 1002F18APS070 | BISCHOFF ProntoSIL 120-7-C18 ace-EPS | C18 | 100 | 2 | 7 | 120 | L60 | fully | HPLC Column | SS | 100 x 2,0 mm
ProntoSIL | 1003F18APS070 | BISCHOFF ProntoSIL 120-7-C18 ace-EPS | C18 | 100 | 3 | 7 | 120 | L60 | fully | HPLC Column | SS | 100 x 3,0 mm
ProntoSIL | 1004F18APS070 | BISCHOFF ProntoSIL 120-7-C18 ace-EPS | C18 | 100 | 4 | 7 | 120 | L60 | fully | HPLC Column | SS | 100 x 4,0 mm
ProntoSIL | 1046F18APS070 | BISCHOFF ProntoSIL 120-7-C18 ace-EPS | C18 | 100 | 4.6 | 7 | 120 | L60 | fully | HPLC Column | SS | 100 x 4,6 mm
ProntoSIL | 1202F18APS070 | BISCHOFF ProntoSIL 120-7-C18 ace-EPS | C18 | 125 | 2 | 7 | 120 | L60 | fully | HPLC Column | SS | 125 x 2,0 mm
ProntoSIL | 1203F18APS070 | BISCHOFF ProntoSIL 120-7-C18 ace-EPS | C18 | 125 | 3 | 7 | 120 | L60 | fully | HPLC Column | SS | 125 x 3,0 mm
ProntoSIL | 1204F18APS070 | BISCHOFF ProntoSIL 120-7-C18 ace-EPS | C18 | 125 | 4 | 7 | 120 | L60 | fully | HPLC Column | SS | 125 x 4,0 mm
ProntoSIL | 1246F18APS070 | BISCHOFF ProntoSIL 120-7-C18 ace-EPS | C18 | 125 | 4.6 | 7 | 120 | L60 | fully | HPLC Column | SS | 125 x 4,6 mm
ProntoSIL | 1502F18APS070 | BISCHOFF ProntoSIL 120-7-C18 ace-EPS | C18 | 150 | 2 | 7 | 120 | L60 | fully | HPLC Column | SS | 150 x 2,0 mm
ProntoSIL | 1503F18APS070 | BISCHOFF ProntoSIL 120-7-C18 ace-EPS | C18 | 150 | 3 | 7 | 120 | L60 | fully | HPLC Column | SS | 150 x 3,0 mm
ProntoSIL | 1504F18APS070 | BISCHOFF ProntoSIL 120-7-C18 ace-EPS | C18 | 150 | 4 | 7 | 120 | L60 | fully | HPLC Column | SS | 150 x 4,0 mm
ProntoSIL | 1546F18APS070 | BISCHOFF ProntoSIL 120-7-C18 ace-EPS | C18 | 150 | 4.6 | 7 | 120 | L60 | fully | HPLC Column | SS | 150 x 4,6 mm
ProntoSIL | 2002F18APS070 | BISCHOFF ProntoSIL 120-7-C18 ace-EPS | C18 | 200 | 2 | 7 | 120 | L60 | fully | HPLC Column | SS | 200 x 2,0 mm
ProntoSIL | 2003F18APS070 | BISCHOFF ProntoSIL 120-7-C18 ace-EPS | C18 | 200 | 3 | 7 | 120 | L60 | fully | HPLC Column | SS | 200 x 3,0 mm
ProntoSIL | 2004F18APS070 | BISCHOFF ProntoSIL 120-7-C18 ace-EPS | C18 | 200 | 4 | 7 | 120 | L60 | fully | HPLC Column | SS | 200 x 4,0 mm
ProntoSIL | 2046F18APS070 | BISCHOFF ProntoSIL 120-7-C18 ace-EPS | C18 | 200 | 4.6 | 7 | 120 | L60 | fully | HPLC Column | SS | 200 x 4,6 mm
ProntoSIL | 2502F18APS070 | BISCHOFF ProntoSIL 120-7-C18 ace-EPS | C18 | 250 | 2 | 7 | 120 | L60 | fully | HPLC Column | SS | 250 x 2,0 mm
ProntoSIL | 2503F18APS070 | BISCHOFF ProntoSIL 120-7-C18 ace-EPS | C18 | 250 | 3 | 7 | 120 | L60 | fully | HPLC Column | SS | 250 x 3,0 mm
ProntoSIL | 2504F18APS070 | BISCHOFF ProntoSIL 120-7-C18 ace-EPS | C18 | 250 | 4 | 7 | 120 | L60 | fully | HPLC Column | SS | 250 x 4,0 mm
ProntoSIL | 2546F18APS070 | BISCHOFF ProntoSIL 120-7-C18 ace-EPS | C18 | 250 | 4.6 | 7 | 120 | L60 | fully | HPLC Column | SS | 250 x 4,6 mm
ProntoSIL | 3002F18APS070 | BISCHOFF ProntoSIL 120-7-C18 ace-EPS | C18 | 300 | 2 | 7 | 120 | L60 | fully | HPLC Column | SS | 300 x 2,0 mm
ProntoSIL | 3003F18APS070 | BISCHOFF ProntoSIL 120-7-C18 ace-EPS | C18 | 300 | 3 | 7 | 120 | L60 | fully | HPLC Column | SS | 300 x 3,0 mm
ProntoSIL | 3004F18APS070 | BISCHOFF ProntoSIL 120-7-C18 ace-EPS | C18 | 300 | 4 | 7 | 120 | L60 | fully | HPLC Column | SS | 300 x 4,0 mm
ProntoSIL | 3046F18APS070 | BISCHOFF ProntoSIL 120-7-C18 ace-EPS | C18 | 300 | 4.6 | 7 | 120 | L60 | fully | HPLC Column | SS | 300 x 4,6 mm
ProntoSIL | 01P4F18APS070 | BISCHOFF ProntoSIL 120-7-C18 ace-EPS | C18 | 14 | 4 | 7 | 120 | L60 | fully | HPLC Column | PEEK | 14 x 4,0 mm
ProntoSIL | A2P4F18APS070 | BISCHOFF ProntoSIL 120-7-C18 ace-EPS | C18 | 20 | 4 | 7 | 120 | L60 | fully | HPLC Column | PEEK | 20 x 4,0 mm
ProntoSIL | 02P4F18APS070 | BISCHOFF ProntoSIL 120-7-C18 ace-EPS | C18 | 25 | 4 | 7 | 120 | L60 | fully | HPLC Column | PEEK | 25 x 4,0 mm
ProntoSIL | 03P4F18APS070 | BISCHOFF ProntoSIL 120-7-C18 ace-EPS | C18 | 30 | 4 | 7 | 120 | L60 | fully | HPLC Column | PEEK | 30 x 4,0 mm
ProntoSIL | 04P4F18APS070 | BISCHOFF ProntoSIL 120-7-C18 ace-EPS | C18 | 33 | 4 | 7 | 120 | L60 | fully | HPLC Column | PEEK | 33 x 4,0 mm
ProntoSIL | A4P4F18APS070 | BISCHOFF ProntoSIL 120-7-C18 ace-EPS | C18 | 40 | 4 | 7 | 120 | L60 | fully | HPLC Column | PEEK | 40 x 4,0 mm
ProntoSIL | 05P4F18APS070 | BISCHOFF ProntoSIL 120-7-C18 ace-EPS | C18 | 50 | 4 | 7 | 120 | L60 | fully | HPLC Column | PEEK | 50 x 4,0 mm
ProntoSIL | 06P4F18APS070 | BISCHOFF ProntoSIL 120-7-C18 ace-EPS | C18 | 53 | 4 | 7 | 120 | L60 | fully | HPLC Column | PEEK | 53 x 4,0 mm
ProntoSIL | A6P4F18APS070 | BISCHOFF ProntoSIL 120-7-C18 ace-EPS | C18 | 60 | 4 | 7 | 120 | L60 | fully | HPLC Column | PEEK | 60 x 4,0 mm
ProntoSIL | 07P4F18APS070 | BISCHOFF ProntoSIL 120-7-C18 ace-EPS | C18 | 75 | 4 | 7 | 120 | L60 | fully | HPLC Column | PEEK | 75 x 4,0 mm
ProntoSIL | 10P4F18APS070 | BISCHOFF ProntoSIL 120-7-C18 ace-EPS | C18 | 100 | 4 | 7 | 120 | L60 | fully | HPLC Column | PEEK | 100 x 4,0 mm
ProntoSIL | 12P4F18APS070 | BISCHOFF ProntoSIL 120-7-C18 ace-EPS | C18 | 125 | 4 | 7 | 120 | L60 | fully | HPLC Column | PEEK | 125 x 4,0 mm
ProntoSIL | 15P4F18APS070 | BISCHOFF ProntoSIL 120-7-C18 ace-EPS | C18 | 150 | 4 | 7 | 120 | L60 | fully | HPLC Column | PEEK | 150 x 4,0 mm
ProntoSIL | 20P4F18APS070 | BISCHOFF ProntoSIL 120-7-C18 ace-EPS | C18 | 200 | 4 | 7 | 120 | L60 | fully | HPLC Column | PEEK | 200 x 4,0 mm
ProntoSIL | 25P4F18APS070 | BISCHOFF ProntoSIL 120-7-C18 ace-EPS | C18 | 250 | 4 | 7 | 120 | L60 | fully | HPLC Column | PEEK | 250 x 4,0 mm
ProntoSIL | 30P4F18APS070 | BISCHOFF ProntoSIL 120-7-C18 ace-EPS | C18 | 300 | 4 | 7 | 120 | L60 | fully | HPLC Column | PEEK | 300 x 4,0 mm
ProntoSIL | 6305F18APS070 | BISCHOFF ProntoSIL 120-7-C18 ace-EPS | C18 | 5 | 4 | 7 | 120 | L60 | fully | Cartridges (5 pcs.) | SS | 5 x 4,0 mm
ProntoSIL | 6301F18APS070 | BISCHOFF ProntoSIL 120-7-C18 ace-EPS | C18 | 10 | 4 | 7 | 120 | L60 | fully | Cartridges (5 pcs.) | SS | 10 x 4,0 mm
ProntoSIL | 6302F18APS070 | BISCHOFF ProntoSIL 120-7-C18 ace-EPS | C18 | 20 | 4 | 7 | 120 | L60 | fully | Cartridges (5 pcs.) | SS | 20 x 4,0 mm
ProntoSIL | 63P1F18APS070 | BISCHOFF ProntoSIL 120-7-C18 ace-EPS | C18 | 10 | 4 | 7 | 120 | L60 | fully | Cartridges (5 pcs.) | PEEK | 10 x 4,0 mm
ProntoSIL | 63P2F18APS070 | BISCHOFF ProntoSIL 120-7-C18 ace-EPS | C18 | 20 | 4 | 7 | 120 | L60 | fully | Cartridges (5 pcs.) | PEEK | 20 x 4,0 mm
ProntoSIL | 6335F18APS070 | BISCHOFF ProntoSIL 120-7-C18 ace-EPS | C18 | 5 | 3 | 7 | 120 | L60 | fully | Cartridges (5 pcs.) | SS | 5 x 3,0 mm
ProntoSIL | 6331F18APS070 | BISCHOFF ProntoSIL 120-7-C18 ace-EPS | C18 | 10 | 3 | 7 | 120 | L60 | fully | Cartridges (5 pcs.) | SS | 10 x 3,0 mm
ProntoSIL | 6332F18APS070 | BISCHOFF ProntoSIL 120-7-C18 ace-EPS | C18 | 20 | 3 | 7 | 120 | L60 | fully | Cartridges (5 pcs.) | SS | 20 x 3,0 mm
ProntoSIL | 6325F18APS070 | BISCHOFF ProntoSIL 120-7-C18 ace-EPS | C18 | 5 | 2 | 7 | 120 | L60 | fully | Cartridges (5 pcs.) | SS | 5 x 2,0 mm
ProntoSIL | 6321F18APS070 | BISCHOFF ProntoSIL 120-7-C18 ace-EPS | C18 | 10 | 2 | 7 | 120 | L60 | fully | Cartridges (5 pcs.) | SS | 10 x 2,0 mm
ProntoSIL | 6322F18APS070 | BISCHOFF ProntoSIL 120-7-C18 ace-EPS | C18 | 20 | 2 | 7 | 120 | L60 | fully | Cartridges (5 pcs.) | SS | 20 x 2,0 mm
ProntoSIL | 0102F18APS100 | BISCHOFF ProntoSIL 120-10-C18 ace-EPS | C18 | 14 | 2 | 10 | 120 | L60 | fully | HPLC Column | SS | 14 x 2,0 mm
ProntoSIL | 0103F18APS100 | BISCHOFF ProntoSIL 120-10-C18 ace-EPS | C18 | 14 | 3 | 10 | 120 | L60 | fully | HPLC Column | SS | 14 x 3,0 mm
ProntoSIL | 0104F18APS100 | BISCHOFF ProntoSIL 120-10-C18 ace-EPS | C18 | 14 | 4 | 10 | 120 | L60 | fully | HPLC Column | SS | 14 x 4,0 mm
ProntoSIL | 0146F18APS100 | BISCHOFF ProntoSIL 120-10-C18 ace-EPS | C18 | 14 | 4.6 | 10 | 120 | L60 | fully | HPLC Column | SS | 14 x 4,6 mm
ProntoSIL | A202F18APS100 | BISCHOFF ProntoSIL 120-10-C18 ace-EPS | C18 | 20 | 2 | 10 | 120 | L60 | fully | HPLC Column | SS | 20 x 2,0 mm
ProntoSIL | A203F18APS100 | BISCHOFF ProntoSIL 120-10-C18 ace-EPS | C18 | 20 | 3 | 10 | 120 | L60 | fully | HPLC Column | SS | 20 x 3,0 mm
ProntoSIL | A204F18APS100 | BISCHOFF ProntoSIL 120-10-C18 ace-EPS | C18 | 20 | 4 | 10 | 120 | L60 | fully | HPLC Column | SS | 20 x 4,0 mm
ProntoSIL | A246F18APS100 | BISCHOFF ProntoSIL 120-10-C18 ace-EPS | C18 | 20 | 4.6 | 10 | 120 | L60 | fully | HPLC Column | SS | 20 x 4,6 mm
ProntoSIL | 0202F18APS100 | BISCHOFF ProntoSIL 120-10-C18 ace-EPS | C18 | 25 | 2 | 10 | 120 | L60 | fully | HPLC Column | SS | 25 x 2,0 mm
ProntoSIL | 0203F18APS100 | BISCHOFF ProntoSIL 120-10-C18 ace-EPS | C18 | 25 | 3 | 10 | 120 | L60 | fully | HPLC Column | SS | 25 x 3,0 mm
ProntoSIL | 0204F18APS100 | BISCHOFF ProntoSIL 120-10-C18 ace-EPS | C18 | 25 | 4 | 10 | 120 | L60 | fully | HPLC Column | SS | 25 x 4,0 mm
ProntoSIL | 0246F18APS100 | BISCHOFF ProntoSIL 120-10-C18 ace-EPS | C18 | 25 | 4.6 | 10 | 120 | L60 | fully | HPLC Column | SS | 25 x 4,6 mm
ProntoSIL | 0302F18APS100 | BISCHOFF ProntoSIL 120-10-C18 ace-EPS | C18 | 30 | 2 | 10 | 120 | L60 | fully | HPLC Column | SS | 30 x 2,0 mm
ProntoSIL | 0303F18APS100 | BISCHOFF ProntoSIL 120-10-C18 ace-EPS | C18 | 30 | 3 | 10 | 120 | L60 | fully | HPLC Column | SS | 30 x 3,0 mm
ProntoSIL | 0304F18APS100 | BISCHOFF ProntoSIL 120-10-C18 ace-EPS | C18 | 30 | 4 | 10 | 120 | L60 | fully | HPLC Column | SS | 30 x 4,0 mm
ProntoSIL | 0346F18APS100 | BISCHOFF ProntoSIL 120-10-C18 ace-EPS | C18 | 30 | 4.6 | 10 | 120 | L60 | fully | HPLC Column | SS | 30 x 4,6 mm
ProntoSIL | 0402F18APS100 | BISCHOFF ProntoSIL 120-10-C18 ace-EPS | C18 | 33 | 2 | 10 | 120 | L60 | fully | HPLC Column | SS | 33 x 2,0 mm
ProntoSIL | 0403F18APS100 | BISCHOFF ProntoSIL 120-10-C18 ace-EPS | C18 | 33 | 3 | 10 | 120 | L60 | fully | HPLC Column | SS | 33 x 3,0 mm
ProntoSIL | 0404F18APS100 | BISCHOFF ProntoSIL 120-10-C18 ace-EPS | C18 | 33 | 4 | 10 | 120 | L60 | fully | HPLC Column | SS | 33 x 4,0 mm
ProntoSIL | 0446F18APS100 | BISCHOFF ProntoSIL 120-10-C18 ace-EPS | C18 | 33 | 4.6 | 10 | 120 | L60 | fully | HPLC Column | SS | 33 x 4,6 mm
ProntoSIL | A402F18APS100 | BISCHOFF ProntoSIL 120-10-C18 ace-EPS | C18 | 40 | 2 | 10 | 120 | L60 | fully | HPLC Column | SS | 40 x 2,0 mm
ProntoSIL | A403F18APS100 | BISCHOFF ProntoSIL 120-10-C18 ace-EPS | C18 | 40 | 3 | 10 | 120 | L60 | fully | HPLC Column | SS | 40 x 3,0 mm
ProntoSIL | A404F18APS100 | BISCHOFF ProntoSIL 120-10-C18 ace-EPS | C18 | 40 | 4 | 10 | 120 | L60 | fully | HPLC Column | SS | 40 x 4,0 mm
ProntoSIL | A446F18APS100 | BISCHOFF ProntoSIL 120-10-C18 ace-EPS | C18 | 40 | 4.6 | 10 | 120 | L60 | fully | HPLC Column | SS | 40 x 4,6 mm
ProntoSIL | 0502F18APS100 | BISCHOFF ProntoSIL 120-10-C18 ace-EPS | C18 | 50 | 2 | 10 | 120 | L60 | fully | HPLC Column | SS | 50 x 2,0 mm
ProntoSIL | 0503F18APS100 | BISCHOFF ProntoSIL 120-10-C18 ace-EPS | C18 | 50 | 3 | 10 | 120 | L60 | fully | HPLC Column | SS | 50 x 3,0 mm
ProntoSIL | 0504F18APS100 | BISCHOFF ProntoSIL 120-10-C18 ace-EPS | C18 | 50 | 4 | 10 | 120 | L60 | fully | HPLC Column | SS | 50 x 4,0 mm
ProntoSIL | 0546F18APS100 | BISCHOFF ProntoSIL 120-10-C18 ace-EPS | C18 | 50 | 4.6 | 10 | 120 | L60 | fully | HPLC Column | SS | 50 x 4,6 mm
ProntoSIL | 0602F18APS100 | BISCHOFF ProntoSIL 120-10-C18 ace-EPS | C18 | 53 | 2 | 10 | 120 | L60 | fully | HPLC Column | SS | 53 x 2,0 mm
ProntoSIL | 0603F18APS100 | BISCHOFF ProntoSIL 120-10-C18 ace-EPS | C18 | 53 | 3 | 10 | 120 | L60 | fully | HPLC Column | SS | 53 x 3,0 mm
ProntoSIL | 0604F18APS100 | BISCHOFF ProntoSIL 120-10-C18 ace-EPS | C18 | 53 | 4 | 10 | 120 | L60 | fully | HPLC Column | SS | 53 x 4,0 mm
ProntoSIL | 0646F18APS100 | BISCHOFF ProntoSIL 120-10-C18 ace-EPS | C18 | 53 | 4.6 | 10 | 120 | L60 | fully | HPLC Column | SS | 53 x 4,6 mm
ProntoSIL | A602F18APS100 | BISCHOFF ProntoSIL 120-10-C18 ace-EPS | C18 | 60 | 2 | 10 | 120 | L60 | fully | HPLC Column | SS | 60 x 2,0 mm
ProntoSIL | A603F18APS100 | BISCHOFF ProntoSIL 120-10-C18 ace-EPS | C18 | 60 | 3 | 10 | 120 | L60 | fully | HPLC Column | SS | 60 x 3,0 mm
ProntoSIL | A604F18APS100 | BISCHOFF ProntoSIL 120-10-C18 ace-EPS | C18 | 60 | 4 | 10 | 120 | L60 | fully | HPLC Column | SS | 60 x 4,0 mm
ProntoSIL | A646F18APS100 | BISCHOFF ProntoSIL 120-10-C18 ace-EPS | C18 | 60 | 4.6 | 10 | 120 | L60 | fully | HPLC Column | SS | 60 x 4,6 mm
ProntoSIL | 0702F18APS100 | BISCHOFF ProntoSIL 120-10-C18 ace-EPS | C18 | 75 | 2 | 10 | 120 | L60 | fully | HPLC Column | SS | 75 x 2,0 mm
ProntoSIL | 0703F18APS100 | BISCHOFF ProntoSIL 120-10-C18 ace-EPS | C18 | 75 | 3 | 10 | 120 | L60 | fully | HPLC Column | SS | 75 x 3,0 mm
ProntoSIL | 0704F18APS100 | BISCHOFF ProntoSIL 120-10-C18 ace-EPS | C18 | 75 | 4 | 10 | 120 | L60 | fully | HPLC Column | SS | 75 x 4,0 mm
ProntoSIL | 0746F18APS100 | BISCHOFF ProntoSIL 120-10-C18 ace-EPS | C18 | 75 | 4.6 | 10 | 120 | L60 | fully | HPLC Column | SS | 75 x 4,6 mm
ProntoSIL | 1002F18APS100 | BISCHOFF ProntoSIL 120-10-C18 ace-EPS | C18 | 100 | 2 | 10 | 120 | L60 | fully | HPLC Column | SS | 100 x 2,0 mm
ProntoSIL | 1003F18APS100 | BISCHOFF ProntoSIL 120-10-C18 ace-EPS | C18 | 100 | 3 | 10 | 120 | L60 | fully | HPLC Column | SS | 100 x 3,0 mm
ProntoSIL | 1004F18APS100 | BISCHOFF ProntoSIL 120-10-C18 ace-EPS | C18 | 100 | 4 | 10 | 120 | L60 | fully | HPLC Column | SS | 100 x 4,0 mm
ProntoSIL | 1046F18APS100 | BISCHOFF ProntoSIL 120-10-C18 ace-EPS | C18 | 100 | 4.6 | 10 | 120 | L60 | fully | HPLC Column | SS | 100 x 4,6 mm
ProntoSIL | 1202F18APS100 | BISCHOFF ProntoSIL 120-10-C18 ace-EPS | C18 | 125 | 2 | 10 | 120 | L60 | fully | HPLC Column | SS | 125 x 2,0 mm
ProntoSIL | 1203F18APS100 | BISCHOFF ProntoSIL 120-10-C18 ace-EPS | C18 | 125 | 3 | 10 | 120 | L60 | fully | HPLC Column | SS | 125 x 3,0 mm
ProntoSIL | 1204F18APS100 | BISCHOFF ProntoSIL 120-10-C18 ace-EPS | C18 | 125 | 4 | 10 | 120 | L60 | fully | HPLC Column | SS | 125 x 4,0 mm
ProntoSIL | 1246F18APS100 | BISCHOFF ProntoSIL 120-10-C18 ace-EPS | C18 | 125 | 4.6 | 10 | 120 | L60 | fully | HPLC Column | SS | 125 x 4,6 mm
ProntoSIL | 1502F18APS100 | BISCHOFF ProntoSIL 120-10-C18 ace-EPS | C18 | 150 | 2 | 10 | 120 | L60 | fully | HPLC Column | SS | 150 x 2,0 mm
ProntoSIL | 1503F18APS100 | BISCHOFF ProntoSIL 120-10-C18 ace-EPS | C18 | 150 | 3 | 10 | 120 | L60 | fully | HPLC Column | SS | 150 x 3,0 mm
ProntoSIL | 1504F18APS100 | BISCHOFF ProntoSIL 120-10-C18 ace-EPS | C18 | 150 | 4 | 10 | 120 | L60 | fully | HPLC Column | SS | 150 x 4,0 mm
ProntoSIL | 1546F18APS100 | BISCHOFF ProntoSIL 120-10-C18 ace-EPS | C18 | 150 | 4.6 | 10 | 120 | L60 | fully | HPLC Column | SS | 150 x 4,6 mm
ProntoSIL | 2002F18APS100 | BISCHOFF ProntoSIL 120-10-C18 ace-EPS | C18 | 200 | 2 | 10 | 120 | L60 | fully | HPLC Column | SS | 200 x 2,0 mm
ProntoSIL | 2003F18APS100 | BISCHOFF ProntoSIL 120-10-C18 ace-EPS | C18 | 200 | 3 | 10 | 120 | L60 | fully | HPLC Column | SS | 200 x 3,0 mm
ProntoSIL | 2004F18APS100 | BISCHOFF ProntoSIL 120-10-C18 ace-EPS | C18 | 200 | 4 | 10 | 120 | L60 | fully | HPLC Column | SS | 200 x 4,0 mm
ProntoSIL | 2046F18APS100 | BISCHOFF ProntoSIL 120-10-C18 ace-EPS | C18 | 200 | 4.6 | 10 | 120 | L60 | fully | HPLC Column | SS | 200 x 4,6 mm
ProntoSIL | 2502F18APS100 | BISCHOFF ProntoSIL 120-10-C18 ace-EPS | C18 | 250 | 2 | 10 | 120 | L60 | fully | HPLC Column | SS | 250 x 2,0 mm
ProntoSIL | 2503F18APS100 | BISCHOFF ProntoSIL 120-10-C18 ace-EPS | C18 | 250 | 3 | 10 | 120 | L60 | fully | HPLC Column | SS | 250 x 3,0 mm
ProntoSIL | 2504F18APS100 | BISCHOFF ProntoSIL 120-10-C18 ace-EPS | C18 | 250 | 4 | 10 | 120 | L60 | fully | HPLC Column | SS | 250 x 4,0 mm
ProntoSIL | 2546F18APS100 | BISCHOFF ProntoSIL 120-10-C18 ace-EPS | C18 | 250 | 4.6 | 10 | 120 | L60 | fully | HPLC Column | SS | 250 x 4,6 mm
ProntoSIL | 3002F18APS100 | BISCHOFF ProntoSIL 120-10-C18 ace-EPS | C18 | 300 | 2 | 10 | 120 | L60 | fully | HPLC Column | SS | 300 x 2,0 mm
ProntoSIL | 3003F18APS100 | BISCHOFF ProntoSIL 120-10-C18 ace-EPS | C18 | 300 | 3 | 10 | 120 | L60 | fully | HPLC Column | SS | 300 x 3,0 mm
ProntoSIL | 3004F18APS100 | BISCHOFF ProntoSIL 120-10-C18 ace-EPS | C18 | 300 | 4 | 10 | 120 | L60 | fully | HPLC Column | SS | 300 x 4,0 mm
ProntoSIL | 3046F18APS100 | BISCHOFF ProntoSIL 120-10-C18 ace-EPS | C18 | 300 | 4.6 | 10 | 120 | L60 | fully | HPLC Column | SS | 300 x 4,6 mm
ProntoSIL | 01P4F18APS100 | BISCHOFF ProntoSIL 120-10-C18 ace-EPS | C18 | 14 | 4 | 10 | 120 | L60 | fully | HPLC Column | PEEK | 14 x 4,0 mm
ProntoSIL | A2P4F18APS100 | BISCHOFF ProntoSIL 120-10-C18 ace-EPS | C18 | 20 | 4 | 10 | 120 | L60 | fully | HPLC Column | PEEK | 20 x 4,0 mm
ProntoSIL | 02P4F18APS100 | BISCHOFF ProntoSIL 120-10-C18 ace-EPS | C18 | 25 | 4 | 10 | 120 | L60 | fully | HPLC Column | PEEK | 25 x 4,0 mm
ProntoSIL | 03P4F18APS100 | BISCHOFF ProntoSIL 120-10-C18 ace-EPS | C18 | 30 | 4 | 10 | 120 | L60 | fully | HPLC Column | PEEK | 30 x 4,0 mm
ProntoSIL | 04P4F18APS100 | BISCHOFF ProntoSIL 120-10-C18 ace-EPS | C18 | 33 | 4 | 10 | 120 | L60 | fully | HPLC Column | PEEK | 33 x 4,0 mm
ProntoSIL | A4P4F18APS100 | BISCHOFF ProntoSIL 120-10-C18 ace-EPS | C18 | 40 | 4 | 10 | 120 | L60 | fully | HPLC Column | PEEK | 40 x 4,0 mm
ProntoSIL | 05P4F18APS100 | BISCHOFF ProntoSIL 120-10-C18 ace-EPS | C18 | 50 | 4 | 10 | 120 | L60 | fully | HPLC Column | PEEK | 50 x 4,0 mm
ProntoSIL | 06P4F18APS100 | BISCHOFF ProntoSIL 120-10-C18 ace-EPS | C18 | 53 | 4 | 10 | 120 | L60 | fully | HPLC Column | PEEK | 53 x 4,0 mm
ProntoSIL | A6P4F18APS100 | BISCHOFF ProntoSIL 120-10-C18 ace-EPS | C18 | 60 | 4 | 10 | 120 | L60 | fully | HPLC Column | PEEK | 60 x 4,0 mm
ProntoSIL | 07P4F18APS100 | BISCHOFF ProntoSIL 120-10-C18 ace-EPS | C18 | 75 | 4 | 10 | 120 | L60 | fully | HPLC Column | PEEK | 75 x 4,0 mm
ProntoSIL | 10P4F18APS100 | BISCHOFF ProntoSIL 120-10-C18 ace-EPS | C18 | 100 | 4 | 10 | 120 | L60 | fully | HPLC Column | PEEK | 100 x 4,0 mm
ProntoSIL | 12P4F18APS100 | BISCHOFF ProntoSIL 120-10-C18 ace-EPS | C18 | 125 | 4 | 10 | 120 | L60 | fully | HPLC Column | PEEK | 125 x 4,0 mm
ProntoSIL | 15P4F18APS100 | BISCHOFF ProntoSIL 120-10-C18 ace-EPS | C18 | 150 | 4 | 10 | 120 | L60 | fully | HPLC Column | PEEK | 150 x 4,0 mm
ProntoSIL | 20P4F18APS100 | BISCHOFF ProntoSIL 120-10-C18 ace-EPS | C18 | 200 | 4 | 10 | 120 | L60 | fully | HPLC Column | PEEK | 200 x 4,0 mm
ProntoSIL | 25P4F18APS100 | BISCHOFF ProntoSIL 120-10-C18 ace-EPS | C18 | 250 | 4 | 10 | 120 | L60 | fully | HPLC Column | PEEK | 250 x 4,0 mm
ProntoSIL | 30P4F18APS100 | BISCHOFF ProntoSIL 120-10-C18 ace-EPS | C18 | 300 | 4 | 10 | 120 | L60 | fully | HPLC Column | PEEK | 300 x 4,0 mm
ProntoSIL | 6305F18APS100 | BISCHOFF ProntoSIL 120-10-C18 ace-EPS | C18 | 5 | 4 | 10 | 120 | L60 | fully | Cartridges (5 pcs.) | SS | 5 x 4,0 mm
ProntoSIL | 6301F18APS100 | BISCHOFF ProntoSIL 120-10-C18 ace-EPS | C18 | 10 | 4 | 10 | 120 | L60 | fully | Cartridges (5 pcs.) | SS | 10 x 4,0 mm
ProntoSIL | 6302F18APS100 | BISCHOFF ProntoSIL 120-10-C18 ace-EPS | C18 | 20 | 4 | 10 | 120 | L60 | fully | Cartridges (5 pcs.) | SS | 20 x 4,0 mm
ProntoSIL | 63P1F18APS100 | BISCHOFF ProntoSIL 120-10-C18 ace-EPS | C18 | 10 | 4 | 10 | 120 | L60 | fully | Cartridges (5 pcs.) | PEEK | 10 x 4,0 mm
ProntoSIL | 63P2F18APS100 | BISCHOFF ProntoSIL 120-10-C18 ace-EPS | C18 | 20 | 4 | 10 | 120 | L60 | fully | Cartridges (5 pcs.) | PEEK | 20 x 4,0 mm
ProntoSIL | 6335F18APS100 | BISCHOFF ProntoSIL 120-10-C18 ace-EPS | C18 | 5 | 3 | 10 | 120 | L60 | fully | Cartridges (5 pcs.) | SS | 5 x 3,0 mm
ProntoSIL | 6331F18APS100 | BISCHOFF ProntoSIL 120-10-C18 ace-EPS | C18 | 10 | 3 | 10 | 120 | L60 | fully | Cartridges (5 pcs.) | SS | 10 x 3,0 mm
ProntoSIL | 6332F18APS100 | BISCHOFF ProntoSIL 120-10-C18 ace-EPS | C18 | 20 | 3 | 10 | 120 | L60 | fully | Cartridges (5 pcs.) | SS | 20 x 3,0 mm
ProntoSIL | 6325F18APS100 | BISCHOFF ProntoSIL 120-10-C18 ace-EPS | C18 | 5 | 2 | 10 | 120 | L60 | fully | Cartridges (5 pcs.) | SS | 5 x 2,0 mm
ProntoSIL | 6321F18APS100 | BISCHOFF ProntoSIL 120-10-C18 ace-EPS | C18 | 10 | 2 | 10 | 120 | L60 | fully | Cartridges (5 pcs.) | SS | 10 x 2,0 mm
ProntoSIL | 6322F18APS100 | BISCHOFF ProntoSIL 120-10-C18 ace-EPS | C18 | 20 | 2 | 10 | 120 | L60 | fully | Cartridges (5 pcs.) | SS | 20 x 2,0 mm
ProntoSIL | 0102F08APS030 | BISCHOFF ProntoSIL 120-3-C8 ace-EPS | C8 | 14 | 2 | 3 | 120 | L60 | fully | HPLC Column | SS | 14 x 2,0 mm
ProntoSIL | 0103F08APS030 | BISCHOFF ProntoSIL 120-3-C8 ace-EPS | C8 | 14 | 3 | 3 | 120 | L60 | fully | HPLC Column | SS | 14 x 3,0 mm
ProntoSIL | 0104F08APS030 | BISCHOFF ProntoSIL 120-3-C8 ace-EPS | C8 | 14 | 4 | 3 | 120 | L60 | fully | HPLC Column | SS | 14 x 4,0 mm
ProntoSIL | 0146F08APS030 | BISCHOFF ProntoSIL 120-3-C8 ace-EPS | C8 | 14 | 4.6 | 3 | 120 | L60 | fully | HPLC Column | SS | 14 x 4,6 mm
ProntoSIL | A202F08APS030 | BISCHOFF ProntoSIL 120-3-C8 ace-EPS | C8 | 20 | 2 | 3 | 120 | L60 | fully | HPLC Column | SS | 20 x 2,0 mm
ProntoSIL | A203F08APS030 | BISCHOFF ProntoSIL 120-3-C8 ace-EPS | C8 | 20 | 3 | 3 | 120 | L60 | fully | HPLC Column | SS | 20 x 3,0 mm
ProntoSIL | A204F08APS030 | BISCHOFF ProntoSIL 120-3-C8 ace-EPS | C8 | 20 | 4 | 3 | 120 | L60 | fully | HPLC Column | SS | 20 x 4,0 mm
ProntoSIL | A246F08APS030 | BISCHOFF ProntoSIL 120-3-C8 ace-EPS | C8 | 20 | 4.6 | 3 | 120 | L60 | fully | HPLC Column | SS | 20 x 4,6 mm
ProntoSIL | 0202F08APS030 | BISCHOFF ProntoSIL 120-3-C8 ace-EPS | C8 | 25 | 2 | 3 | 120 | L60 | fully | HPLC Column | SS | 25 x 2,0 mm
ProntoSIL | 0203F08APS030 | BISCHOFF ProntoSIL 120-3-C8 ace-EPS | C8 | 25 | 3 | 3 | 120 | L60 | fully | HPLC Column | SS | 25 x 3,0 mm
ProntoSIL | 0204F08APS030 | BISCHOFF ProntoSIL 120-3-C8 ace-EPS | C8 | 25 | 4 | 3 | 120 | L60 | fully | HPLC Column | SS | 25 x 4,0 mm
ProntoSIL | 0246F08APS030 | BISCHOFF ProntoSIL 120-3-C8 ace-EPS | C8 | 25 | 4.6 | 3 | 120 | L60 | fully | HPLC Column | SS | 25 x 4,6 mm
ProntoSIL | 0302F08APS030 | BISCHOFF ProntoSIL 120-3-C8 ace-EPS | C8 | 30 | 2 | 3 | 120 | L60 | fully | HPLC Column | SS | 30 x 2,0 mm
ProntoSIL | 0303F08APS030 | BISCHOFF ProntoSIL 120-3-C8 ace-EPS | C8 | 30 | 3 | 3 | 120 | L60 | fully | HPLC Column | SS | 30 x 3,0 mm
ProntoSIL | 0304F08APS030 | BISCHOFF ProntoSIL 120-3-C8 ace-EPS | C8 | 30 | 4 | 3 | 120 | L60 | fully | HPLC Column | SS | 30 x 4,0 mm
ProntoSIL | 0346F08APS030 | BISCHOFF ProntoSIL 120-3-C8 ace-EPS | C8 | 30 | 4.6 | 3 | 120 | L60 | fully | HPLC Column | SS | 30 x 4,6 mm
ProntoSIL | 0402F08APS030 | BISCHOFF ProntoSIL 120-3-C8 ace-EPS | C8 | 33 | 2 | 3 | 120 | L60 | fully | HPLC Column | SS | 33 x 2,0 mm
ProntoSIL | 0403F08APS030 | BISCHOFF ProntoSIL 120-3-C8 ace-EPS | C8 | 33 | 3 | 3 | 120 | L60 | fully | HPLC Column | SS | 33 x 3,0 mm
ProntoSIL | 0404F08APS030 | BISCHOFF ProntoSIL 120-3-C8 ace-EPS | C8 | 33 | 4 | 3 | 120 | L60 | fully | HPLC Column | SS | 33 x 4,0 mm
ProntoSIL | 0446F08APS030 | BISCHOFF ProntoSIL 120-3-C8 ace-EPS | C8 | 33 | 4.6 | 3 | 120 | L60 | fully | HPLC Column | SS | 33 x 4,6 mm
ProntoSIL | A402F08APS030 | BISCHOFF ProntoSIL 120-3-C8 ace-EPS | C8 | 40 | 2 | 3 | 120 | L60 | fully | HPLC Column | SS | 40 x 2,0 mm
ProntoSIL | A403F08APS030 | BISCHOFF ProntoSIL 120-3-C8 ace-EPS | C8 | 40 | 3 | 3 | 120 | L60 | fully | HPLC Column | SS | 40 x 3,0 mm
ProntoSIL | A404F08APS030 | BISCHOFF ProntoSIL 120-3-C8 ace-EPS | C8 | 40 | 4 | 3 | 120 | L60 | fully | HPLC Column | SS | 40 x 4,0 mm
ProntoSIL | A446F08APS030 | BISCHOFF ProntoSIL 120-3-C8 ace-EPS | C8 | 40 | 4.6 | 3 | 120 | L60 | fully | HPLC Column | SS | 40 x 4,6 mm
ProntoSIL | 0502F08APS030 | BISCHOFF ProntoSIL 120-3-C8 ace-EPS | C8 | 50 | 2 | 3 | 120 | L60 | fully | HPLC Column | SS | 50 x 2,0 mm
ProntoSIL | 0503F08APS030 | BISCHOFF ProntoSIL 120-3-C8 ace-EPS | C8 | 50 | 3 | 3 | 120 | L60 | fully | HPLC Column | SS | 50 x 3,0 mm
ProntoSIL | 0504F08APS030 | BISCHOFF ProntoSIL 120-3-C8 ace-EPS | C8 | 50 | 4 | 3 | 120 | L60 | fully | HPLC Column | SS | 50 x 4,0 mm
ProntoSIL | 0546F08APS030 | BISCHOFF ProntoSIL 120-3-C8 ace-EPS | C8 | 50 | 4.6 | 3 | 120 | L60 | fully | HPLC Column | SS | 50 x 4,6 mm
ProntoSIL | 0602F08APS030 | BISCHOFF ProntoSIL 120-3-C8 ace-EPS | C8 | 53 | 2 | 3 | 120 | L60 | fully | HPLC Column | SS | 53 x 2,0 mm
ProntoSIL | 0603F08APS030 | BISCHOFF ProntoSIL 120-3-C8 ace-EPS | C8 | 53 | 3 | 3 | 120 | L60 | fully | HPLC Column | SS | 53 x 3,0 mm
ProntoSIL | 0604F08APS030 | BISCHOFF ProntoSIL 120-3-C8 ace-EPS | C8 | 53 | 4 | 3 | 120 | L60 | fully | HPLC Column | SS | 53 x 4,0 mm
ProntoSIL | 0646F08APS030 | BISCHOFF ProntoSIL 120-3-C8 ace-EPS | C8 | 53 | 4.6 | 3 | 120 | L60 | fully | HPLC Column | SS | 53 x 4,6 mm
ProntoSIL | A602F08APS030 | BISCHOFF ProntoSIL 120-3-C8 ace-EPS | C8 | 60 | 2 | 3 | 120 | L60 | fully | HPLC Column | SS | 60 x 2,0 mm
ProntoSIL | A603F08APS030 | BISCHOFF ProntoSIL 120-3-C8 ace-EPS | C8 | 60 | 3 | 3 | 120 | L60 | fully | HPLC Column | SS | 60 x 3,0 mm
ProntoSIL | A604F08APS030 | BISCHOFF ProntoSIL 120-3-C8 ace-EPS | C8 | 60 | 4 | 3 | 120 | L60 | fully | HPLC Column | SS | 60 x 4,0 mm
ProntoSIL | A646F08APS030 | BISCHOFF ProntoSIL 120-3-C8 ace-EPS | C8 | 60 | 4.6 | 3 | 120 | L60 | fully | HPLC Column | SS | 60 x 4,6 mm
ProntoSIL | 0702F08APS030 | BISCHOFF ProntoSIL 120-3-C8 ace-EPS | C8 | 75 | 2 | 3 | 120 | L60 | fully | HPLC Column | SS | 75 x 2,0 mm
ProntoSIL | 0703F08APS030 | BISCHOFF ProntoSIL 120-3-C8 ace-EPS | C8 | 75 | 3 | 3 | 120 | L60 | fully | HPLC Column | SS | 75 x 3,0 mm
ProntoSIL | 0704F08APS030 | BISCHOFF ProntoSIL 120-3-C8 ace-EPS | C8 | 75 | 4 | 3 | 120 | L60 | fully | HPLC Column | SS | 75 x 4,0 mm
ProntoSIL | 0746F08APS030 | BISCHOFF ProntoSIL 120-3-C8 ace-EPS | C8 | 75 | 4.6 | 3 | 120 | L60 | fully | HPLC Column | SS | 75 x 4,6 mm
ProntoSIL | 1002F08APS030 | BISCHOFF ProntoSIL 120-3-C8 ace-EPS | C8 | 100 | 2 | 3 | 120 | L60 | fully | HPLC Column | SS | 100 x 2,0 mm
ProntoSIL | 1003F08APS030 | BISCHOFF ProntoSIL 120-3-C8 ace-EPS | C8 | 100 | 3 | 3 | 120 | L60 | fully | HPLC Column | SS | 100 x 3,0 mm
ProntoSIL | 1004F08APS030 | BISCHOFF ProntoSIL 120-3-C8 ace-EPS | C8 | 100 | 4 | 3 | 120 | L60 | fully | HPLC Column | SS | 100 x 4,0 mm
ProntoSIL | 1046F08APS030 | BISCHOFF ProntoSIL 120-3-C8 ace-EPS | C8 | 100 | 4.6 | 3 | 120 | L60 | fully | HPLC Column | SS | 100 x 4,6 mm
ProntoSIL | 1202F08APS030 | BISCHOFF ProntoSIL 120-3-C8 ace-EPS | C8 | 125 | 2 | 3 | 120 | L60 | fully | HPLC Column | SS | 125 x 2,0 mm
ProntoSIL | 1203F08APS030 | BISCHOFF ProntoSIL 120-3-C8 ace-EPS | C8 | 125 | 3 | 3 | 120 | L60 | fully | HPLC Column | SS | 125 x 3,0 mm
ProntoSIL | 1204F08APS030 | BISCHOFF ProntoSIL 120-3-C8 ace-EPS | C8 | 125 | 4 | 3 | 120 | L60 | fully | HPLC Column | SS | 125 x 4,0 mm
ProntoSIL | 1246F08APS030 | BISCHOFF ProntoSIL 120-3-C8 ace-EPS | C8 | 125 | 4.6 | 3 | 120 | L60 | fully | HPLC Column | SS | 125 x 4,6 mm
ProntoSIL | 1502F08APS030 | BISCHOFF ProntoSIL 120-3-C8 ace-EPS | C8 | 150 | 2 | 3 | 120 | L60 | fully | HPLC Column | SS | 150 x 2,0 mm
ProntoSIL | 1503F08APS030 | BISCHOFF ProntoSIL 120-3-C8 ace-EPS | C8 | 150 | 3 | 3 | 120 | L60 | fully | HPLC Column | SS | 150 x 3,0 mm
ProntoSIL | 1504F08APS030 | BISCHOFF ProntoSIL 120-3-C8 ace-EPS | C8 | 150 | 4 | 3 | 120 | L60 | fully | HPLC Column | SS | 150 x 4,0 mm
ProntoSIL | 1546F08APS030 | BISCHOFF ProntoSIL 120-3-C8 ace-EPS | C8 | 150 | 4.6 | 3 | 120 | L60 | fully | HPLC Column | SS | 150 x 4,6 mm
ProntoSIL | 2002F08APS030 | BISCHOFF ProntoSIL 120-3-C8 ace-EPS | C8 | 200 | 2 | 3 | 120 | L60 | fully | HPLC Column | SS | 200 x 2,0 mm
ProntoSIL | 2003F08APS030 | BISCHOFF ProntoSIL 120-3-C8 ace-EPS | C8 | 200 | 3 | 3 | 120 | L60 | fully | HPLC Column | SS | 200 x 3,0 mm
ProntoSIL | 2004F08APS030 | BISCHOFF ProntoSIL 120-3-C8 ace-EPS | C8 | 200 | 4 | 3 | 120 | L60 | fully | HPLC Column | SS | 200 x 4,0 mm
ProntoSIL | 2046F08APS030 | BISCHOFF ProntoSIL 120-3-C8 ace-EPS | C8 | 200 | 4.6 | 3 | 120 | L60 | fully | HPLC Column | SS | 200 x 4,6 mm
ProntoSIL | 2502F08APS030 | BISCHOFF ProntoSIL 120-3-C8 ace-EPS | C8 | 250 | 2 | 3 | 120 | L60 | fully | HPLC Column | SS | 250 x 2,0 mm
ProntoSIL | 2503F08APS030 | BISCHOFF ProntoSIL 120-3-C8 ace-EPS | C8 | 250 | 3 | 3 | 120 | L60 | fully | HPLC Column | SS | 250 x 3,0 mm
ProntoSIL | 2504F08APS030 | BISCHOFF ProntoSIL 120-3-C8 ace-EPS | C8 | 250 | 4 | 3 | 120 | L60 | fully | HPLC Column | SS | 250 x 4,0 mm
ProntoSIL | 2546F08APS030 | BISCHOFF ProntoSIL 120-3-C8 ace-EPS | C8 | 250 | 4.6 | 3 | 120 | L60 | fully | HPLC Column | SS | 250 x 4,6 mm
ProntoSIL | 3002F08APS030 | BISCHOFF ProntoSIL 120-3-C8 ace-EPS | C8 | 300 | 2 | 3 | 120 | L60 | fully | HPLC Column | SS | 300 x 2,0 mm
ProntoSIL | 3003F08APS030 | BISCHOFF ProntoSIL 120-3-C8 ace-EPS | C8 | 300 | 3 | 3 | 120 | L60 | fully | HPLC Column | SS | 300 x 3,0 mm
ProntoSIL | 3004F08APS030 | BISCHOFF ProntoSIL 120-3-C8 ace-EPS | C8 | 300 | 4 | 3 | 120 | L60 | fully | HPLC Column | SS | 300 x 4,0 mm
ProntoSIL | 3046F08APS030 | BISCHOFF ProntoSIL 120-3-C8 ace-EPS | C8 | 300 | 4.6 | 3 | 120 | L60 | fully | HPLC Column | SS | 300 x 4,6 mm
ProntoSIL | 01P4F08APS030 | BISCHOFF ProntoSIL 120-3-C8 ace-EPS | C8 | 14 | 4 | 3 | 120 | L60 | fully | HPLC Column | PEEK | 14 x 4,0 mm
ProntoSIL | A2P4F08APS030 | BISCHOFF ProntoSIL 120-3-C8 ace-EPS | C8 | 20 | 4 | 3 | 120 | L60 | fully | HPLC Column | PEEK | 20 x 4,0 mm
ProntoSIL | 02P4F08APS030 | BISCHOFF ProntoSIL 120-3-C8 ace-EPS | C8 | 25 | 4 | 3 | 120 | L60 | fully | HPLC Column | PEEK | 25 x 4,0 mm
ProntoSIL | 03P4F08APS030 | BISCHOFF ProntoSIL 120-3-C8 ace-EPS | C8 | 30 | 4 | 3 | 120 | L60 | fully | HPLC Column | PEEK | 30 x 4,0 mm
ProntoSIL | 04P4F08APS030 | BISCHOFF ProntoSIL 120-3-C8 ace-EPS | C8 | 33 | 4 | 3 | 120 | L60 | fully | HPLC Column | PEEK | 33 x 4,0 mm
ProntoSIL | A4P4F08APS030 | BISCHOFF ProntoSIL 120-3-C8 ace-EPS | C8 | 40 | 4 | 3 | 120 | L60 | fully | HPLC Column | PEEK | 40 x 4,0 mm
ProntoSIL | 05P4F08APS030 | BISCHOFF ProntoSIL 120-3-C8 ace-EPS | C8 | 50 | 4 | 3 | 120 | L60 | fully | HPLC Column | PEEK | 50 x 4,0 mm
ProntoSIL | 06P4F08APS030 | BISCHOFF ProntoSIL 120-3-C8 ace-EPS | C8 | 53 | 4 | 3 | 120 | L60 | fully | HPLC Column | PEEK | 53 x 4,0 mm
ProntoSIL | A6P4F08APS030 | BISCHOFF ProntoSIL 120-3-C8 ace-EPS | C8 | 60 | 4 | 3 | 120 | L60 | fully | HPLC Column | PEEK | 60 x 4,0 mm
ProntoSIL | 07P4F08APS030 | BISCHOFF ProntoSIL 120-3-C8 ace-EPS | C8 | 75 | 4 | 3 | 120 | L60 | fully | HPLC Column | PEEK | 75 x 4,0 mm
ProntoSIL | 10P4F08APS030 | BISCHOFF ProntoSIL 120-3-C8 ace-EPS | C8 | 100 | 4 | 3 | 120 | L60 | fully | HPLC Column | PEEK | 100 x 4,0 mm
ProntoSIL | 12P4F08APS030 | BISCHOFF ProntoSIL 120-3-C8 ace-EPS | C8 | 125 | 4 | 3 | 120 | L60 | fully | HPLC Column | PEEK | 125 x 4,0 mm
ProntoSIL | 15P4F08APS030 | BISCHOFF ProntoSIL 120-3-C8 ace-EPS | C8 | 150 | 4 | 3 | 120 | L60 | fully | HPLC Column | PEEK | 150 x 4,0 mm
ProntoSIL | 20P4F08APS030 | BISCHOFF ProntoSIL 120-3-C8 ace-EPS | C8 | 200 | 4 | 3 | 120 | L60 | fully | HPLC Column | PEEK | 200 x 4,0 mm
ProntoSIL | 25P4F08APS030 | BISCHOFF ProntoSIL 120-3-C8 ace-EPS | C8 | 250 | 4 | 3 | 120 | L60 | fully | HPLC Column | PEEK | 250 x 4,0 mm
ProntoSIL | 30P4F08APS030 | BISCHOFF ProntoSIL 120-3-C8 ace-EPS | C8 | 300 | 4 | 3 | 120 | L60 | fully | HPLC Column | PEEK | 300 x 4,0 mm
ProntoSIL | 6305F08APS030 | BISCHOFF ProntoSIL 120-3-C8 ace-EPS | C8 | 5 | 4 | 3 | 120 | L60 | fully | Cartridges (5 pcs.) | SS | 5 x 4,0 mm
ProntoSIL | 6301F08APS030 | BISCHOFF ProntoSIL 120-3-C8 ace-EPS | C8 | 10 | 4 | 3 | 120 | L60 | fully | Cartridges (5 pcs.) | SS | 10 x 4,0 mm
ProntoSIL | 6302F08APS030 | BISCHOFF ProntoSIL 120-3-C8 ace-EPS | C8 | 20 | 4 | 3 | 120 | L60 | fully | Cartridges (5 pcs.) | SS | 20 x 4,0 mm
ProntoSIL | 63P1F08APS030 | BISCHOFF ProntoSIL 120-3-C8 ace-EPS | C8 | 10 | 4 | 3 | 120 | L60 | fully | Cartridges (5 pcs.) | PEEK | 10 x 4,0 mm
ProntoSIL | 63P2F08APS030 | BISCHOFF ProntoSIL 120-3-C8 ace-EPS | C8 | 20 | 4 | 3 | 120 | L60 | fully | Cartridges (5 pcs.) | PEEK | 20 x 4,0 mm
ProntoSIL | 6335F08APS030 | BISCHOFF ProntoSIL 120-3-C8 ace-EPS | C8 | 5 | 3 | 3 | 120 | L60 | fully | Cartridges (5 pcs.) | SS | 5 x 3,0 mm
ProntoSIL | 6331F08APS030 | BISCHOFF ProntoSIL 120-3-C8 ace-EPS | C8 | 10 | 3 | 3 | 120 | L60 | fully | Cartridges (5 pcs.) | SS | 10 x 3,0 mm
ProntoSIL | 6332F08APS030 | BISCHOFF ProntoSIL 120-3-C8 ace-EPS | C8 | 20 | 3 | 3 | 120 | L60 | fully | Cartridges (5 pcs.) | SS | 20 x 3,0 mm
ProntoSIL | 6325F08APS030 | BISCHOFF ProntoSIL 120-3-C8 ace-EPS | C8 | 5 | 2 | 3 | 120 | L60 | fully | Cartridges (5 pcs.) | SS | 5 x 2,0 mm
ProntoSIL | 6321F08APS030 | BISCHOFF ProntoSIL 120-3-C8 ace-EPS | C8 | 10 | 2 | 3 | 120 | L60 | fully | Cartridges (5 pcs.) | SS | 10 x 2,0 mm
ProntoSIL | 6322F08APS030 | BISCHOFF ProntoSIL 120-3-C8 ace-EPS | C8 | 20 | 2 | 3 | 120 | L60 | fully | Cartridges (5 pcs.) | SS | 20 x 2,0 mm
ProntoSIL | 0102F08APS050 | BISCHOFF ProntoSIL 120-5-C8 ace-EPS | C8 | 14 | 2 | 5 | 120 | L60 | fully | HPLC Column | SS | 14 x 2,0 mm
ProntoSIL | 0103F08APS050 | BISCHOFF ProntoSIL 120-5-C8 ace-EPS | C8 | 14 | 3 | 5 | 120 | L60 | fully | HPLC Column | SS | 14 x 3,0 mm
ProntoSIL | 0104F08APS050 | BISCHOFF ProntoSIL 120-5-C8 ace-EPS | C8 | 14 | 4 | 5 | 120 | L60 | fully | HPLC Column | SS | 14 x 4,0 mm
ProntoSIL | 0146F08APS050 | BISCHOFF ProntoSIL 120-5-C8 ace-EPS | C8 | 14 | 4.6 | 5 | 120 | L60 | fully | HPLC Column | SS | 14 x 4,6 mm
ProntoSIL | A202F08APS050 | BISCHOFF ProntoSIL 120-5-C8 ace-EPS | C8 | 20 | 2 | 5 | 120 | L60 | fully | HPLC Column | SS | 20 x 2,0 mm
ProntoSIL | A203F08APS050 | BISCHOFF ProntoSIL 120-5-C8 ace-EPS | C8 | 20 | 3 | 5 | 120 | L60 | fully | HPLC Column | SS | 20 x 3,0 mm
ProntoSIL | A204F08APS050 | BISCHOFF ProntoSIL 120-5-C8 ace-EPS | C8 | 20 | 4 | 5 | 120 | L60 | fully | HPLC Column | SS | 20 x 4,0 mm
ProntoSIL | A246F08APS050 | BISCHOFF ProntoSIL 120-5-C8 ace-EPS | C8 | 20 | 4.6 | 5 | 120 | L60 | fully | HPLC Column | SS | 20 x 4,6 mm
ProntoSIL | 0202F08APS050 | BISCHOFF ProntoSIL 120-5-C8 ace-EPS | C8 | 25 | 2 | 5 | 120 | L60 | fully | HPLC Column | SS | 25 x 2,0 mm
ProntoSIL | 0203F08APS050 | BISCHOFF ProntoSIL 120-5-C8 ace-EPS | C8 | 25 | 3 | 5 | 120 | L60 | fully | HPLC Column | SS | 25 x 3,0 mm
ProntoSIL | 0204F08APS050 | BISCHOFF ProntoSIL 120-5-C8 ace-EPS | C8 | 25 | 4 | 5 | 120 | L60 | fully | HPLC Column | SS | 25 x 4,0 mm
ProntoSIL | 0246F08APS050 | BISCHOFF ProntoSIL 120-5-C8 ace-EPS | C8 | 25 | 4.6 | 5 | 120 | L60 | fully | HPLC Column | SS | 25 x 4,6 mm
ProntoSIL | 0302F08APS050 | BISCHOFF ProntoSIL 120-5-C8 ace-EPS | C8 | 30 | 2 | 5 | 120 | L60 | fully | HPLC Column | SS | 30 x 2,0 mm
ProntoSIL | 0303F08APS050 | BISCHOFF ProntoSIL 120-5-C8 ace-EPS | C8 | 30 | 3 | 5 | 120 | L60 | fully | HPLC Column | SS | 30 x 3,0 mm
ProntoSIL | 0304F08APS050 | BISCHOFF ProntoSIL 120-5-C8 ace-EPS | C8 | 30 | 4 | 5 | 120 | L60 | fully | HPLC Column | SS | 30 x 4,0 mm
ProntoSIL | 0346F08APS050 | BISCHOFF ProntoSIL 120-5-C8 ace-EPS | C8 | 30 | 4.6 | 5 | 120 | L60 | fully | HPLC Column | SS | 30 x 4,6 mm
ProntoSIL | 0402F08APS050 | BISCHOFF ProntoSIL 120-5-C8 ace-EPS | C8 | 33 | 2 | 5 | 120 | L60 | fully | HPLC Column | SS | 33 x 2,0 mm
ProntoSIL | 0403F08APS050 | BISCHOFF ProntoSIL 120-5-C8 ace-EPS | C8 | 33 | 3 | 5 | 120 | L60 | fully | HPLC Column | SS | 33 x 3,0 mm
ProntoSIL | 0404F08APS050 | BISCHOFF ProntoSIL 120-5-C8 ace-EPS | C8 | 33 | 4 | 5 | 120 | L60 | fully | HPLC Column | SS | 33 x 4,0 mm
ProntoSIL | 0446F08APS050 | BISCHOFF ProntoSIL 120-5-C8 ace-EPS | C8 | 33 | 4.6 | 5 | 120 | L60 | fully | HPLC Column | SS | 33 x 4,6 mm
ProntoSIL | A402F08APS050 | BISCHOFF ProntoSIL 120-5-C8 ace-EPS | C8 | 40 | 2 | 5 | 120 | L60 | fully | HPLC Column | SS | 40 x 2,0 mm
ProntoSIL | A403F08APS050 | BISCHOFF ProntoSIL 120-5-C8 ace-EPS | C8 | 40 | 3 | 5 | 120 | L60 | fully | HPLC Column | SS | 40 x 3,0 mm
ProntoSIL | A404F08APS050 | BISCHOFF ProntoSIL 120-5-C8 ace-EPS | C8 | 40 | 4 | 5 | 120 | L60 | fully | HPLC Column | SS | 40 x 4,0 mm
ProntoSIL | A446F08APS050 | BISCHOFF ProntoSIL 120-5-C8 ace-EPS | C8 | 40 | 4.6 | 5 | 120 | L60 | fully | HPLC Column | SS | 40 x 4,6 mm
ProntoSIL | 0502F08APS050 | BISCHOFF ProntoSIL 120-5-C8 ace-EPS | C8 | 50 | 2 | 5 | 120 | L60 | fully | HPLC Column | SS | 50 x 2,0 mm
ProntoSIL | 0503F08APS050 | BISCHOFF ProntoSIL 120-5-C8 ace-EPS | C8 | 50 | 3 | 5 | 120 | L60 | fully | HPLC Column | SS | 50 x 3,0 mm
ProntoSIL | 0504F08APS050 | BISCHOFF ProntoSIL 120-5-C8 ace-EPS | C8 | 50 | 4 | 5 | 120 | L60 | fully | HPLC Column | SS | 50 x 4,0 mm
ProntoSIL | 0546F08APS050 | BISCHOFF ProntoSIL 120-5-C8 ace-EPS | C8 | 50 | 4.6 | 5 | 120 | L60 | fully | HPLC Column | SS | 50 x 4,6 mm
ProntoSIL | 0602F08APS050 | BISCHOFF ProntoSIL 120-5-C8 ace-EPS | C8 | 53 | 2 | 5 | 120 | L60 | fully | HPLC Column | SS | 53 x 2,0 mm
ProntoSIL | 0603F08APS050 | BISCHOFF ProntoSIL 120-5-C8 ace-EPS | C8 | 53 | 3 | 5 | 120 | L60 | fully | HPLC Column | SS | 53 x 3,0 mm
ProntoSIL | 0604F08APS050 | BISCHOFF ProntoSIL 120-5-C8 ace-EPS | C8 | 53 | 4 | 5 | 120 | L60 | fully | HPLC Column | SS | 53 x 4,0 mm
ProntoSIL | 0646F08APS050 | BISCHOFF ProntoSIL 120-5-C8 ace-EPS | C8 | 53 | 4.6 | 5 | 120 | L60 | fully | HPLC Column | SS | 53 x 4,6 mm
ProntoSIL | A602F08APS050 | BISCHOFF ProntoSIL 120-5-C8 ace-EPS | C8 | 60 | 2 | 5 | 120 | L60 | fully | HPLC Column | SS | 60 x 2,0 mm
ProntoSIL | A603F08APS050 | BISCHOFF ProntoSIL 120-5-C8 ace-EPS | C8 | 60 | 3 | 5 | 120 | L60 | fully | HPLC Column | SS | 60 x 3,0 mm
ProntoSIL | A604F08APS050 | BISCHOFF ProntoSIL 120-5-C8 ace-EPS | C8 | 60 | 4 | 5 | 120 | L60 | fully | HPLC Column | SS | 60 x 4,0 mm
ProntoSIL | A646F08APS050 | BISCHOFF ProntoSIL 120-5-C8 ace-EPS | C8 | 60 | 4.6 | 5 | 120 | L60 | fully | HPLC Column | SS | 60 x 4,6 mm
ProntoSIL | 0702F08APS050 | BISCHOFF ProntoSIL 120-5-C8 ace-EPS | C8 | 75 | 2 | 5 | 120 | L60 | fully | HPLC Column | SS | 75 x 2,0 mm
ProntoSIL | 0703F08APS050 | BISCHOFF ProntoSIL 120-5-C8 ace-EPS | C8 | 75 | 3 | 5 | 120 | L60 | fully | HPLC Column | SS | 75 x 3,0 mm
ProntoSIL | 0704F08APS050 | BISCHOFF ProntoSIL 120-5-C8 ace-EPS | C8 | 75 | 4 | 5 | 120 | L60 | fully | HPLC Column | SS | 75 x 4,0 mm
ProntoSIL | 0746F08APS050 | BISCHOFF ProntoSIL 120-5-C8 ace-EPS | C8 | 75 | 4.6 | 5 | 120 | L60 | fully | HPLC Column | SS | 75 x 4,6 mm
ProntoSIL | 1002F08APS050 | BISCHOFF ProntoSIL 120-5-C8 ace-EPS | C8 | 100 | 2 | 5 | 120 | L60 | fully | HPLC Column | SS | 100 x 2,0 mm
ProntoSIL | 1003F08APS050 | BISCHOFF ProntoSIL 120-5-C8 ace-EPS | C8 | 100 | 3 | 5 | 120 | L60 | fully | HPLC Column | SS | 100 x 3,0 mm
ProntoSIL | 1004F08APS050 | BISCHOFF ProntoSIL 120-5-C8 ace-EPS | C8 | 100 | 4 | 5 | 120 | L60 | fully | HPLC Column | SS | 100 x 4,0 mm
ProntoSIL | 1046F08APS050 | BISCHOFF ProntoSIL 120-5-C8 ace-EPS | C8 | 100 | 4.6 | 5 | 120 | L60 | fully | HPLC Column | SS | 100 x 4,6 mm
ProntoSIL | 1202F08APS050 | BISCHOFF ProntoSIL 120-5-C8 ace-EPS | C8 | 125 | 2 | 5 | 120 | L60 | fully | HPLC Column | SS | 125 x 2,0 mm
ProntoSIL | 1203F08APS050 | BISCHOFF ProntoSIL 120-5-C8 ace-EPS | C8 | 125 | 3 | 5 | 120 | L60 | fully | HPLC Column | SS | 125 x 3,0 mm
ProntoSIL | 1204F08APS050 | BISCHOFF ProntoSIL 120-5-C8 ace-EPS | C8 | 125 | 4 | 5 | 120 | L60 | fully | HPLC Column | SS | 125 x 4,0 mm
ProntoSIL | 1246F08APS050 | BISCHOFF ProntoSIL 120-5-C8 ace-EPS | C8 | 125 | 4.6 | 5 | 120 | L60 | fully | HPLC Column | SS | 125 x 4,6 mm
ProntoSIL | 1502F08APS050 | BISCHOFF ProntoSIL 120-5-C8 ace-EPS | C8 | 150 | 2 | 5 | 120 | L60 | fully | HPLC Column | SS | 150 x 2,0 mm
ProntoSIL | 1503F08APS050 | BISCHOFF ProntoSIL 120-5-C8 ace-EPS | C8 | 150 | 3 | 5 | 120 | L60 | fully | HPLC Column | SS | 150 x 3,0 mm
ProntoSIL | 1504F08APS050 | BISCHOFF ProntoSIL 120-5-C8 ace-EPS | C8 | 150 | 4 | 5 | 120 | L60 | fully | HPLC Column | SS | 150 x 4,0 mm
ProntoSIL | 1546F08APS050 | BISCHOFF ProntoSIL 120-5-C8 ace-EPS | C8 | 150 | 4.6 | 5 | 120 | L60 | fully | HPLC Column | SS | 150 x 4,6 mm
ProntoSIL | 2002F08APS050 | BISCHOFF ProntoSIL 120-5-C8 ace-EPS | C8 | 200 | 2 | 5 | 120 | L60 | fully | HPLC Column | SS | 200 x 2,0 mm
ProntoSIL | 2003F08APS050 | BISCHOFF ProntoSIL 120-5-C8 ace-EPS | C8 | 200 | 3 | 5 | 120 | L60 | fully | HPLC Column | SS | 200 x 3,0 mm
ProntoSIL | 2004F08APS050 | BISCHOFF ProntoSIL 120-5-C8 ace-EPS | C8 | 200 | 4 | 5 | 120 | L60 | fully | HPLC Column | SS | 200 x 4,0 mm
ProntoSIL | 2046F08APS050 | BISCHOFF ProntoSIL 120-5-C8 ace-EPS | C8 | 200 | 4.6 | 5 | 120 | L60 | fully | HPLC Column | SS | 200 x 4,6 mm
ProntoSIL | 2502F08APS050 | BISCHOFF ProntoSIL 120-5-C8 ace-EPS | C8 | 250 | 2 | 5 | 120 | L60 | fully | HPLC Column | SS | 250 x 2,0 mm
ProntoSIL | 2503F08APS050 | BISCHOFF ProntoSIL 120-5-C8 ace-EPS | C8 | 250 | 3 | 5 | 120 | L60 | fully | HPLC Column | SS | 250 x 3,0 mm
ProntoSIL | 2504F08APS050 | BISCHOFF ProntoSIL 120-5-C8 ace-EPS | C8 | 250 | 4 | 5 | 120 | L60 | fully | HPLC Column | SS | 250 x 4,0 mm
ProntoSIL | 2546F08APS050 | BISCHOFF ProntoSIL 120-5-C8 ace-EPS | C8 | 250 | 4.6 | 5 | 120 | L60 | fully | HPLC Column | SS | 250 x 4,6 mm
ProntoSIL | 3002F08APS050 | BISCHOFF ProntoSIL 120-5-C8 ace-EPS | C8 | 300 | 2 | 5 | 120 | L60 | fully | HPLC Column | SS | 300 x 2,0 mm
ProntoSIL | 3003F08APS050 | BISCHOFF ProntoSIL 120-5-C8 ace-EPS | C8 | 300 | 3 | 5 | 120 | L60 | fully | HPLC Column | SS | 300 x 3,0 mm
ProntoSIL | 3004F08APS050 | BISCHOFF ProntoSIL 120-5-C8 ace-EPS | C8 | 300 | 4 | 5 | 120 | L60 | fully | HPLC Column | SS | 300 x 4,0 mm
ProntoSIL | 3046F08APS050 | BISCHOFF ProntoSIL 120-5-C8 ace-EPS | C8 | 300 | 4.6 | 5 | 120 | L60 | fully | HPLC Column | SS | 300 x 4,6 mm
ProntoSIL | 01P4F08APS050 | BISCHOFF ProntoSIL 120-5-C8 ace-EPS | C8 | 14 | 4 | 5 | 120 | L60 | fully | HPLC Column | PEEK | 14 x 4,0 mm
ProntoSIL | A2P4F08APS050 | BISCHOFF ProntoSIL 120-5-C8 ace-EPS | C8 | 20 | 4 | 5 | 120 | L60 | fully | HPLC Column | PEEK | 20 x 4,0 mm
ProntoSIL | 02P4F08APS050 | BISCHOFF ProntoSIL 120-5-C8 ace-EPS | C8 | 25 | 4 | 5 | 120 | L60 | fully | HPLC Column | PEEK | 25 x 4,0 mm
ProntoSIL | 03P4F08APS050 | BISCHOFF ProntoSIL 120-5-C8 ace-EPS | C8 | 30 | 4 | 5 | 120 | L60 | fully | HPLC Column | PEEK | 30 x 4,0 mm
ProntoSIL | 04P4F08APS050 | BISCHOFF ProntoSIL 120-5-C8 ace-EPS | C8 | 33 | 4 | 5 | 120 | L60 | fully | HPLC Column | PEEK | 33 x 4,0 mm
ProntoSIL | A4P4F08APS050 | BISCHOFF ProntoSIL 120-5-C8 ace-EPS | C8 | 40 | 4 | 5 | 120 | L60 | fully | HPLC Column | PEEK | 40 x 4,0 mm
ProntoSIL | 05P4F08APS050 | BISCHOFF ProntoSIL 120-5-C8 ace-EPS | C8 | 50 | 4 | 5 | 120 | L60 | fully | HPLC Column | PEEK | 50 x 4,0 mm
ProntoSIL | 06P4F08APS050 | BISCHOFF ProntoSIL 120-5-C8 ace-EPS | C8 | 53 | 4 | 5 | 120 | L60 | fully | HPLC Column | PEEK | 53 x 4,0 mm
ProntoSIL | A6P4F08APS050 | BISCHOFF ProntoSIL 120-5-C8 ace-EPS | C8 | 60 | 4 | 5 | 120 | L60 | fully | HPLC Column | PEEK | 60 x 4,0 mm
ProntoSIL | 07P4F08APS050 | BISCHOFF ProntoSIL 120-5-C8 ace-EPS | C8 | 75 | 4 | 5 | 120 | L60 | fully | HPLC Column | PEEK | 75 x 4,0 mm
ProntoSIL | 10P4F08APS050 | BISCHOFF ProntoSIL 120-5-C8 ace-EPS | C8 | 100 | 4 | 5 | 120 | L60 | fully | HPLC Column | PEEK | 100 x 4,0 mm
ProntoSIL | 12P4F08APS050 | BISCHOFF ProntoSIL 120-5-C8 ace-EPS | C8 | 125 | 4 | 5 | 120 | L60 | fully | HPLC Column | PEEK | 125 x 4,0 mm
ProntoSIL | 15P4F08APS050 | BISCHOFF ProntoSIL 120-5-C8 ace-EPS | C8 | 150 | 4 | 5 | 120 | L60 | fully | HPLC Column | PEEK | 150 x 4,0 mm
ProntoSIL | 20P4F08APS050 | BISCHOFF ProntoSIL 120-5-C8 ace-EPS | C8 | 200 | 4 | 5 | 120 | L60 | fully | HPLC Column | PEEK | 200 x 4,0 mm
ProntoSIL | 25P4F08APS050 | BISCHOFF ProntoSIL 120-5-C8 ace-EPS | C8 | 250 | 4 | 5 | 120 | L60 | fully | HPLC Column | PEEK | 250 x 4,0 mm
ProntoSIL | 30P4F08APS050 | BISCHOFF ProntoSIL 120-5-C8 ace-EPS | C8 | 300 | 4 | 5 | 120 | L60 | fully | HPLC Column | PEEK | 300 x 4,0 mm
ProntoSIL | 6305F08APS050 | BISCHOFF ProntoSIL 120-5-C8 ace-EPS | C8 | 5 | 4 | 5 | 120 | L60 | fully | Cartridges (5 pcs.) | SS | 5 x 4,0 mm
ProntoSIL | 6301F08APS050 | BISCHOFF ProntoSIL 120-5-C8 ace-EPS | C8 | 10 | 4 | 5 | 120 | L60 | fully | Cartridges (5 pcs.) | SS | 10 x 4,0 mm
ProntoSIL | 6302F08APS050 | BISCHOFF ProntoSIL 120-5-C8 ace-EPS | C8 | 20 | 4 | 5 | 120 | L60 | fully | Cartridges (5 pcs.) | SS | 20 x 4,0 mm
ProntoSIL | 63P1F08APS050 | BISCHOFF ProntoSIL 120-5-C8 ace-EPS | C8 | 10 | 4 | 5 | 120 | L60 | fully | Cartridges (5 pcs.) | PEEK | 10 x 4,0 mm
ProntoSIL | 63P2F08APS050 | BISCHOFF ProntoSIL 120-5-C8 ace-EPS | C8 | 20 | 4 | 5 | 120 | L60 | fully | Cartridges (5 pcs.) | PEEK | 20 x 4,0 mm
ProntoSIL | 6335F08APS050 | BISCHOFF ProntoSIL 120-5-C8 ace-EPS | C8 | 5 | 3 | 5 | 120 | L60 | fully | Cartridges (5 pcs.) | SS | 5 x 3,0 mm
ProntoSIL | 6331F08APS050 | BISCHOFF ProntoSIL 120-5-C8 ace-EPS | C8 | 10 | 3 | 5 | 120 | L60 | fully | Cartridges (5 pcs.) | SS | 10 x 3,0 mm
ProntoSIL | 6332F08APS050 | BISCHOFF ProntoSIL 120-5-C8 ace-EPS | C8 | 20 | 3 | 5 | 120 | L60 | fully | Cartridges (5 pcs.) | SS | 20 x 3,0 mm
ProntoSIL | 6325F08APS050 | BISCHOFF ProntoSIL 120-5-C8 ace-EPS | C8 | 5 | 2 | 5 | 120 | L60 | fully | Cartridges (5 pcs.) | SS | 5 x 2,0 mm
ProntoSIL | 6321F08APS050 | BISCHOFF ProntoSIL 120-5-C8 ace-EPS | C8 | 10 | 2 | 5 | 120 | L60 | fully | Cartridges (5 pcs.) | SS | 10 x 2,0 mm
ProntoSIL | 6322F08APS050 | BISCHOFF ProntoSIL 120-5-C8 ace-EPS | C8 | 20 | 2 | 5 | 120 | L60 | fully | Cartridges (5 pcs.) | SS | 20 x 2,0 mm
ProntoSIL | 0102F08APS100 | BISCHOFF ProntoSIL 120-10-C8 ace-EPS | C8 | 14 | 2 | 10 | 120 | L60 | fully | HPLC Column | SS | 14 x 2,0 mm
ProntoSIL | 0103F08APS100 | BISCHOFF ProntoSIL 120-10-C8 ace-EPS | C8 | 14 | 3 | 10 | 120 | L60 | fully | HPLC Column | SS | 14 x 3,0 mm
ProntoSIL | 0104F08APS100 | BISCHOFF ProntoSIL 120-10-C8 ace-EPS | C8 | 14 | 4 | 10 | 120 | L60 | fully | HPLC Column | SS | 14 x 4,0 mm
ProntoSIL | 0146F08APS100 | BISCHOFF ProntoSIL 120-10-C8 ace-EPS | C8 | 14 | 4.6 | 10 | 120 | L60 | fully | HPLC Column | SS | 14 x 4,6 mm
ProntoSIL | A202F08APS100 | BISCHOFF ProntoSIL 120-10-C8 ace-EPS | C8 | 20 | 2 | 10 | 120 | L60 | fully | HPLC Column | SS | 20 x 2,0 mm
ProntoSIL | A203F08APS100 | BISCHOFF ProntoSIL 120-10-C8 ace-EPS | C8 | 20 | 3 | 10 | 120 | L60 | fully | HPLC Column | SS | 20 x 3,0 mm
ProntoSIL | A204F08APS100 | BISCHOFF ProntoSIL 120-10-C8 ace-EPS | C8 | 20 | 4 | 10 | 120 | L60 | fully | HPLC Column | SS | 20 x 4,0 mm
ProntoSIL | A246F08APS100 | BISCHOFF ProntoSIL 120-10-C8 ace-EPS | C8 | 20 | 4.6 | 10 | 120 | L60 | fully | HPLC Column | SS | 20 x 4,6 mm
ProntoSIL | 0202F08APS100 | BISCHOFF ProntoSIL 120-10-C8 ace-EPS | C8 | 25 | 2 | 10 | 120 | L60 | fully | HPLC Column | SS | 25 x 2,0 mm
ProntoSIL | 0203F08APS100 | BISCHOFF ProntoSIL 120-10-C8 ace-EPS | C8 | 25 | 3 | 10 | 120 | L60 | fully | HPLC Column | SS | 25 x 3,0 mm
ProntoSIL | 0204F08APS100 | BISCHOFF ProntoSIL 120-10-C8 ace-EPS | C8 | 25 | 4 | 10 | 120 | L60 | fully | HPLC Column | SS | 25 x 4,0 mm
ProntoSIL | 0246F08APS100 | BISCHOFF ProntoSIL 120-10-C8 ace-EPS | C8 | 25 | 4.6 | 10 | 120 | L60 | fully | HPLC Column | SS | 25 x 4,6 mm
ProntoSIL | 0302F08APS100 | BISCHOFF ProntoSIL 120-10-C8 ace-EPS | C8 | 30 | 2 | 10 | 120 | L60 | fully | HPLC Column | SS | 30 x 2,0 mm
ProntoSIL | 0303F08APS100 | BISCHOFF ProntoSIL 120-10-C8 ace-EPS | C8 | 30 | 3 | 10 | 120 | L60 | fully | HPLC Column | SS | 30 x 3,0 mm
ProntoSIL | 0304F08APS100 | BISCHOFF ProntoSIL 120-10-C8 ace-EPS | C8 | 30 | 4 | 10 | 120 | L60 | fully | HPLC Column | SS | 30 x 4,0 mm
ProntoSIL | 0346F08APS100 | BISCHOFF ProntoSIL 120-10-C8 ace-EPS | C8 | 30 | 4.6 | 10 | 120 | L60 | fully | HPLC Column | SS | 30 x 4,6 mm
ProntoSIL | 0402F08APS100 | BISCHOFF ProntoSIL 120-10-C8 ace-EPS | C8 | 33 | 2 | 10 | 120 | L60 | fully | HPLC Column | SS | 33 x 2,0 mm
ProntoSIL | 0403F08APS100 | BISCHOFF ProntoSIL 120-10-C8 ace-EPS | C8 | 33 | 3 | 10 | 120 | L60 | fully | HPLC Column | SS | 33 x 3,0 mm
ProntoSIL | 0404F08APS100 | BISCHOFF ProntoSIL 120-10-C8 ace-EPS | C8 | 33 | 4 | 10 | 120 | L60 | fully | HPLC Column | SS | 33 x 4,0 mm
ProntoSIL | 0446F08APS100 | BISCHOFF ProntoSIL 120-10-C8 ace-EPS | C8 | 33 | 4.6 | 10 | 120 | L60 | fully | HPLC Column | SS | 33 x 4,6 mm
ProntoSIL | A402F08APS100 | BISCHOFF ProntoSIL 120-10-C8 ace-EPS | C8 | 40 | 2 | 10 | 120 | L60 | fully | HPLC Column | SS | 40 x 2,0 mm
ProntoSIL | A403F08APS100 | BISCHOFF ProntoSIL 120-10-C8 ace-EPS | C8 | 40 | 3 | 10 | 120 | L60 | fully | HPLC Column | SS | 40 x 3,0 mm
ProntoSIL | A404F08APS100 | BISCHOFF ProntoSIL 120-10-C8 ace-EPS | C8 | 40 | 4 | 10 | 120 | L60 | fully | HPLC Column | SS | 40 x 4,0 mm
ProntoSIL | A446F08APS100 | BISCHOFF ProntoSIL 120-10-C8 ace-EPS | C8 | 40 | 4.6 | 10 | 120 | L60 | fully | HPLC Column | SS | 40 x 4,6 mm
ProntoSIL | 0502F08APS100 | BISCHOFF ProntoSIL 120-10-C8 ace-EPS | C8 | 50 | 2 | 10 | 120 | L60 | fully | HPLC Column | SS | 50 x 2,0 mm
ProntoSIL | 0503F08APS100 | BISCHOFF ProntoSIL 120-10-C8 ace-EPS | C8 | 50 | 3 | 10 | 120 | L60 | fully | HPLC Column | SS | 50 x 3,0 mm
ProntoSIL | 0504F08APS100 | BISCHOFF ProntoSIL 120-10-C8 ace-EPS | C8 | 50 | 4 | 10 | 120 | L60 | fully | HPLC Column | SS | 50 x 4,0 mm
ProntoSIL | 0546F08APS100 | BISCHOFF ProntoSIL 120-10-C8 ace-EPS | C8 | 50 | 4.6 | 10 | 120 | L60 | fully | HPLC Column | SS | 50 x 4,6 mm
ProntoSIL | 0602F08APS100 | BISCHOFF ProntoSIL 120-10-C8 ace-EPS | C8 | 53 | 2 | 10 | 120 | L60 | fully | HPLC Column | SS | 53 x 2,0 mm
ProntoSIL | 0603F08APS100 | BISCHOFF ProntoSIL 120-10-C8 ace-EPS | C8 | 53 | 3 | 10 | 120 | L60 | fully | HPLC Column | SS | 53 x 3,0 mm
ProntoSIL | 0604F08APS100 | BISCHOFF ProntoSIL 120-10-C8 ace-EPS | C8 | 53 | 4 | 10 | 120 | L60 | fully | HPLC Column | SS | 53 x 4,0 mm
ProntoSIL | 0646F08APS100 | BISCHOFF ProntoSIL 120-10-C8 ace-EPS | C8 | 53 | 4.6 | 10 | 120 | L60 | fully | HPLC Column | SS | 53 x 4,6 mm
ProntoSIL | A602F08APS100 | BISCHOFF ProntoSIL 120-10-C8 ace-EPS | C8 | 60 | 2 | 10 | 120 | L60 | fully | HPLC Column | SS | 60 x 2,0 mm
ProntoSIL | A603F08APS100 | BISCHOFF ProntoSIL 120-10-C8 ace-EPS | C8 | 60 | 3 | 10 | 120 | L60 | fully | HPLC Column | SS | 60 x 3,0 mm
ProntoSIL | A604F08APS100 | BISCHOFF ProntoSIL 120-10-C8 ace-EPS | C8 | 60 | 4 | 10 | 120 | L60 | fully | HPLC Column | SS | 60 x 4,0 mm
ProntoSIL | A646F08APS100 | BISCHOFF ProntoSIL 120-10-C8 ace-EPS | C8 | 60 | 4.6 | 10 | 120 | L60 | fully | HPLC Column | SS | 60 x 4,6 mm
ProntoSIL | 0702F08APS100 | BISCHOFF ProntoSIL 120-10-C8 ace-EPS | C8 | 75 | 2 | 10 | 120 | L60 | fully | HPLC Column | SS | 75 x 2,0 mm
ProntoSIL | 0703F08APS100 | BISCHOFF ProntoSIL 120-10-C8 ace-EPS | C8 | 75 | 3 | 10 | 120 | L60 | fully | HPLC Column | SS | 75 x 3,0 mm
ProntoSIL | 0704F08APS100 | BISCHOFF ProntoSIL 120-10-C8 ace-EPS | C8 | 75 | 4 | 10 | 120 | L60 | fully | HPLC Column | SS | 75 x 4,0 mm
ProntoSIL | 0746F08APS100 | BISCHOFF ProntoSIL 120-10-C8 ace-EPS | C8 | 75 | 4.6 | 10 | 120 | L60 | fully | HPLC Column | SS | 75 x 4,6 mm
ProntoSIL | 1002F08APS100 | BISCHOFF ProntoSIL 120-10-C8 ace-EPS | C8 | 100 | 2 | 10 | 120 | L60 | fully | HPLC Column | SS | 100 x 2,0 mm
ProntoSIL | 1003F08APS100 | BISCHOFF ProntoSIL 120-10-C8 ace-EPS | C8 | 100 | 3 | 10 | 120 | L60 | fully | HPLC Column | SS | 100 x 3,0 mm
ProntoSIL | 1004F08APS100 | BISCHOFF ProntoSIL 120-10-C8 ace-EPS | C8 | 100 | 4 | 10 | 120 | L60 | fully | HPLC Column | SS | 100 x 4,0 mm
ProntoSIL | 1046F08APS100 | BISCHOFF ProntoSIL 120-10-C8 ace-EPS | C8 | 100 | 4.6 | 10 | 120 | L60 | fully | HPLC Column | SS | 100 x 4,6 mm
ProntoSIL | 1202F08APS100 | BISCHOFF ProntoSIL 120-10-C8 ace-EPS | C8 | 125 | 2 | 10 | 120 | L60 | fully | HPLC Column | SS | 125 x 2,0 mm
ProntoSIL | 1203F08APS100 | BISCHOFF ProntoSIL 120-10-C8 ace-EPS | C8 | 125 | 3 | 10 | 120 | L60 | fully | HPLC Column | SS | 125 x 3,0 mm
ProntoSIL | 1204F08APS100 | BISCHOFF ProntoSIL 120-10-C8 ace-EPS | C8 | 125 | 4 | 10 | 120 | L60 | fully | HPLC Column | SS | 125 x 4,0 mm
ProntoSIL | 1246F08APS100 | BISCHOFF ProntoSIL 120-10-C8 ace-EPS | C8 | 125 | 4.6 | 10 | 120 | L60 | fully | HPLC Column | SS | 125 x 4,6 mm
ProntoSIL | 1502F08APS100 | BISCHOFF ProntoSIL 120-10-C8 ace-EPS | C8 | 150 | 2 | 10 | 120 | L60 | fully | HPLC Column | SS | 150 x 2,0 mm
ProntoSIL | 1503F08APS100 | BISCHOFF ProntoSIL 120-10-C8 ace-EPS | C8 | 150 | 3 | 10 | 120 | L60 | fully | HPLC Column | SS | 150 x 3,0 mm
ProntoSIL | 1504F08APS100 | BISCHOFF ProntoSIL 120-10-C8 ace-EPS | C8 | 150 | 4 | 10 | 120 | L60 | fully | HPLC Column | SS | 150 x 4,0 mm
ProntoSIL | 1546F08APS100 | BISCHOFF ProntoSIL 120-10-C8 ace-EPS | C8 | 150 | 4.6 | 10 | 120 | L60 | fully | HPLC Column | SS | 150 x 4,6 mm
ProntoSIL | 2002F08APS100 | BISCHOFF ProntoSIL 120-10-C8 ace-EPS | C8 | 200 | 2 | 10 | 120 | L60 | fully | HPLC Column | SS | 200 x 2,0 mm
ProntoSIL | 2003F08APS100 | BISCHOFF ProntoSIL 120-10-C8 ace-EPS | C8 | 200 | 3 | 10 | 120 | L60 | fully | HPLC Column | SS | 200 x 3,0 mm
ProntoSIL | 2004F08APS100 | BISCHOFF ProntoSIL 120-10-C8 ace-EPS | C8 | 200 | 4 | 10 | 120 | L60 | fully | HPLC Column | SS | 200 x 4,0 mm
ProntoSIL | 2046F08APS100 | BISCHOFF ProntoSIL 120-10-C8 ace-EPS | C8 | 200 | 4.6 | 10 | 120 | L60 | fully | HPLC Column | SS | 200 x 4,6 mm
ProntoSIL | 2502F08APS100 | BISCHOFF ProntoSIL 120-10-C8 ace-EPS | C8 | 250 | 2 | 10 | 120 | L60 | fully | HPLC Column | SS | 250 x 2,0 mm
ProntoSIL | 2503F08APS100 | BISCHOFF ProntoSIL 120-10-C8 ace-EPS | C8 | 250 | 3 | 10 | 120 | L60 | fully | HPLC Column | SS | 250 x 3,0 mm
ProntoSIL | 2504F08APS100 | BISCHOFF ProntoSIL 120-10-C8 ace-EPS | C8 | 250 | 4 | 10 | 120 | L60 | fully | HPLC Column | SS | 250 x 4,0 mm
ProntoSIL | 2546F08APS100 | BISCHOFF ProntoSIL 120-10-C8 ace-EPS | C8 | 250 | 4.6 | 10 | 120 | L60 | fully | HPLC Column | SS | 250 x 4,6 mm
ProntoSIL | 3002F08APS100 | BISCHOFF ProntoSIL 120-10-C8 ace-EPS | C8 | 300 | 2 | 10 | 120 | L60 | fully | HPLC Column | SS | 300 x 2,0 mm
ProntoSIL | 3003F08APS100 | BISCHOFF ProntoSIL 120-10-C8 ace-EPS | C8 | 300 | 3 | 10 | 120 | L60 | fully | HPLC Column | SS | 300 x 3,0 mm
ProntoSIL | 3004F08APS100 | BISCHOFF ProntoSIL 120-10-C8 ace-EPS | C8 | 300 | 4 | 10 | 120 | L60 | fully | HPLC Column | SS | 300 x 4,0 mm
ProntoSIL | 3046F08APS100 | BISCHOFF ProntoSIL 120-10-C8 ace-EPS | C8 | 300 | 4.6 | 10 | 120 | L60 | fully | HPLC Column | SS | 300 x 4,6 mm
ProntoSIL | 01P4F08APS100 | BISCHOFF ProntoSIL 120-10-C8 ace-EPS | C8 | 14 | 4 | 10 | 120 | L60 | fully | HPLC Column | PEEK | 14 x 4,0 mm
ProntoSIL | A2P4F08APS100 | BISCHOFF ProntoSIL 120-10-C8 ace-EPS | C8 | 20 | 4 | 10 | 120 | L60 | fully | HPLC Column | PEEK | 20 x 4,0 mm
ProntoSIL | 02P4F08APS100 | BISCHOFF ProntoSIL 120-10-C8 ace-EPS | C8 | 25 | 4 | 10 | 120 | L60 | fully | HPLC Column | PEEK | 25 x 4,0 mm
ProntoSIL | 03P4F08APS100 | BISCHOFF ProntoSIL 120-10-C8 ace-EPS | C8 | 30 | 4 | 10 | 120 | L60 | fully | HPLC Column | PEEK | 30 x 4,0 mm
ProntoSIL | 04P4F08APS100 | BISCHOFF ProntoSIL 120-10-C8 ace-EPS | C8 | 33 | 4 | 10 | 120 | L60 | fully | HPLC Column | PEEK | 33 x 4,0 mm
ProntoSIL | A4P4F08APS100 | BISCHOFF ProntoSIL 120-10-C8 ace-EPS | C8 | 40 | 4 | 10 | 120 | L60 | fully | HPLC Column | PEEK | 40 x 4,0 mm
ProntoSIL | 05P4F08APS100 | BISCHOFF ProntoSIL 120-10-C8 ace-EPS | C8 | 50 | 4 | 10 | 120 | L60 | fully | HPLC Column | PEEK | 50 x 4,0 mm
ProntoSIL | 06P4F08APS100 | BISCHOFF ProntoSIL 120-10-C8 ace-EPS | C8 | 53 | 4 | 10 | 120 | L60 | fully | HPLC Column | PEEK | 53 x 4,0 mm
ProntoSIL | A6P4F08APS100 | BISCHOFF ProntoSIL 120-10-C8 ace-EPS | C8 | 60 | 4 | 10 | 120 | L60 | fully | HPLC Column | PEEK | 60 x 4,0 mm
ProntoSIL | 07P4F08APS100 | BISCHOFF ProntoSIL 120-10-C8 ace-EPS | C8 | 75 | 4 | 10 | 120 | L60 | fully | HPLC Column | PEEK | 75 x 4,0 mm
ProntoSIL | 10P4F08APS100 | BISCHOFF ProntoSIL 120-10-C8 ace-EPS | C8 | 100 | 4 | 10 | 120 | L60 | fully | HPLC Column | PEEK | 100 x 4,0 mm
ProntoSIL | 12P4F08APS100 | BISCHOFF ProntoSIL 120-10-C8 ace-EPS | C8 | 125 | 4 | 10 | 120 | L60 | fully | HPLC Column | PEEK | 125 x 4,0 mm
ProntoSIL | 15P4F08APS100 | BISCHOFF ProntoSIL 120-10-C8 ace-EPS | C8 | 150 | 4 | 10 | 120 | L60 | fully | HPLC Column | PEEK | 150 x 4,0 mm
ProntoSIL | 20P4F08APS100 | BISCHOFF ProntoSIL 120-10-C8 ace-EPS | C8 | 200 | 4 | 10 | 120 | L60 | fully | HPLC Column | PEEK | 200 x 4,0 mm
ProntoSIL | 25P4F08APS100 | BISCHOFF ProntoSIL 120-10-C8 ace-EPS | C8 | 250 | 4 | 10 | 120 | L60 | fully | HPLC Column | PEEK | 250 x 4,0 mm
ProntoSIL | 30P4F08APS100 | BISCHOFF ProntoSIL 120-10-C8 ace-EPS | C8 | 300 | 4 | 10 | 120 | L60 | fully | HPLC Column | PEEK | 300 x 4,0 mm
ProntoSIL | 6305F08APS100 | BISCHOFF ProntoSIL 120-10-C8 ace-EPS | C8 | 5 | 4 | 10 | 120 | L60 | fully | Cartridges (5 pcs.) | SS | 5 x 4,0 mm
ProntoSIL | 6301F08APS100 | BISCHOFF ProntoSIL 120-10-C8 ace-EPS | C8 | 10 | 4 | 10 | 120 | L60 | fully | Cartridges (5 pcs.) | SS | 10 x 4,0 mm
ProntoSIL | 6302F08APS100 | BISCHOFF ProntoSIL 120-10-C8 ace-EPS | C8 | 20 | 4 | 10 | 120 | L60 | fully | Cartridges (5 pcs.) | SS | 20 x 4,0 mm
ProntoSIL | 63P1F08APS100 | BISCHOFF ProntoSIL 120-10-C8 ace-EPS | C8 | 10 | 4 | 10 | 120 | L60 | fully | Cartridges (5 pcs.) | PEEK | 10 x 4,0 mm
ProntoSIL | 63P2F08APS100 | BISCHOFF ProntoSIL 120-10-C8 ace-EPS | C8 | 20 | 4 | 10 | 120 | L60 | fully | Cartridges (5 pcs.) | PEEK | 20 x 4,0 mm
ProntoSIL | 6335F08APS100 | BISCHOFF ProntoSIL 120-10-C8 ace-EPS | C8 | 5 | 3 | 10 | 120 | L60 | fully | Cartridges (5 pcs.) | SS | 5 x 3,0 mm
ProntoSIL | 6331F08APS100 | BISCHOFF ProntoSIL 120-10-C8 ace-EPS | C8 | 10 | 3 | 10 | 120 | L60 | fully | Cartridges (5 pcs.) | SS | 10 x 3,0 mm
ProntoSIL | 6332F08APS100 | BISCHOFF ProntoSIL 120-10-C8 ace-EPS | C8 | 20 | 3 | 10 | 120 | L60 | fully | Cartridges (5 pcs.) | SS | 20 x 3,0 mm
ProntoSIL | 6325F08APS100 | BISCHOFF ProntoSIL 120-10-C8 ace-EPS | C8 | 5 | 2 | 10 | 120 | L60 | fully | Cartridges (5 pcs.) | SS | 5 x 2,0 mm
ProntoSIL | 6321F08APS100 | BISCHOFF ProntoSIL 120-10-C8 ace-EPS | C8 | 10 | 2 | 10 | 120 | L60 | fully | Cartridges (5 pcs.) | SS | 10 x 2,0 mm
ProntoSIL | 6322F08APS100 | BISCHOFF ProntoSIL 120-10-C8 ace-EPS | C8 | 20 | 2 | 10 | 120 | L60 | fully | Cartridges (5 pcs.) | SS | 20 x 2,0 mm
ProntoSIL | 0102C080PS050 | BISCHOFF ProntoSIL 60-5-C8 SH | C8 | 14 | 2 | 5 | 60 | L7 | fully | HPLC Column | SS | 14 x 2,0 mm
ProntoSIL | 0103C080PS050 | BISCHOFF ProntoSIL 60-5-C8 SH | C8 | 14 | 3 | 5 | 60 | L7 | fully | HPLC Column | SS | 14 x 3,0 mm
ProntoSIL | 0104C080PS050 | BISCHOFF ProntoSIL 60-5-C8 SH | C8 | 14 | 4 | 5 | 60 | L7 | fully | HPLC Column | SS | 14 x 4,0 mm
ProntoSIL | 0146C080PS050 | BISCHOFF ProntoSIL 60-5-C8 SH | C8 | 14 | 4.6 | 5 | 60 | L7 | fully | HPLC Column | SS | 14 x 4,6 mm
ProntoSIL | A202C080PS050 | BISCHOFF ProntoSIL 60-5-C8 SH | C8 | 20 | 2 | 5 | 60 | L7 | fully | HPLC Column | SS | 20 x 2,0 mm
ProntoSIL | A203C080PS050 | BISCHOFF ProntoSIL 60-5-C8 SH | C8 | 20 | 3 | 5 | 60 | L7 | fully | HPLC Column | SS | 20 x 3,0 mm
ProntoSIL | A204C080PS050 | BISCHOFF ProntoSIL 60-5-C8 SH | C8 | 20 | 4 | 5 | 60 | L7 | fully | HPLC Column | SS | 20 x 4,0 mm
ProntoSIL | A246C080PS050 | BISCHOFF ProntoSIL 60-5-C8 SH | C8 | 20 | 4.6 | 5 | 60 | L7 | fully | HPLC Column | SS | 20 x 4,6 mm
ProntoSIL | 0202C080PS050 | BISCHOFF ProntoSIL 60-5-C8 SH | C8 | 25 | 2 | 5 | 60 | L7 | fully | HPLC Column | SS | 25 x 2,0 mm
ProntoSIL | 0203C080PS050 | BISCHOFF ProntoSIL 60-5-C8 SH | C8 | 25 | 3 | 5 | 60 | L7 | fully | HPLC Column | SS | 25 x 3,0 mm
ProntoSIL | 0204C080PS050 | BISCHOFF ProntoSIL 60-5-C8 SH | C8 | 25 | 4 | 5 | 60 | L7 | fully | HPLC Column | SS | 25 x 4,0 mm
ProntoSIL | 0246C080PS050 | BISCHOFF ProntoSIL 60-5-C8 SH | C8 | 25 | 4.6 | 5 | 60 | L7 | fully | HPLC Column | SS | 25 x 4,6 mm
ProntoSIL | 0302C080PS050 | BISCHOFF ProntoSIL 60-5-C8 SH | C8 | 30 | 2 | 5 | 60 | L7 | fully | HPLC Column | SS | 30 x 2,0 mm
ProntoSIL | 0303C080PS050 | BISCHOFF ProntoSIL 60-5-C8 SH | C8 | 30 | 3 | 5 | 60 | L7 | fully | HPLC Column | SS | 30 x 3,0 mm
ProntoSIL | 0304C080PS050 | BISCHOFF ProntoSIL 60-5-C8 SH | C8 | 30 | 4 | 5 | 60 | L7 | fully | HPLC Column | SS | 30 x 4,0 mm
ProntoSIL | 0346C080PS050 | BISCHOFF ProntoSIL 60-5-C8 SH | C8 | 30 | 4.6 | 5 | 60 | L7 | fully | HPLC Column | SS | 30 x 4,6 mm
ProntoSIL | 0402C080PS050 | BISCHOFF ProntoSIL 60-5-C8 SH | C8 | 33 | 2 | 5 | 60 | L7 | fully | HPLC Column | SS | 33 x 2,0 mm
ProntoSIL | 0403C080PS050 | BISCHOFF ProntoSIL 60-5-C8 SH | C8 | 33 | 3 | 5 | 60 | L7 | fully | HPLC Column | SS | 33 x 3,0 mm
ProntoSIL | 0404C080PS050 | BISCHOFF ProntoSIL 60-5-C8 SH | C8 | 33 | 4 | 5 | 60 | L7 | fully | HPLC Column | SS | 33 x 4,0 mm
ProntoSIL | 0446C080PS050 | BISCHOFF ProntoSIL 60-5-C8 SH | C8 | 33 | 4.6 | 5 | 60 | L7 | fully | HPLC Column | SS | 33 x 4,6 mm
ProntoSIL | A402C080PS050 | BISCHOFF ProntoSIL 60-5-C8 SH | C8 | 40 | 2 | 5 | 60 | L7 | fully | HPLC Column | SS | 40 x 2,0 mm
ProntoSIL | A403C080PS050 | BISCHOFF ProntoSIL 60-5-C8 SH | C8 | 40 | 3 | 5 | 60 | L7 | fully | HPLC Column | SS | 40 x 3,0 mm
ProntoSIL | A404C080PS050 | BISCHOFF ProntoSIL 60-5-C8 SH | C8 | 40 | 4 | 5 | 60 | L7 | fully | HPLC Column | SS | 40 x 4,0 mm
ProntoSIL | A446C080PS050 | BISCHOFF ProntoSIL 60-5-C8 SH | C8 | 40 | 4.6 | 5 | 60 | L7 | fully | HPLC Column | SS | 40 x 4,6 mm
ProntoSIL | 0502C080PS050 | BISCHOFF ProntoSIL 60-5-C8 SH | C8 | 50 | 2 | 5 | 60 | L7 | fully | HPLC Column | SS | 50 x 2,0 mm
ProntoSIL | 0503C080PS050 | BISCHOFF ProntoSIL 60-5-C8 SH | C8 | 50 | 3 | 5 | 60 | L7 | fully | HPLC Column | SS | 50 x 3,0 mm
ProntoSIL | 0504C080PS050 | BISCHOFF ProntoSIL 60-5-C8 SH | C8 | 50 | 4 | 5 | 60 | L7 | fully | HPLC Column | SS | 50 x 4,0 mm
ProntoSIL | 0546C080PS050 | BISCHOFF ProntoSIL 60-5-C8 SH | C8 | 50 | 4.6 | 5 | 60 | L7 | fully | HPLC Column | SS | 50 x 4,6 mm
ProntoSIL | 0602C080PS050 | BISCHOFF ProntoSIL 60-5-C8 SH | C8 | 53 | 2 | 5 | 60 | L7 | fully | HPLC Column | SS | 53 x 2,0 mm
ProntoSIL | 0603C080PS050 | BISCHOFF ProntoSIL 60-5-C8 SH | C8 | 53 | 3 | 5 | 60 | L7 | fully | HPLC Column | SS | 53 x 3,0 mm
ProntoSIL | 0604C080PS050 | BISCHOFF ProntoSIL 60-5-C8 SH | C8 | 53 | 4 | 5 | 60 | L7 | fully | HPLC Column | SS | 53 x 4,0 mm
ProntoSIL | 0646C080PS050 | BISCHOFF ProntoSIL 60-5-C8 SH | C8 | 53 | 4.6 | 5 | 60 | L7 | fully | HPLC Column | SS | 53 x 4,6 mm
ProntoSIL | A602C080PS050 | BISCHOFF ProntoSIL 60-5-C8 SH | C8 | 60 | 2 | 5 | 60 | L7 | fully | HPLC Column | SS | 60 x 2,0 mm
ProntoSIL | A603C080PS050 | BISCHOFF ProntoSIL 60-5-C8 SH | C8 | 60 | 3 | 5 | 60 | L7 | fully | HPLC Column | SS | 60 x 3,0 mm
ProntoSIL | A604C080PS050 | BISCHOFF ProntoSIL 60-5-C8 SH | C8 | 60 | 4 | 5 | 60 | L7 | fully | HPLC Column | SS | 60 x 4,0 mm
ProntoSIL | A646C080PS050 | BISCHOFF ProntoSIL 60-5-C8 SH | C8 | 60 | 4.6 | 5 | 60 | L7 | fully | HPLC Column | SS | 60 x 4,6 mm
ProntoSIL | 0702C080PS050 | BISCHOFF ProntoSIL 60-5-C8 SH | C8 | 75 | 2 | 5 | 60 | L7 | fully | HPLC Column | SS | 75 x 2,0 mm
ProntoSIL | 0703C080PS050 | BISCHOFF ProntoSIL 60-5-C8 SH | C8 | 75 | 3 | 5 | 60 | L7 | fully | HPLC Column | SS | 75 x 3,0 mm
ProntoSIL | 0704C080PS050 | BISCHOFF ProntoSIL 60-5-C8 SH | C8 | 75 | 4 | 5 | 60 | L7 | fully | HPLC Column | SS | 75 x 4,0 mm
ProntoSIL | 0746C080PS050 | BISCHOFF ProntoSIL 60-5-C8 SH | C8 | 75 | 4.6 | 5 | 60 | L7 | fully | HPLC Column | SS | 75 x 4,6 mm
ProntoSIL | 1002C080PS050 | BISCHOFF ProntoSIL 60-5-C8 SH | C8 | 100 | 2 | 5 | 60 | L7 | fully | HPLC Column | SS | 100 x 2,0 mm
ProntoSIL | 1003C080PS050 | BISCHOFF ProntoSIL 60-5-C8 SH | C8 | 100 | 3 | 5 | 60 | L7 | fully | HPLC Column | SS | 100 x 3,0 mm
ProntoSIL | 1004C080PS050 | BISCHOFF ProntoSIL 60-5-C8 SH | C8 | 100 | 4 | 5 | 60 | L7 | fully | HPLC Column | SS | 100 x 4,0 mm
ProntoSIL | 1046C080PS050 | BISCHOFF ProntoSIL 60-5-C8 SH | C8 | 100 | 4.6 | 5 | 60 | L7 | fully | HPLC Column | SS | 100 x 4,6 mm
ProntoSIL | 1202C080PS050 | BISCHOFF ProntoSIL 60-5-C8 SH | C8 | 125 | 2 | 5 | 60 | L7 | fully | HPLC Column | SS | 125 x 2,0 mm
ProntoSIL | 1203C080PS050 | BISCHOFF ProntoSIL 60-5-C8 SH | C8 | 125 | 3 | 5 | 60 | L7 | fully | HPLC Column | SS | 125 x 3,0 mm
ProntoSIL | 1204C080PS050 | BISCHOFF ProntoSIL 60-5-C8 SH | C8 | 125 | 4 | 5 | 60 | L7 | fully | HPLC Column | SS | 125 x 4,0 mm
ProntoSIL | 1246C080PS050 | BISCHOFF ProntoSIL 60-5-C8 SH | C8 | 125 | 4.6 | 5 | 60 | L7 | fully | HPLC Column | SS | 125 x 4,6 mm
ProntoSIL | 1502C080PS050 | BISCHOFF ProntoSIL 60-5-C8 SH | C8 | 150 | 2 | 5 | 60 | L7 | fully | HPLC Column | SS | 150 x 2,0 mm
ProntoSIL | 1503C080PS050 | BISCHOFF ProntoSIL 60-5-C8 SH | C8 | 150 | 3 | 5 | 60 | L7 | fully | HPLC Column | SS | 150 x 3,0 mm
ProntoSIL | 1504C080PS050 | BISCHOFF ProntoSIL 60-5-C8 SH | C8 | 150 | 4 | 5 | 60 | L7 | fully | HPLC Column | SS | 150 x 4,0 mm
ProntoSIL | 1546C080PS050 | BISCHOFF ProntoSIL 60-5-C8 SH | C8 | 150 | 4.6 | 5 | 60 | L7 | fully | HPLC Column | SS | 150 x 4,6 mm
ProntoSIL | 2002C080PS050 | BISCHOFF ProntoSIL 60-5-C8 SH | C8 | 200 | 2 | 5 | 60 | L7 | fully | HPLC Column | SS | 200 x 2,0 mm
ProntoSIL | 2003C080PS050 | BISCHOFF ProntoSIL 60-5-C8 SH | C8 | 200 | 3 | 5 | 60 | L7 | fully | HPLC Column | SS | 200 x 3,0 mm
ProntoSIL | 2004C080PS050 | BISCHOFF ProntoSIL 60-5-C8 SH | C8 | 200 | 4 | 5 | 60 | L7 | fully | HPLC Column | SS | 200 x 4,0 mm
ProntoSIL | 2046C080PS050 | BISCHOFF ProntoSIL 60-5-C8 SH | C8 | 200 | 4.6 | 5 | 60 | L7 | fully | HPLC Column | SS | 200 x 4,6 mm
ProntoSIL | 2502C080PS050 | BISCHOFF ProntoSIL 60-5-C8 SH | C8 | 250 | 2 | 5 | 60 | L7 | fully | HPLC Column | SS | 250 x 2,0 mm
ProntoSIL | 2503C080PS050 | BISCHOFF ProntoSIL 60-5-C8 SH | C8 | 250 | 3 | 5 | 60 | L7 | fully | HPLC Column | SS | 250 x 3,0 mm
ProntoSIL | 2504C080PS050 | BISCHOFF ProntoSIL 60-5-C8 SH | C8 | 250 | 4 | 5 | 60 | L7 | fully | HPLC Column | SS | 250 x 4,0 mm
ProntoSIL | 2546C080PS050 | BISCHOFF ProntoSIL 60-5-C8 SH | C8 | 250 | 4.6 | 5 | 60 | L7 | fully | HPLC Column | SS | 250 x 4,6 mm
ProntoSIL | 3002C080PS050 | BISCHOFF ProntoSIL 60-5-C8 SH | C8 | 300 | 2 | 5 | 60 | L7 | fully | HPLC Column | SS | 300 x 2,0 mm
ProntoSIL | 3003C080PS050 | BISCHOFF ProntoSIL 60-5-C8 SH | C8 | 300 | 3 | 5 | 60 | L7 | fully | HPLC Column | SS | 300 x 3,0 mm
ProntoSIL | 3004C080PS050 | BISCHOFF ProntoSIL 60-5-C8 SH | C8 | 300 | 4 | 5 | 60 | L7 | fully | HPLC Column | SS | 300 x 4,0 mm
ProntoSIL | 3046C080PS050 | BISCHOFF ProntoSIL 60-5-C8 SH | C8 | 300 | 4.6 | 5 | 60 | L7 | fully | HPLC Column | SS | 300 x 4,6 mm
ProntoSIL | 01P4C080PS050 | BISCHOFF ProntoSIL 60-5-C8 SH | C8 | 14 | 4 | 5 | 60 | L7 | fully | HPLC Column | PEEK | 14 x 4,0 mm
ProntoSIL | A2P4C080PS050 | BISCHOFF ProntoSIL 60-5-C8 SH | C8 | 20 | 4 | 5 | 60 | L7 | fully | HPLC Column | PEEK | 20 x 4,0 mm
ProntoSIL | 02P4C080PS050 | BISCHOFF ProntoSIL 60-5-C8 SH | C8 | 25 | 4 | 5 | 60 | L7 | fully | HPLC Column | PEEK | 25 x 4,0 mm
ProntoSIL | 03P4C080PS050 | BISCHOFF ProntoSIL 60-5-C8 SH | C8 | 30 | 4 | 5 | 60 | L7 | fully | HPLC Column | PEEK | 30 x 4,0 mm
ProntoSIL | 04P4C080PS050 | BISCHOFF ProntoSIL 60-5-C8 SH | C8 | 33 | 4 | 5 | 60 | L7 | fully | HPLC Column | PEEK | 33 x 4,0 mm
ProntoSIL | A4P4C080PS050 | BISCHOFF ProntoSIL 60-5-C8 SH | C8 | 40 | 4 | 5 | 60 | L7 | fully | HPLC Column | PEEK | 40 x 4,0 mm
ProntoSIL | 05P4C080PS050 | BISCHOFF ProntoSIL 60-5-C8 SH | C8 | 50 | 4 | 5 | 60 | L7 | fully | HPLC Column | PEEK | 50 x 4,0 mm
ProntoSIL | 06P4C080PS050 | BISCHOFF ProntoSIL 60-5-C8 SH | C8 | 53 | 4 | 5 | 60 | L7 | fully | HPLC Column | PEEK | 53 x 4,0 mm
ProntoSIL | A6P4C080PS050 | BISCHOFF ProntoSIL 60-5-C8 SH | C8 | 60 | 4 | 5 | 60 | L7 | fully | HPLC Column | PEEK | 60 x 4,0 mm
ProntoSIL | 07P4C080PS050 | BISCHOFF ProntoSIL 60-5-C8 SH | C8 | 75 | 4 | 5 | 60 | L7 | fully | HPLC Column | PEEK | 75 x 4,0 mm
ProntoSIL | 10P4C080PS050 | BISCHOFF ProntoSIL 60-5-C8 SH | C8 | 100 | 4 | 5 | 60 | L7 | fully | HPLC Column | PEEK | 100 x 4,0 mm
ProntoSIL | 12P4C080PS050 | BISCHOFF ProntoSIL 60-5-C8 SH | C8 | 125 | 4 | 5 | 60 | L7 | fully | HPLC Column | PEEK | 125 x 4,0 mm
ProntoSIL | 15P4C080PS050 | BISCHOFF ProntoSIL 60-5-C8 SH | C8 | 150 | 4 | 5 | 60 | L7 | fully | HPLC Column | PEEK | 150 x 4,0 mm
ProntoSIL | 20P4C080PS050 | BISCHOFF ProntoSIL 60-5-C8 SH | C8 | 200 | 4 | 5 | 60 | L7 | fully | HPLC Column | PEEK | 200 x 4,0 mm
ProntoSIL | 25P4C080PS050 | BISCHOFF ProntoSIL 60-5-C8 SH | C8 | 250 | 4 | 5 | 60 | L7 | fully | HPLC Column | PEEK | 250 x 4,0 mm
ProntoSIL | 30P4C080PS050 | BISCHOFF ProntoSIL 60-5-C8 SH | C8 | 300 | 4 | 5 | 60 | L7 | fully | HPLC Column | PEEK | 300 x 4,0 mm
ProntoSIL | 6305C080PS050 | BISCHOFF ProntoSIL 60-5-C8 SH | C8 | 5 | 4 | 5 | 60 | L7 | fully | Cartridges (5 pcs.) | SS | 5 x 4,0 mm
ProntoSIL | 6301C080PS050 | BISCHOFF ProntoSIL 60-5-C8 SH | C8 | 10 | 4 | 5 | 60 | L7 | fully | Cartridges (5 pcs.) | SS | 10 x 4,0 mm
ProntoSIL | 6302C080PS050 | BISCHOFF ProntoSIL 60-5-C8 SH | C8 | 20 | 4 | 5 | 60 | L7 | fully | Cartridges (5 pcs.) | SS | 20 x 4,0 mm
ProntoSIL | 63P1C080PS050 | BISCHOFF ProntoSIL 60-5-C8 SH | C8 | 10 | 4 | 5 | 60 | L7 | fully | Cartridges (5 pcs.) | PEEK | 10 x 4,0 mm
ProntoSIL | 63P2C080PS050 | BISCHOFF ProntoSIL 60-5-C8 SH | C8 | 20 | 4 | 5 | 60 | L7 | fully | Cartridges (5 pcs.) | PEEK | 20 x 4,0 mm
ProntoSIL | 6335C080PS050 | BISCHOFF ProntoSIL 60-5-C8 SH | C8 | 5 | 3 | 5 | 60 | L7 | fully | Cartridges (5 pcs.) | SS | 5 x 3,0 mm
ProntoSIL | 6331C080PS050 | BISCHOFF ProntoSIL 60-5-C8 SH | C8 | 10 | 3 | 5 | 60 | L7 | fully | Cartridges (5 pcs.) | SS | 10 x 3,0 mm
ProntoSIL | 6332C080PS050 | BISCHOFF ProntoSIL 60-5-C8 SH | C8 | 20 | 3 | 5 | 60 | L7 | fully | Cartridges (5 pcs.) | SS | 20 x 3,0 mm
ProntoSIL | 6325C080PS050 | BISCHOFF ProntoSIL 60-5-C8 SH | C8 | 5 | 2 | 5 | 60 | L7 | fully | Cartridges (5 pcs.) | SS | 5 x 2,0 mm
ProntoSIL | 6321C080PS050 | BISCHOFF ProntoSIL 60-5-C8 SH | C8 | 10 | 2 | 5 | 60 | L7 | fully | Cartridges (5 pcs.) | SS | 10 x 2,0 mm
ProntoSIL | 6322C080PS050 | BISCHOFF ProntoSIL 60-5-C8 SH | C8 | 20 | 2 | 5 | 60 | L7 | fully | Cartridges (5 pcs.) | SS | 20 x 2,0 mm
ProntoSIL | 0102C080PS030 | BISCHOFF ProntoSIL 120-3-C8 SH | C8 | 14 | 2 | 3 | 120 | L7 | fully | HPLC Column | SS | 14 x 2,0 mm
ProntoSIL | 0103C080PS030 | BISCHOFF ProntoSIL 120-3-C8 SH | C8 | 14 | 3 | 3 | 120 | L7 | fully | HPLC Column | SS | 14 x 3,0 mm
ProntoSIL | 0104C080PS030 | BISCHOFF ProntoSIL 120-3-C8 SH | C8 | 14 | 4 | 3 | 120 | L7 | fully | HPLC Column | SS | 14 x 4,0 mm
ProntoSIL | 0146C080PS030 | BISCHOFF ProntoSIL 120-3-C8 SH | C8 | 14 | 4.6 | 3 | 120 | L7 | fully | HPLC Column | SS | 14 x 4,6 mm
ProntoSIL | A202C080PS030 | BISCHOFF ProntoSIL 120-3-C8 SH | C8 | 20 | 2 | 3 | 120 | L7 | fully | HPLC Column | SS | 20 x 2,0 mm
ProntoSIL | A203C080PS030 | BISCHOFF ProntoSIL 120-3-C8 SH | C8 | 20 | 3 | 3 | 120 | L7 | fully | HPLC Column | SS | 20 x 3,0 mm
ProntoSIL | A204C080PS030 | BISCHOFF ProntoSIL 120-3-C8 SH | C8 | 20 | 4 | 3 | 120 | L7 | fully | HPLC Column | SS | 20 x 4,0 mm
ProntoSIL | A246C080PS030 | BISCHOFF ProntoSIL 120-3-C8 SH | C8 | 20 | 4.6 | 3 | 120 | L7 | fully | HPLC Column | SS | 20 x 4,6 mm
ProntoSIL | 0202C080PS030 | BISCHOFF ProntoSIL 120-3-C8 SH | C8 | 25 | 2 | 3 | 120 | L7 | fully | HPLC Column | SS | 25 x 2,0 mm
ProntoSIL | 0203C080PS030 | BISCHOFF ProntoSIL 120-3-C8 SH | C8 | 25 | 3 | 3 | 120 | L7 | fully | HPLC Column | SS | 25 x 3,0 mm
ProntoSIL | 0204C080PS030 | BISCHOFF ProntoSIL 120-3-C8 SH | C8 | 25 | 4 | 3 | 120 | L7 | fully | HPLC Column | SS | 25 x 4,0 mm
ProntoSIL | 0246C080PS030 | BISCHOFF ProntoSIL 120-3-C8 SH | C8 | 25 | 4.6 | 3 | 120 | L7 | fully | HPLC Column | SS | 25 x 4,6 mm
ProntoSIL | 0302C080PS030 | BISCHOFF ProntoSIL 120-3-C8 SH | C8 | 30 | 2 | 3 | 120 | L7 | fully | HPLC Column | SS | 30 x 2,0 mm
ProntoSIL | 0303C080PS030 | BISCHOFF ProntoSIL 120-3-C8 SH | C8 | 30 | 3 | 3 | 120 | L7 | fully | HPLC Column | SS | 30 x 3,0 mm
ProntoSIL | 0304C080PS030 | BISCHOFF ProntoSIL 120-3-C8 SH | C8 | 30 | 4 | 3 | 120 | L7 | fully | HPLC Column | SS | 30 x 4,0 mm
ProntoSIL | 0346C080PS030 | BISCHOFF ProntoSIL 120-3-C8 SH | C8 | 30 | 4.6 | 3 | 120 | L7 | fully | HPLC Column | SS | 30 x 4,6 mm
ProntoSIL | 0402C080PS030 | BISCHOFF ProntoSIL 120-3-C8 SH | C8 | 33 | 2 | 3 | 120 | L7 | fully | HPLC Column | SS | 33 x 2,0 mm
ProntoSIL | 0403C080PS030 | BISCHOFF ProntoSIL 120-3-C8 SH | C8 | 33 | 3 | 3 | 120 | L7 | fully | HPLC Column | SS | 33 x 3,0 mm
ProntoSIL | 0404C080PS030 | BISCHOFF ProntoSIL 120-3-C8 SH | C8 | 33 | 4 | 3 | 120 | L7 | fully | HPLC Column | SS | 33 x 4,0 mm
ProntoSIL | 0446C080PS030 | BISCHOFF ProntoSIL 120-3-C8 SH | C8 | 33 | 4.6 | 3 | 120 | L7 | fully | HPLC Column | SS | 33 x 4,6 mm
ProntoSIL | A402C080PS030 | BISCHOFF ProntoSIL 120-3-C8 SH | C8 | 40 | 2 | 3 | 120 | L7 | fully | HPLC Column | SS | 40 x 2,0 mm
ProntoSIL | A403C080PS030 | BISCHOFF ProntoSIL 120-3-C8 SH | C8 | 40 | 3 | 3 | 120 | L7 | fully | HPLC Column | SS | 40 x 3,0 mm
ProntoSIL | A404C080PS030 | BISCHOFF ProntoSIL 120-3-C8 SH | C8 | 40 | 4 | 3 | 120 | L7 | fully | HPLC Column | SS | 40 x 4,0 mm
ProntoSIL | A446C080PS030 | BISCHOFF ProntoSIL 120-3-C8 SH | C8 | 40 | 4.6 | 3 | 120 | L7 | fully | HPLC Column | SS | 40 x 4,6 mm
ProntoSIL | 0502C080PS030 | BISCHOFF ProntoSIL 120-3-C8 SH | C8 | 50 | 2 | 3 | 120 | L7 | fully | HPLC Column | SS | 50 x 2,0 mm
ProntoSIL | 0503C080PS030 | BISCHOFF ProntoSIL 120-3-C8 SH | C8 | 50 | 3 | 3 | 120 | L7 | fully | HPLC Column | SS | 50 x 3,0 mm
ProntoSIL | 0504C080PS030 | BISCHOFF ProntoSIL 120-3-C8 SH | C8 | 50 | 4 | 3 | 120 | L7 | fully | HPLC Column | SS | 50 x 4,0 mm
ProntoSIL | 0546C080PS030 | BISCHOFF ProntoSIL 120-3-C8 SH | C8 | 50 | 4.6 | 3 | 120 | L7 | fully | HPLC Column | SS | 50 x 4,6 mm
ProntoSIL | 0602C080PS030 | BISCHOFF ProntoSIL 120-3-C8 SH | C8 | 53 | 2 | 3 | 120 | L7 | fully | HPLC Column | SS | 53 x 2,0 mm
ProntoSIL | 0603C080PS030 | BISCHOFF ProntoSIL 120-3-C8 SH | C8 | 53 | 3 | 3 | 120 | L7 | fully | HPLC Column | SS | 53 x 3,0 mm
ProntoSIL | 0604C080PS030 | BISCHOFF ProntoSIL 120-3-C8 SH | C8 | 53 | 4 | 3 | 120 | L7 | fully | HPLC Column | SS | 53 x 4,0 mm
ProntoSIL | 0646C080PS030 | BISCHOFF ProntoSIL 120-3-C8 SH | C8 | 53 | 4.6 | 3 | 120 | L7 | fully | HPLC Column | SS | 53 x 4,6 mm
ProntoSIL | A602C080PS030 | BISCHOFF ProntoSIL 120-3-C8 SH | C8 | 60 | 2 | 3 | 120 | L7 | fully | HPLC Column | SS | 60 x 2,0 mm
ProntoSIL | A603C080PS030 | BISCHOFF ProntoSIL 120-3-C8 SH | C8 | 60 | 3 | 3 | 120 | L7 | fully | HPLC Column | SS | 60 x 3,0 mm
ProntoSIL | A604C080PS030 | BISCHOFF ProntoSIL 120-3-C8 SH | C8 | 60 | 4 | 3 | 120 | L7 | fully | HPLC Column | SS | 60 x 4,0 mm
ProntoSIL | A646C080PS030 | BISCHOFF ProntoSIL 120-3-C8 SH | C8 | 60 | 4.6 | 3 | 120 | L7 | fully | HPLC Column | SS | 60 x 4,6 mm
ProntoSIL | 0702C080PS030 | BISCHOFF ProntoSIL 120-3-C8 SH | C8 | 75 | 2 | 3 | 120 | L7 | fully | HPLC Column | SS | 75 x 2,0 mm
ProntoSIL | 0703C080PS030 | BISCHOFF ProntoSIL 120-3-C8 SH | C8 | 75 | 3 | 3 | 120 | L7 | fully | HPLC Column | SS | 75 x 3,0 mm
ProntoSIL | 0704C080PS030 | BISCHOFF ProntoSIL 120-3-C8 SH | C8 | 75 | 4 | 3 | 120 | L7 | fully | HPLC Column | SS | 75 x 4,0 mm
ProntoSIL | 0746C080PS030 | BISCHOFF ProntoSIL 120-3-C8 SH | C8 | 75 | 4.6 | 3 | 120 | L7 | fully | HPLC Column | SS | 75 x 4,6 mm
ProntoSIL | 1002C080PS030 | BISCHOFF ProntoSIL 120-3-C8 SH | C8 | 100 | 2 | 3 | 120 | L7 | fully | HPLC Column | SS | 100 x 2,0 mm
ProntoSIL | 1003C080PS030 | BISCHOFF ProntoSIL 120-3-C8 SH | C8 | 100 | 3 | 3 | 120 | L7 | fully | HPLC Column | SS | 100 x 3,0 mm
ProntoSIL | 1004C080PS030 | BISCHOFF ProntoSIL 120-3-C8 SH | C8 | 100 | 4 | 3 | 120 | L7 | fully | HPLC Column | SS | 100 x 4,0 mm
ProntoSIL | 1046C080PS030 | BISCHOFF ProntoSIL 120-3-C8 SH | C8 | 100 | 4.6 | 3 | 120 | L7 | fully | HPLC Column | SS | 100 x 4,6 mm
ProntoSIL | 1202C080PS030 | BISCHOFF ProntoSIL 120-3-C8 SH | C8 | 125 | 2 | 3 | 120 | L7 | fully | HPLC Column | SS | 125 x 2,0 mm
ProntoSIL | 1203C080PS030 | BISCHOFF ProntoSIL 120-3-C8 SH | C8 | 125 | 3 | 3 | 120 | L7 | fully | HPLC Column | SS | 125 x 3,0 mm
ProntoSIL | 1204C080PS030 | BISCHOFF ProntoSIL 120-3-C8 SH | C8 | 125 | 4 | 3 | 120 | L7 | fully | HPLC Column | SS | 125 x 4,0 mm
ProntoSIL | 1246C080PS030 | BISCHOFF ProntoSIL 120-3-C8 SH | C8 | 125 | 4.6 | 3 | 120 | L7 | fully | HPLC Column | SS | 125 x 4,6 mm
ProntoSIL | 1502C080PS030 | BISCHOFF ProntoSIL 120-3-C8 SH | C8 | 150 | 2 | 3 | 120 | L7 | fully | HPLC Column | SS | 150 x 2,0 mm
ProntoSIL | 1503C080PS030 | BISCHOFF ProntoSIL 120-3-C8 SH | C8 | 150 | 3 | 3 | 120 | L7 | fully | HPLC Column | SS | 150 x 3,0 mm
ProntoSIL | 1504C080PS030 | BISCHOFF ProntoSIL 120-3-C8 SH | C8 | 150 | 4 | 3 | 120 | L7 | fully | HPLC Column | SS | 150 x 4,0 mm
ProntoSIL | 1546C080PS030 | BISCHOFF ProntoSIL 120-3-C8 SH | C8 | 150 | 4.6 | 3 | 120 | L7 | fully | HPLC Column | SS | 150 x 4,6 mm
ProntoSIL | 2002C080PS030 | BISCHOFF ProntoSIL 120-3-C8 SH | C8 | 200 | 2 | 3 | 120 | L7 | fully | HPLC Column | SS | 200 x 2,0 mm
ProntoSIL | 2003C080PS030 | BISCHOFF ProntoSIL 120-3-C8 SH | C8 | 200 | 3 | 3 | 120 | L7 | fully | HPLC Column | SS | 200 x 3,0 mm
ProntoSIL | 2004C080PS030 | BISCHOFF ProntoSIL 120-3-C8 SH | C8 | 200 | 4 | 3 | 120 | L7 | fully | HPLC Column | SS | 200 x 4,0 mm
ProntoSIL | 2046C080PS030 | BISCHOFF ProntoSIL 120-3-C8 SH | C8 | 200 | 4.6 | 3 | 120 | L7 | fully | HPLC Column | SS | 200 x 4,6 mm
ProntoSIL | 2502C080PS030 | BISCHOFF ProntoSIL 120-3-C8 SH | C8 | 250 | 2 | 3 | 120 | L7 | fully | HPLC Column | SS | 250 x 2,0 mm
ProntoSIL | 2503C080PS030 | BISCHOFF ProntoSIL 120-3-C8 SH | C8 | 250 | 3 | 3 | 120 | L7 | fully | HPLC Column | SS | 250 x 3,0 mm
ProntoSIL | 2504C080PS030 | BISCHOFF ProntoSIL 120-3-C8 SH | C8 | 250 | 4 | 3 | 120 | L7 | fully | HPLC Column | SS | 250 x 4,0 mm
ProntoSIL | 2546C080PS030 | BISCHOFF ProntoSIL 120-3-C8 SH | C8 | 250 | 4.6 | 3 | 120 | L7 | fully | HPLC Column | SS | 250 x 4,6 mm
ProntoSIL | 3002C080PS030 | BISCHOFF ProntoSIL 120-3-C8 SH | C8 | 300 | 2 | 3 | 120 | L7 | fully | HPLC Column | SS | 300 x 2,0 mm
ProntoSIL | 3003C080PS030 | BISCHOFF ProntoSIL 120-3-C8 SH | C8 | 300 | 3 | 3 | 120 | L7 | fully | HPLC Column | SS | 300 x 3,0 mm
ProntoSIL | 3004C080PS030 | BISCHOFF ProntoSIL 120-3-C8 SH | C8 | 300 | 4 | 3 | 120 | L7 | fully | HPLC Column | SS | 300 x 4,0 mm
ProntoSIL | 3046C080PS030 | BISCHOFF ProntoSIL 120-3-C8 SH | C8 | 300 | 4.6 | 3 | 120 | L7 | fully | HPLC Column | SS | 300 x 4,6 mm
ProntoSIL | 01P4C080PS030 | BISCHOFF ProntoSIL 120-3-C8 SH | C8 | 14 | 4 | 3 | 120 | L7 | fully | HPLC Column | PEEK | 14 x 4,0 mm
ProntoSIL | A2P4C080PS030 | BISCHOFF ProntoSIL 120-3-C8 SH | C8 | 20 | 4 | 3 | 120 | L7 | fully | HPLC Column | PEEK | 20 x 4,0 mm
ProntoSIL | 02P4C080PS030 | BISCHOFF ProntoSIL 120-3-C8 SH | C8 | 25 | 4 | 3 | 120 | L7 | fully | HPLC Column | PEEK | 25 x 4,0 mm
ProntoSIL | 03P4C080PS030 | BISCHOFF ProntoSIL 120-3-C8 SH | C8 | 30 | 4 | 3 | 120 | L7 | fully | HPLC Column | PEEK | 30 x 4,0 mm
ProntoSIL | 04P4C080PS030 | BISCHOFF ProntoSIL 120-3-C8 SH | C8 | 33 | 4 | 3 | 120 | L7 | fully | HPLC Column | PEEK | 33 x 4,0 mm
ProntoSIL | A4P4C080PS030 | BISCHOFF ProntoSIL 120-3-C8 SH | C8 | 40 | 4 | 3 | 120 | L7 | fully | HPLC Column | PEEK | 40 x 4,0 mm
ProntoSIL | 05P4C080PS030 | BISCHOFF ProntoSIL 120-3-C8 SH | C8 | 50 | 4 | 3 | 120 | L7 | fully | HPLC Column | PEEK | 50 x 4,0 mm
ProntoSIL | 06P4C080PS030 | BISCHOFF ProntoSIL 120-3-C8 SH | C8 | 53 | 4 | 3 | 120 | L7 | fully | HPLC Column | PEEK | 53 x 4,0 mm
ProntoSIL | A6P4C080PS030 | BISCHOFF ProntoSIL 120-3-C8 SH | C8 | 60 | 4 | 3 | 120 | L7 | fully | HPLC Column | PEEK | 60 x 4,0 mm
ProntoSIL | 07P4C080PS030 | BISCHOFF ProntoSIL 120-3-C8 SH | C8 | 75 | 4 | 3 | 120 | L7 | fully | HPLC Column | PEEK | 75 x 4,0 mm
ProntoSIL | 10P4C080PS030 | BISCHOFF ProntoSIL 120-3-C8 SH | C8 | 100 | 4 | 3 | 120 | L7 | fully | HPLC Column | PEEK | 100 x 4,0 mm
ProntoSIL | 12P4C080PS030 | BISCHOFF ProntoSIL 120-3-C8 SH | C8 | 125 | 4 | 3 | 120 | L7 | fully | HPLC Column | PEEK | 125 x 4,0 mm
ProntoSIL | 15P4C080PS030 | BISCHOFF ProntoSIL 120-3-C8 SH | C8 | 150 | 4 | 3 | 120 | L7 | fully | HPLC Column | PEEK | 150 x 4,0 mm
ProntoSIL | 20P4C080PS030 | BISCHOFF ProntoSIL 120-3-C8 SH | C8 | 200 | 4 | 3 | 120 | L7 | fully | HPLC Column | PEEK | 200 x 4,0 mm
ProntoSIL | 25P4C080PS030 | BISCHOFF ProntoSIL 120-3-C8 SH | C8 | 250 | 4 | 3 | 120 | L7 | fully | HPLC Column | PEEK | 250 x 4,0 mm
ProntoSIL | 30P4C080PS030 | BISCHOFF ProntoSIL 120-3-C8 SH | C8 | 300 | 4 | 3 | 120 | L7 | fully | HPLC Column | PEEK | 300 x 4,0 mm
ProntoSIL | 6305C080PS030 | BISCHOFF ProntoSIL 120-3-C8 SH | C8 | 5 | 4 | 3 | 120 | L7 | fully | Cartridges (5 pcs.) | SS | 5 x 4,0 mm
ProntoSIL | 6301C080PS030 | BISCHOFF ProntoSIL 120-3-C8 SH | C8 | 10 | 4 | 3 | 120 | L7 | fully | Cartridges (5 pcs.) | SS | 10 x 4,0 mm
ProntoSIL | 6302C080PS030 | BISCHOFF ProntoSIL 120-3-C8 SH | C8 | 20 | 4 | 3 | 120 | L7 | fully | Cartridges (5 pcs.) | SS | 20 x 4,0 mm
ProntoSIL | 63P1C080PS030 | BISCHOFF ProntoSIL 120-3-C8 SH | C8 | 10 | 4 | 3 | 120 | L7 | fully | Cartridges (5 pcs.) | PEEK | 10 x 4,0 mm
ProntoSIL | 63P2C080PS030 | BISCHOFF ProntoSIL 120-3-C8 SH | C8 | 20 | 4 | 3 | 120 | L7 | fully | Cartridges (5 pcs.) | PEEK | 20 x 4,0 mm
ProntoSIL | 6335C080PS030 | BISCHOFF ProntoSIL 120-3-C8 SH | C8 | 5 | 3 | 3 | 120 | L7 | fully | Cartridges (5 pcs.) | SS | 5 x 3,0 mm
ProntoSIL | 6331C080PS030 | BISCHOFF ProntoSIL 120-3-C8 SH | C8 | 10 | 3 | 3 | 120 | L7 | fully | Cartridges (5 pcs.) | SS | 10 x 3,0 mm
ProntoSIL | 6332C080PS030 | BISCHOFF ProntoSIL 120-3-C8 SH | C8 | 20 | 3 | 3 | 120 | L7 | fully | Cartridges (5 pcs.) | SS | 20 x 3,0 mm
ProntoSIL | 6325C080PS030 | BISCHOFF ProntoSIL 120-3-C8 SH | C8 | 5 | 2 | 3 | 120 | L7 | fully | Cartridges (5 pcs.) | SS | 5 x 2,0 mm
ProntoSIL | 6321C080PS030 | BISCHOFF ProntoSIL 120-3-C8 SH | C8 | 10 | 2 | 3 | 120 | L7 | fully | Cartridges (5 pcs.) | SS | 10 x 2,0 mm
ProntoSIL | 6322C080PS030 | BISCHOFF ProntoSIL 120-3-C8 SH | C8 | 20 | 2 | 3 | 120 | L7 | fully | Cartridges (5 pcs.) | SS | 20 x 2,0 mm
ProntoSIL | 0102F080PS050 | BISCHOFF ProntoSIL 120-5-C8 SH | C8 | 14 | 2 | 5 | 120 | L7 | fully | HPLC Column | SS | 14 x 2,0 mm
ProntoSIL | 0103F080PS050 | BISCHOFF ProntoSIL 120-5-C8 SH | C8 | 14 | 3 | 5 | 120 | L7 | fully | HPLC Column | SS | 14 x 3,0 mm
ProntoSIL | 0104F080PS050 | BISCHOFF ProntoSIL 120-5-C8 SH | C8 | 14 | 4 | 5 | 120 | L7 | fully | HPLC Column | SS | 14 x 4,0 mm
ProntoSIL | 0146F080PS050 | BISCHOFF ProntoSIL 120-5-C8 SH | C8 | 14 | 4.6 | 5 | 120 | L7 | fully | HPLC Column | SS | 14 x 4,6 mm
ProntoSIL | A202F080PS050 | BISCHOFF ProntoSIL 120-5-C8 SH | C8 | 20 | 2 | 5 | 120 | L7 | fully | HPLC Column | SS | 20 x 2,0 mm
ProntoSIL | A203F080PS050 | BISCHOFF ProntoSIL 120-5-C8 SH | C8 | 20 | 3 | 5 | 120 | L7 | fully | HPLC Column | SS | 20 x 3,0 mm
ProntoSIL | A204F080PS050 | BISCHOFF ProntoSIL 120-5-C8 SH | C8 | 20 | 4 | 5 | 120 | L7 | fully | HPLC Column | SS | 20 x 4,0 mm
ProntoSIL | A246F080PS050 | BISCHOFF ProntoSIL 120-5-C8 SH | C8 | 20 | 4.6 | 5 | 120 | L7 | fully | HPLC Column | SS | 20 x 4,6 mm
ProntoSIL | 0202F080PS050 | BISCHOFF ProntoSIL 120-5-C8 SH | C8 | 25 | 2 | 5 | 120 | L7 | fully | HPLC Column | SS | 25 x 2,0 mm
ProntoSIL | 0203F080PS050 | BISCHOFF ProntoSIL 120-5-C8 SH | C8 | 25 | 3 | 5 | 120 | L7 | fully | HPLC Column | SS | 25 x 3,0 mm
ProntoSIL | 0204F080PS050 | BISCHOFF ProntoSIL 120-5-C8 SH | C8 | 25 | 4 | 5 | 120 | L7 | fully | HPLC Column | SS | 25 x 4,0 mm
ProntoSIL | 0246F080PS050 | BISCHOFF ProntoSIL 120-5-C8 SH | C8 | 25 | 4.6 | 5 | 120 | L7 | fully | HPLC Column | SS | 25 x 4,6 mm
ProntoSIL | 0302F080PS050 | BISCHOFF ProntoSIL 120-5-C8 SH | C8 | 30 | 2 | 5 | 120 | L7 | fully | HPLC Column | SS | 30 x 2,0 mm
ProntoSIL | 0303F080PS050 | BISCHOFF ProntoSIL 120-5-C8 SH | C8 | 30 | 3 | 5 | 120 | L7 | fully | HPLC Column | SS | 30 x 3,0 mm
ProntoSIL | 0304F080PS050 | BISCHOFF ProntoSIL 120-5-C8 SH | C8 | 30 | 4 | 5 | 120 | L7 | fully | HPLC Column | SS | 30 x 4,0 mm
ProntoSIL | 0346F080PS050 | BISCHOFF ProntoSIL 120-5-C8 SH | C8 | 30 | 4.6 | 5 | 120 | L7 | fully | HPLC Column | SS | 30 x 4,6 mm
ProntoSIL | 0402F080PS050 | BISCHOFF ProntoSIL 120-5-C8 SH | C8 | 33 | 2 | 5 | 120 | L7 | fully | HPLC Column | SS | 33 x 2,0 mm
ProntoSIL | 0403F080PS050 | BISCHOFF ProntoSIL 120-5-C8 SH | C8 | 33 | 3 | 5 | 120 | L7 | fully | HPLC Column | SS | 33 x 3,0 mm
ProntoSIL | 0404F080PS050 | BISCHOFF ProntoSIL 120-5-C8 SH | C8 | 33 | 4 | 5 | 120 | L7 | fully | HPLC Column | SS | 33 x 4,0 mm
ProntoSIL | 0446F080PS050 | BISCHOFF ProntoSIL 120-5-C8 SH | C8 | 33 | 4.6 | 5 | 120 | L7 | fully | HPLC Column | SS | 33 x 4,6 mm
ProntoSIL | A402F080PS050 | BISCHOFF ProntoSIL 120-5-C8 SH | C8 | 40 | 2 | 5 | 120 | L7 | fully | HPLC Column | SS | 40 x 2,0 mm
ProntoSIL | A403F080PS050 | BISCHOFF ProntoSIL 120-5-C8 SH | C8 | 40 | 3 | 5 | 120 | L7 | fully | HPLC Column | SS | 40 x 3,0 mm
ProntoSIL | A404F080PS050 | BISCHOFF ProntoSIL 120-5-C8 SH | C8 | 40 | 4 | 5 | 120 | L7 | fully | HPLC Column | SS | 40 x 4,0 mm
ProntoSIL | A446F080PS050 | BISCHOFF ProntoSIL 120-5-C8 SH | C8 | 40 | 4.6 | 5 | 120 | L7 | fully | HPLC Column | SS | 40 x 4,6 mm
ProntoSIL | 0502F080PS050 | BISCHOFF ProntoSIL 120-5-C8 SH | C8 | 50 | 2 | 5 | 120 | L7 | fully | HPLC Column | SS | 50 x 2,0 mm
ProntoSIL | 0503F080PS050 | BISCHOFF ProntoSIL 120-5-C8 SH | C8 | 50 | 3 | 5 | 120 | L7 | fully | HPLC Column | SS | 50 x 3,0 mm
ProntoSIL | 0504F080PS050 | BISCHOFF ProntoSIL 120-5-C8 SH | C8 | 50 | 4 | 5 | 120 | L7 | fully | HPLC Column | SS | 50 x 4,0 mm
ProntoSIL | 0546F080PS050 | BISCHOFF ProntoSIL 120-5-C8 SH | C8 | 50 | 4.6 | 5 | 120 | L7 | fully | HPLC Column | SS | 50 x 4,6 mm
ProntoSIL | 0602F080PS050 | BISCHOFF ProntoSIL 120-5-C8 SH | C8 | 53 | 2 | 5 | 120 | L7 | fully | HPLC Column | SS | 53 x 2,0 mm
ProntoSIL | 0603F080PS050 | BISCHOFF ProntoSIL 120-5-C8 SH | C8 | 53 | 3 | 5 | 120 | L7 | fully | HPLC Column | SS | 53 x 3,0 mm
ProntoSIL | 0604F080PS050 | BISCHOFF ProntoSIL 120-5-C8 SH | C8 | 53 | 4 | 5 | 120 | L7 | fully | HPLC Column | SS | 53 x 4,0 mm
ProntoSIL | 0646F080PS050 | BISCHOFF ProntoSIL 120-5-C8 SH | C8 | 53 | 4.6 | 5 | 120 | L7 | fully | HPLC Column | SS | 53 x 4,6 mm
ProntoSIL | A602F080PS050 | BISCHOFF ProntoSIL 120-5-C8 SH | C8 | 60 | 2 | 5 | 120 | L7 | fully | HPLC Column | SS | 60 x 2,0 mm
ProntoSIL | A603F080PS050 | BISCHOFF ProntoSIL 120-5-C8 SH | C8 | 60 | 3 | 5 | 120 | L7 | fully | HPLC Column | SS | 60 x 3,0 mm
ProntoSIL | A604F080PS050 | BISCHOFF ProntoSIL 120-5-C8 SH | C8 | 60 | 4 | 5 | 120 | L7 | fully | HPLC Column | SS | 60 x 4,0 mm
ProntoSIL | A646F080PS050 | BISCHOFF ProntoSIL 120-5-C8 SH | C8 | 60 | 4.6 | 5 | 120 | L7 | fully | HPLC Column | SS | 60 x 4,6 mm
ProntoSIL | 0702F080PS050 | BISCHOFF ProntoSIL 120-5-C8 SH | C8 | 75 | 2 | 5 | 120 | L7 | fully | HPLC Column | SS | 75 x 2,0 mm
ProntoSIL | 0703F080PS050 | BISCHOFF ProntoSIL 120-5-C8 SH | C8 | 75 | 3 | 5 | 120 | L7 | fully | HPLC Column | SS | 75 x 3,0 mm
ProntoSIL | 0704F080PS050 | BISCHOFF ProntoSIL 120-5-C8 SH | C8 | 75 | 4 | 5 | 120 | L7 | fully | HPLC Column | SS | 75 x 4,0 mm
ProntoSIL | 0746F080PS050 | BISCHOFF ProntoSIL 120-5-C8 SH | C8 | 75 | 4.6 | 5 | 120 | L7 | fully | HPLC Column | SS | 75 x 4,6 mm
ProntoSIL | 1002F080PS050 | BISCHOFF ProntoSIL 120-5-C8 SH | C8 | 100 | 2 | 5 | 120 | L7 | fully | HPLC Column | SS | 100 x 2,0 mm
ProntoSIL | 1003F080PS050 | BISCHOFF ProntoSIL 120-5-C8 SH | C8 | 100 | 3 | 5 | 120 | L7 | fully | HPLC Column | SS | 100 x 3,0 mm
ProntoSIL | 1004F080PS050 | BISCHOFF ProntoSIL 120-5-C8 SH | C8 | 100 | 4 | 5 | 120 | L7 | fully | HPLC Column | SS | 100 x 4,0 mm
ProntoSIL | 1046F080PS050 | BISCHOFF ProntoSIL 120-5-C8 SH | C8 | 100 | 4.6 | 5 | 120 | L7 | fully | HPLC Column | SS | 100 x 4,6 mm
ProntoSIL | 1202F080PS050 | BISCHOFF ProntoSIL 120-5-C8 SH | C8 | 125 | 2 | 5 | 120 | L7 | fully | HPLC Column | SS | 125 x 2,0 mm
ProntoSIL | 1203F080PS050 | BISCHOFF ProntoSIL 120-5-C8 SH | C8 | 125 | 3 | 5 | 120 | L7 | fully | HPLC Column | SS | 125 x 3,0 mm
ProntoSIL | 1204F080PS050 | BISCHOFF ProntoSIL 120-5-C8 SH | C8 | 125 | 4 | 5 | 120 | L7 | fully | HPLC Column | SS | 125 x 4,0 mm
ProntoSIL | 1246F080PS050 | BISCHOFF ProntoSIL 120-5-C8 SH | C8 | 125 | 4.6 | 5 | 120 | L7 | fully | HPLC Column | SS | 125 x 4,6 mm
ProntoSIL | 1502F080PS050 | BISCHOFF ProntoSIL 120-5-C8 SH | C8 | 150 | 2 | 5 | 120 | L7 | fully | HPLC Column | SS | 150 x 2,0 mm
ProntoSIL | 1503F080PS050 | BISCHOFF ProntoSIL 120-5-C8 SH | C8 | 150 | 3 | 5 | 120 | L7 | fully | HPLC Column | SS | 150 x 3,0 mm
ProntoSIL | 1504F080PS050 | BISCHOFF ProntoSIL 120-5-C8 SH | C8 | 150 | 4 | 5 | 120 | L7 | fully | HPLC Column | SS | 150 x 4,0 mm
ProntoSIL | 1546F080PS050 | BISCHOFF ProntoSIL 120-5-C8 SH | C8 | 150 | 4.6 | 5 | 120 | L7 | fully | HPLC Column | SS | 150 x 4,6 mm
ProntoSIL | 2002F080PS050 | BISCHOFF ProntoSIL 120-5-C8 SH | C8 | 200 | 2 | 5 | 120 | L7 | fully | HPLC Column | SS | 200 x 2,0 mm
ProntoSIL | 2003F080PS050 | BISCHOFF ProntoSIL 120-5-C8 SH | C8 | 200 | 3 | 5 | 120 | L7 | fully | HPLC Column | SS | 200 x 3,0 mm
ProntoSIL | 2004F080PS050 | BISCHOFF ProntoSIL 120-5-C8 SH | C8 | 200 | 4 | 5 | 120 | L7 | fully | HPLC Column | SS | 200 x 4,0 mm
ProntoSIL | 2046F080PS050 | BISCHOFF ProntoSIL 120-5-C8 SH | C8 | 200 | 4.6 | 5 | 120 | L7 | fully | HPLC Column | SS | 200 x 4,6 mm
ProntoSIL | 2502F080PS050 | BISCHOFF ProntoSIL 120-5-C8 SH | C8 | 250 | 2 | 5 | 120 | L7 | fully | HPLC Column | SS | 250 x 2,0 mm
ProntoSIL | 2503F080PS050 | BISCHOFF ProntoSIL 120-5-C8 SH | C8 | 250 | 3 | 5 | 120 | L7 | fully | HPLC Column | SS | 250 x 3,0 mm
ProntoSIL | 2504F080PS050 | BISCHOFF ProntoSIL 120-5-C8 SH | C8 | 250 | 4 | 5 | 120 | L7 | fully | HPLC Column | SS | 250 x 4,0 mm
ProntoSIL | 2546F080PS050 | BISCHOFF ProntoSIL 120-5-C8 SH | C8 | 250 | 4.6 | 5 | 120 | L7 | fully | HPLC Column | SS | 250 x 4,6 mm
ProntoSIL | 3002F080PS050 | BISCHOFF ProntoSIL 120-5-C8 SH | C8 | 300 | 2 | 5 | 120 | L7 | fully | HPLC Column | SS | 300 x 2,0 mm
ProntoSIL | 3003F080PS050 | BISCHOFF ProntoSIL 120-5-C8 SH | C8 | 300 | 3 | 5 | 120 | L7 | fully | HPLC Column | SS | 300 x 3,0 mm
ProntoSIL | 3004F080PS050 | BISCHOFF ProntoSIL 120-5-C8 SH | C8 | 300 | 4 | 5 | 120 | L7 | fully | HPLC Column | SS | 300 x 4,0 mm
ProntoSIL | 3046F080PS050 | BISCHOFF ProntoSIL 120-5-C8 SH | C8 | 300 | 4.6 | 5 | 120 | L7 | fully | HPLC Column | SS | 300 x 4,6 mm
ProntoSIL | 01P4F080PS050 | BISCHOFF ProntoSIL 120-5-C8 SH | C8 | 14 | 4 | 5 | 120 | L7 | fully | HPLC Column | PEEK | 14 x 4,0 mm
ProntoSIL | A2P4F080PS050 | BISCHOFF ProntoSIL 120-5-C8 SH | C8 | 20 | 4 | 5 | 120 | L7 | fully | HPLC Column | PEEK | 20 x 4,0 mm
ProntoSIL | 02P4F080PS050 | BISCHOFF ProntoSIL 120-5-C8 SH | C8 | 25 | 4 | 5 | 120 | L7 | fully | HPLC Column | PEEK | 25 x 4,0 mm
ProntoSIL | 03P4F080PS050 | BISCHOFF ProntoSIL 120-5-C8 SH | C8 | 30 | 4 | 5 | 120 | L7 | fully | HPLC Column | PEEK | 30 x 4,0 mm
ProntoSIL | 04P4F080PS050 | BISCHOFF ProntoSIL 120-5-C8 SH | C8 | 33 | 4 | 5 | 120 | L7 | fully | HPLC Column | PEEK | 33 x 4,0 mm
ProntoSIL | A4P4F080PS050 | BISCHOFF ProntoSIL 120-5-C8 SH | C8 | 40 | 4 | 5 | 120 | L7 | fully | HPLC Column | PEEK | 40 x 4,0 mm
ProntoSIL | 05P4F080PS050 | BISCHOFF ProntoSIL 120-5-C8 SH | C8 | 50 | 4 | 5 | 120 | L7 | fully | HPLC Column | PEEK | 50 x 4,0 mm
ProntoSIL | 06P4F080PS050 | BISCHOFF ProntoSIL 120-5-C8 SH | C8 | 53 | 4 | 5 | 120 | L7 | fully | HPLC Column | PEEK | 53 x 4,0 mm
ProntoSIL | A6P4F080PS050 | BISCHOFF ProntoSIL 120-5-C8 SH | C8 | 60 | 4 | 5 | 120 | L7 | fully | HPLC Column | PEEK | 60 x 4,0 mm
ProntoSIL | 07P4F080PS050 | BISCHOFF ProntoSIL 120-5-C8 SH | C8 | 75 | 4 | 5 | 120 | L7 | fully | HPLC Column | PEEK | 75 x 4,0 mm
ProntoSIL | 10P4F080PS050 | BISCHOFF ProntoSIL 120-5-C8 SH | C8 | 100 | 4 | 5 | 120 | L7 | fully | HPLC Column | PEEK | 100 x 4,0 mm
ProntoSIL | 12P4F080PS050 | BISCHOFF ProntoSIL 120-5-C8 SH | C8 | 125 | 4 | 5 | 120 | L7 | fully | HPLC Column | PEEK | 125 x 4,0 mm
ProntoSIL | 15P4F080PS050 | BISCHOFF ProntoSIL 120-5-C8 SH | C8 | 150 | 4 | 5 | 120 | L7 | fully | HPLC Column | PEEK | 150 x 4,0 mm
ProntoSIL | 20P4F080PS050 | BISCHOFF ProntoSIL 120-5-C8 SH | C8 | 200 | 4 | 5 | 120 | L7 | fully | HPLC Column | PEEK | 200 x 4,0 mm
ProntoSIL | 25P4F080PS050 | BISCHOFF ProntoSIL 120-5-C8 SH | C8 | 250 | 4 | 5 | 120 | L7 | fully | HPLC Column | PEEK | 250 x 4,0 mm
ProntoSIL | 30P4F080PS050 | BISCHOFF ProntoSIL 120-5-C8 SH | C8 | 300 | 4 | 5 | 120 | L7 | fully | HPLC Column | PEEK | 300 x 4,0 mm
ProntoSIL | 6305F080PS050 | BISCHOFF ProntoSIL 120-5-C8 SH | C8 | 5 | 4 | 5 | 120 | L7 | fully | Cartridges (5 pcs.) | SS | 5 x 4,0 mm
ProntoSIL | 6301F080PS050 | BISCHOFF ProntoSIL 120-5-C8 SH | C8 | 10 | 4 | 5 | 120 | L7 | fully | Cartridges (5 pcs.) | SS | 10 x 4,0 mm
ProntoSIL | 6302F080PS050 | BISCHOFF ProntoSIL 120-5-C8 SH | C8 | 20 | 4 | 5 | 120 | L7 | fully | Cartridges (5 pcs.) | SS | 20 x 4,0 mm
ProntoSIL | 63P1F080PS050 | BISCHOFF ProntoSIL 120-5-C8 SH | C8 | 10 | 4 | 5 | 120 | L7 | fully | Cartridges (5 pcs.) | PEEK | 10 x 4,0 mm
ProntoSIL | 63P2F080PS050 | BISCHOFF ProntoSIL 120-5-C8 SH | C8 | 20 | 4 | 5 | 120 | L7 | fully | Cartridges (5 pcs.) | PEEK | 20 x 4,0 mm
ProntoSIL | 6335F080PS050 | BISCHOFF ProntoSIL 120-5-C8 SH | C8 | 5 | 3 | 5 | 120 | L7 | fully | Cartridges (5 pcs.) | SS | 5 x 3,0 mm
ProntoSIL | 6331F080PS050 | BISCHOFF ProntoSIL 120-5-C8 SH | C8 | 10 | 3 | 5 | 120 | L7 | fully | Cartridges (5 pcs.) | SS | 10 x 3,0 mm
ProntoSIL | 6332F080PS050 | BISCHOFF ProntoSIL 120-5-C8 SH | C8 | 20 | 3 | 5 | 120 | L7 | fully | Cartridges (5 pcs.) | SS | 20 x 3,0 mm
ProntoSIL | 6325F080PS050 | BISCHOFF ProntoSIL 120-5-C8 SH | C8 | 5 | 2 | 5 | 120 | L7 | fully | Cartridges (5 pcs.) | SS | 5 x 2,0 mm
ProntoSIL | 6321F080PS050 | BISCHOFF ProntoSIL 120-5-C8 SH | C8 | 10 | 2 | 5 | 120 | L7 | fully | Cartridges (5 pcs.) | SS | 10 x 2,0 mm
ProntoSIL | 6322F080PS050 | BISCHOFF ProntoSIL 120-5-C8 SH | C8 | 20 | 2 | 5 | 120 | L7 | fully | Cartridges (5 pcs.) | SS | 20 x 2,0 mm
ProntoSIL | 0102F080PS100 | BISCHOFF ProntoSIL 120-10-C8 SH | C8 | 14 | 2 | 10 | 120 | L7 | fully | HPLC Column | SS | 14 x 2,0 mm
ProntoSIL | 0103F080PS100 | BISCHOFF ProntoSIL 120-10-C8 SH | C8 | 14 | 3 | 10 | 120 | L7 | fully | HPLC Column | SS | 14 x 3,0 mm
ProntoSIL | 0104F080PS100 | BISCHOFF ProntoSIL 120-10-C8 SH | C8 | 14 | 4 | 10 | 120 | L7 | fully | HPLC Column | SS | 14 x 4,0 mm
ProntoSIL | 0146F080PS100 | BISCHOFF ProntoSIL 120-10-C8 SH | C8 | 14 | 4.6 | 10 | 120 | L7 | fully | HPLC Column | SS | 14 x 4,6 mm
ProntoSIL | A202F080PS100 | BISCHOFF ProntoSIL 120-10-C8 SH | C8 | 20 | 2 | 10 | 120 | L7 | fully | HPLC Column | SS | 20 x 2,0 mm
ProntoSIL | A203F080PS100 | BISCHOFF ProntoSIL 120-10-C8 SH | C8 | 20 | 3 | 10 | 120 | L7 | fully | HPLC Column | SS | 20 x 3,0 mm
ProntoSIL | A204F080PS100 | BISCHOFF ProntoSIL 120-10-C8 SH | C8 | 20 | 4 | 10 | 120 | L7 | fully | HPLC Column | SS | 20 x 4,0 mm
ProntoSIL | A246F080PS100 | BISCHOFF ProntoSIL 120-10-C8 SH | C8 | 20 | 4.6 | 10 | 120 | L7 | fully | HPLC Column | SS | 20 x 4,6 mm
ProntoSIL | 0202F080PS100 | BISCHOFF ProntoSIL 120-10-C8 SH | C8 | 25 | 2 | 10 | 120 | L7 | fully | HPLC Column | SS | 25 x 2,0 mm
ProntoSIL | 0203F080PS100 | BISCHOFF ProntoSIL 120-10-C8 SH | C8 | 25 | 3 | 10 | 120 | L7 | fully | HPLC Column | SS | 25 x 3,0 mm
ProntoSIL | 0204F080PS100 | BISCHOFF ProntoSIL 120-10-C8 SH | C8 | 25 | 4 | 10 | 120 | L7 | fully | HPLC Column | SS | 25 x 4,0 mm
ProntoSIL | 0246F080PS100 | BISCHOFF ProntoSIL 120-10-C8 SH | C8 | 25 | 4.6 | 10 | 120 | L7 | fully | HPLC Column | SS | 25 x 4,6 mm
ProntoSIL | 0302F080PS100 | BISCHOFF ProntoSIL 120-10-C8 SH | C8 | 30 | 2 | 10 | 120 | L7 | fully | HPLC Column | SS | 30 x 2,0 mm
ProntoSIL | 0303F080PS100 | BISCHOFF ProntoSIL 120-10-C8 SH | C8 | 30 | 3 | 10 | 120 | L7 | fully | HPLC Column | SS | 30 x 3,0 mm
ProntoSIL | 0304F080PS100 | BISCHOFF ProntoSIL 120-10-C8 SH | C8 | 30 | 4 | 10 | 120 | L7 | fully | HPLC Column | SS | 30 x 4,0 mm
ProntoSIL | 0346F080PS100 | BISCHOFF ProntoSIL 120-10-C8 SH | C8 | 30 | 4.6 | 10 | 120 | L7 | fully | HPLC Column | SS | 30 x 4,6 mm
ProntoSIL | 0402F080PS100 | BISCHOFF ProntoSIL 120-10-C8 SH | C8 | 33 | 2 | 10 | 120 | L7 | fully | HPLC Column | SS | 33 x 2,0 mm
ProntoSIL | 0403F080PS100 | BISCHOFF ProntoSIL 120-10-C8 SH | C8 | 33 | 3 | 10 | 120 | L7 | fully | HPLC Column | SS | 33 x 3,0 mm
ProntoSIL | 0404F080PS100 | BISCHOFF ProntoSIL 120-10-C8 SH | C8 | 33 | 4 | 10 | 120 | L7 | fully | HPLC Column | SS | 33 x 4,0 mm
ProntoSIL | 0446F080PS100 | BISCHOFF ProntoSIL 120-10-C8 SH | C8 | 33 | 4.6 | 10 | 120 | L7 | fully | HPLC Column | SS | 33 x 4,6 mm
ProntoSIL | A402F080PS100 | BISCHOFF ProntoSIL 120-10-C8 SH | C8 | 40 | 2 | 10 | 120 | L7 | fully | HPLC Column | SS | 40 x 2,0 mm
ProntoSIL | A403F080PS100 | BISCHOFF ProntoSIL 120-10-C8 SH | C8 | 40 | 3 | 10 | 120 | L7 | fully | HPLC Column | SS | 40 x 3,0 mm
ProntoSIL | A404F080PS100 | BISCHOFF ProntoSIL 120-10-C8 SH | C8 | 40 | 4 | 10 | 120 | L7 | fully | HPLC Column | SS | 40 x 4,0 mm
ProntoSIL | A446F080PS100 | BISCHOFF ProntoSIL 120-10-C8 SH | C8 | 40 | 4.6 | 10 | 120 | L7 | fully | HPLC Column | SS | 40 x 4,6 mm
ProntoSIL | 0502F080PS100 | BISCHOFF ProntoSIL 120-10-C8 SH | C8 | 50 | 2 | 10 | 120 | L7 | fully | HPLC Column | SS | 50 x 2,0 mm
ProntoSIL | 0503F080PS100 | BISCHOFF ProntoSIL 120-10-C8 SH | C8 | 50 | 3 | 10 | 120 | L7 | fully | HPLC Column | SS | 50 x 3,0 mm
ProntoSIL | 0504F080PS100 | BISCHOFF ProntoSIL 120-10-C8 SH | C8 | 50 | 4 | 10 | 120 | L7 | fully | HPLC Column | SS | 50 x 4,0 mm
ProntoSIL | 0546F080PS100 | BISCHOFF ProntoSIL 120-10-C8 SH | C8 | 50 | 4.6 | 10 | 120 | L7 | fully | HPLC Column | SS | 50 x 4,6 mm
ProntoSIL | 0602F080PS100 | BISCHOFF ProntoSIL 120-10-C8 SH | C8 | 53 | 2 | 10 | 120 | L7 | fully | HPLC Column | SS | 53 x 2,0 mm
ProntoSIL | 0603F080PS100 | BISCHOFF ProntoSIL 120-10-C8 SH | C8 | 53 | 3 | 10 | 120 | L7 | fully | HPLC Column | SS | 53 x 3,0 mm
ProntoSIL | 0604F080PS100 | BISCHOFF ProntoSIL 120-10-C8 SH | C8 | 53 | 4 | 10 | 120 | L7 | fully | HPLC Column | SS | 53 x 4,0 mm
ProntoSIL | 0646F080PS100 | BISCHOFF ProntoSIL 120-10-C8 SH | C8 | 53 | 4.6 | 10 | 120 | L7 | fully | HPLC Column | SS | 53 x 4,6 mm
ProntoSIL | A602F080PS100 | BISCHOFF ProntoSIL 120-10-C8 SH | C8 | 60 | 2 | 10 | 120 | L7 | fully | HPLC Column | SS | 60 x 2,0 mm
ProntoSIL | A603F080PS100 | BISCHOFF ProntoSIL 120-10-C8 SH | C8 | 60 | 3 | 10 | 120 | L7 | fully | HPLC Column | SS | 60 x 3,0 mm
ProntoSIL | A604F080PS100 | BISCHOFF ProntoSIL 120-10-C8 SH | C8 | 60 | 4 | 10 | 120 | L7 | fully | HPLC Column | SS | 60 x 4,0 mm
ProntoSIL | A646F080PS100 | BISCHOFF ProntoSIL 120-10-C8 SH | C8 | 60 | 4.6 | 10 | 120 | L7 | fully | HPLC Column | SS | 60 x 4,6 mm
ProntoSIL | 0702F080PS100 | BISCHOFF ProntoSIL 120-10-C8 SH | C8 | 75 | 2 | 10 | 120 | L7 | fully | HPLC Column | SS | 75 x 2,0 mm
ProntoSIL | 0703F080PS100 | BISCHOFF ProntoSIL 120-10-C8 SH | C8 | 75 | 3 | 10 | 120 | L7 | fully | HPLC Column | SS | 75 x 3,0 mm
ProntoSIL | 0704F080PS100 | BISCHOFF ProntoSIL 120-10-C8 SH | C8 | 75 | 4 | 10 | 120 | L7 | fully | HPLC Column | SS | 75 x 4,0 mm
ProntoSIL | 0746F080PS100 | BISCHOFF ProntoSIL 120-10-C8 SH | C8 | 75 | 4.6 | 10 | 120 | L7 | fully | HPLC Column | SS | 75 x 4,6 mm
ProntoSIL | 1002F080PS100 | BISCHOFF ProntoSIL 120-10-C8 SH | C8 | 100 | 2 | 10 | 120 | L7 | fully | HPLC Column | SS | 100 x 2,0 mm
ProntoSIL | 1003F080PS100 | BISCHOFF ProntoSIL 120-10-C8 SH | C8 | 100 | 3 | 10 | 120 | L7 | fully | HPLC Column | SS | 100 x 3,0 mm
ProntoSIL | 1004F080PS100 | BISCHOFF ProntoSIL 120-10-C8 SH | C8 | 100 | 4 | 10 | 120 | L7 | fully | HPLC Column | SS | 100 x 4,0 mm
ProntoSIL | 1046F080PS100 | BISCHOFF ProntoSIL 120-10-C8 SH | C8 | 100 | 4.6 | 10 | 120 | L7 | fully | HPLC Column | SS | 100 x 4,6 mm
ProntoSIL | 1202F080PS100 | BISCHOFF ProntoSIL 120-10-C8 SH | C8 | 125 | 2 | 10 | 120 | L7 | fully | HPLC Column | SS | 125 x 2,0 mm
ProntoSIL | 1203F080PS100 | BISCHOFF ProntoSIL 120-10-C8 SH | C8 | 125 | 3 | 10 | 120 | L7 | fully | HPLC Column | SS | 125 x 3,0 mm
ProntoSIL | 1204F080PS100 | BISCHOFF ProntoSIL 120-10-C8 SH | C8 | 125 | 4 | 10 | 120 | L7 | fully | HPLC Column | SS | 125 x 4,0 mm
ProntoSIL | 1246F080PS100 | BISCHOFF ProntoSIL 120-10-C8 SH | C8 | 125 | 4.6 | 10 | 120 | L7 | fully | HPLC Column | SS | 125 x 4,6 mm
ProntoSIL | 1502F080PS100 | BISCHOFF ProntoSIL 120-10-C8 SH | C8 | 150 | 2 | 10 | 120 | L7 | fully | HPLC Column | SS | 150 x 2,0 mm
ProntoSIL | 1503F080PS100 | BISCHOFF ProntoSIL 120-10-C8 SH | C8 | 150 | 3 | 10 | 120 | L7 | fully | HPLC Column | SS | 150 x 3,0 mm
ProntoSIL | 1504F080PS100 | BISCHOFF ProntoSIL 120-10-C8 SH | C8 | 150 | 4 | 10 | 120 | L7 | fully | HPLC Column | SS | 150 x 4,0 mm
ProntoSIL | 1546F080PS100 | BISCHOFF ProntoSIL 120-10-C8 SH | C8 | 150 | 4.6 | 10 | 120 | L7 | fully | HPLC Column | SS | 150 x 4,6 mm
ProntoSIL | 2002F080PS100 | BISCHOFF ProntoSIL 120-10-C8 SH | C8 | 200 | 2 | 10 | 120 | L7 | fully | HPLC Column | SS | 200 x 2,0 mm
ProntoSIL | 2003F080PS100 | BISCHOFF ProntoSIL 120-10-C8 SH | C8 | 200 | 3 | 10 | 120 | L7 | fully | HPLC Column | SS | 200 x 3,0 mm
ProntoSIL | 2004F080PS100 | BISCHOFF ProntoSIL 120-10-C8 SH | C8 | 200 | 4 | 10 | 120 | L7 | fully | HPLC Column | SS | 200 x 4,0 mm
ProntoSIL | 2046F080PS100 | BISCHOFF ProntoSIL 120-10-C8 SH | C8 | 200 | 4.6 | 10 | 120 | L7 | fully | HPLC Column | SS | 200 x 4,6 mm
ProntoSIL | 2502F080PS100 | BISCHOFF ProntoSIL 120-10-C8 SH | C8 | 250 | 2 | 10 | 120 | L7 | fully | HPLC Column | SS | 250 x 2,0 mm
ProntoSIL | 2503F080PS100 | BISCHOFF ProntoSIL 120-10-C8 SH | C8 | 250 | 3 | 10 | 120 | L7 | fully | HPLC Column | SS | 250 x 3,0 mm
ProntoSIL | 2504F080PS100 | BISCHOFF ProntoSIL 120-10-C8 SH | C8 | 250 | 4 | 10 | 120 | L7 | fully | HPLC Column | SS | 250 x 4,0 mm
ProntoSIL | 2546F080PS100 | BISCHOFF ProntoSIL 120-10-C8 SH | C8 | 250 | 4.6 | 10 | 120 | L7 | fully | HPLC Column | SS | 250 x 4,6 mm
ProntoSIL | 3002F080PS100 | BISCHOFF ProntoSIL 120-10-C8 SH | C8 | 300 | 2 | 10 | 120 | L7 | fully | HPLC Column | SS | 300 x 2,0 mm
ProntoSIL | 3003F080PS100 | BISCHOFF ProntoSIL 120-10-C8 SH | C8 | 300 | 3 | 10 | 120 | L7 | fully | HPLC Column | SS | 300 x 3,0 mm
ProntoSIL | 3004F080PS100 | BISCHOFF ProntoSIL 120-10-C8 SH | C8 | 300 | 4 | 10 | 120 | L7 | fully | HPLC Column | SS | 300 x 4,0 mm
ProntoSIL | 3046F080PS100 | BISCHOFF ProntoSIL 120-10-C8 SH | C8 | 300 | 4.6 | 10 | 120 | L7 | fully | HPLC Column | SS | 300 x 4,6 mm
ProntoSIL | 01P4F080PS100 | BISCHOFF ProntoSIL 120-10-C8 SH | C8 | 14 | 4 | 10 | 120 | L7 | fully | HPLC Column | PEEK | 14 x 4,0 mm
ProntoSIL | A2P4F080PS100 | BISCHOFF ProntoSIL 120-10-C8 SH | C8 | 20 | 4 | 10 | 120 | L7 | fully | HPLC Column | PEEK | 20 x 4,0 mm
ProntoSIL | 02P4F080PS100 | BISCHOFF ProntoSIL 120-10-C8 SH | C8 | 25 | 4 | 10 | 120 | L7 | fully | HPLC Column | PEEK | 25 x 4,0 mm
ProntoSIL | 03P4F080PS100 | BISCHOFF ProntoSIL 120-10-C8 SH | C8 | 30 | 4 | 10 | 120 | L7 | fully | HPLC Column | PEEK | 30 x 4,0 mm
ProntoSIL | 04P4F080PS100 | BISCHOFF ProntoSIL 120-10-C8 SH | C8 | 33 | 4 | 10 | 120 | L7 | fully | HPLC Column | PEEK | 33 x 4,0 mm
ProntoSIL | A4P4F080PS100 | BISCHOFF ProntoSIL 120-10-C8 SH | C8 | 40 | 4 | 10 | 120 | L7 | fully | HPLC Column | PEEK | 40 x 4,0 mm
ProntoSIL | 05P4F080PS100 | BISCHOFF ProntoSIL 120-10-C8 SH | C8 | 50 | 4 | 10 | 120 | L7 | fully | HPLC Column | PEEK | 50 x 4,0 mm
ProntoSIL | 06P4F080PS100 | BISCHOFF ProntoSIL 120-10-C8 SH | C8 | 53 | 4 | 10 | 120 | L7 | fully | HPLC Column | PEEK | 53 x 4,0 mm
ProntoSIL | A6P4F080PS100 | BISCHOFF ProntoSIL 120-10-C8 SH | C8 | 60 | 4 | 10 | 120 | L7 | fully | HPLC Column | PEEK | 60 x 4,0 mm
ProntoSIL | 07P4F080PS100 | BISCHOFF ProntoSIL 120-10-C8 SH | C8 | 75 | 4 | 10 | 120 | L7 | fully | HPLC Column | PEEK | 75 x 4,0 mm
ProntoSIL | 10P4F080PS100 | BISCHOFF ProntoSIL 120-10-C8 SH | C8 | 100 | 4 | 10 | 120 | L7 | fully | HPLC Column | PEEK | 100 x 4,0 mm
ProntoSIL | 12P4F080PS100 | BISCHOFF ProntoSIL 120-10-C8 SH | C8 | 125 | 4 | 10 | 120 | L7 | fully | HPLC Column | PEEK | 125 x 4,0 mm
ProntoSIL | 15P4F080PS100 | BISCHOFF ProntoSIL 120-10-C8 SH | C8 | 150 | 4 | 10 | 120 | L7 | fully | HPLC Column | PEEK | 150 x 4,0 mm
ProntoSIL | 20P4F080PS100 | BISCHOFF ProntoSIL 120-10-C8 SH | C8 | 200 | 4 | 10 | 120 | L7 | fully | HPLC Column | PEEK | 200 x 4,0 mm
ProntoSIL | 25P4F080PS100 | BISCHOFF ProntoSIL 120-10-C8 SH | C8 | 250 | 4 | 10 | 120 | L7 | fully | HPLC Column | PEEK | 250 x 4,0 mm
ProntoSIL | 30P4F080PS100 | BISCHOFF ProntoSIL 120-10-C8 SH | C8 | 300 | 4 | 10 | 120 | L7 | fully | HPLC Column | PEEK | 300 x 4,0 mm
ProntoSIL | 6305F080PS100 | BISCHOFF ProntoSIL 120-10-C8 SH | C8 | 5 | 4 | 10 | 120 | L7 | fully | Cartridges (5 pcs.) | SS | 5 x 4,0 mm
ProntoSIL | 6301F080PS100 | BISCHOFF ProntoSIL 120-10-C8 SH | C8 | 10 | 4 | 10 | 120 | L7 | fully | Cartridges (5 pcs.) | SS | 10 x 4,0 mm
ProntoSIL | 6302F080PS100 | BISCHOFF ProntoSIL 120-10-C8 SH | C8 | 20 | 4 | 10 | 120 | L7 | fully | Cartridges (5 pcs.) | SS | 20 x 4,0 mm
ProntoSIL | 63P1F080PS100 | BISCHOFF ProntoSIL 120-10-C8 SH | C8 | 10 | 4 | 10 | 120 | L7 | fully | Cartridges (5 pcs.) | PEEK | 10 x 4,0 mm
ProntoSIL | 63P2F080PS100 | BISCHOFF ProntoSIL 120-10-C8 SH | C8 | 20 | 4 | 10 | 120 | L7 | fully | Cartridges (5 pcs.) | PEEK | 20 x 4,0 mm
ProntoSIL | 6335F080PS100 | BISCHOFF ProntoSIL 120-10-C8 SH | C8 | 5 | 3 | 10 | 120 | L7 | fully | Cartridges (5 pcs.) | SS | 5 x 3,0 mm
ProntoSIL | 6331F080PS100 | BISCHOFF ProntoSIL 120-10-C8 SH | C8 | 10 | 3 | 10 | 120 | L7 | fully | Cartridges (5 pcs.) | SS | 10 x 3,0 mm
ProntoSIL | 6332F080PS100 | BISCHOFF ProntoSIL 120-10-C8 SH | C8 | 20 | 3 | 10 | 120 | L7 | fully | Cartridges (5 pcs.) | SS | 20 x 3,0 mm
ProntoSIL | 6325F080PS100 | BISCHOFF ProntoSIL 120-10-C8 SH | C8 | 5 | 2 | 10 | 120 | L7 | fully | Cartridges (5 pcs.) | SS | 5 x 2,0 mm
ProntoSIL | 6321F080PS100 | BISCHOFF ProntoSIL 120-10-C8 SH | C8 | 10 | 2 | 10 | 120 | L7 | fully | Cartridges (5 pcs.) | SS | 10 x 2,0 mm
ProntoSIL | 6322F080PS100 | BISCHOFF ProntoSIL 120-10-C8 SH | C8 | 20 | 2 | 10 | 120 | L7 | fully | Cartridges (5 pcs.) | SS | 20 x 2,0 mm
ProntoSIL | 0102C040PS050 | BISCHOFF ProntoSIL 60-5-C4 | C4 | 14 | 2 | 5 | 60 | L26 | no | HPLC Column | SS | 14 x 2,0 mm
ProntoSIL | 0103C040PS050 | BISCHOFF ProntoSIL 60-5-C4 | C4 | 14 | 3 | 5 | 60 | L26 | no | HPLC Column | SS | 14 x 3,0 mm
ProntoSIL | 0104C040PS050 | BISCHOFF ProntoSIL 60-5-C4 | C4 | 14 | 4 | 5 | 60 | L26 | no | HPLC Column | SS | 14 x 4,0 mm
ProntoSIL | 0146C040PS050 | BISCHOFF ProntoSIL 60-5-C4 | C4 | 14 | 4.6 | 5 | 60 | L26 | no | HPLC Column | SS | 14 x 4,6 mm
ProntoSIL | A202C040PS050 | BISCHOFF ProntoSIL 60-5-C4 | C4 | 20 | 2 | 5 | 60 | L26 | no | HPLC Column | SS | 20 x 2,0 mm
ProntoSIL | A203C040PS050 | BISCHOFF ProntoSIL 60-5-C4 | C4 | 20 | 3 | 5 | 60 | L26 | no | HPLC Column | SS | 20 x 3,0 mm
ProntoSIL | A204C040PS050 | BISCHOFF ProntoSIL 60-5-C4 | C4 | 20 | 4 | 5 | 60 | L26 | no | HPLC Column | SS | 20 x 4,0 mm
ProntoSIL | A246C040PS050 | BISCHOFF ProntoSIL 60-5-C4 | C4 | 20 | 4.6 | 5 | 60 | L26 | no | HPLC Column | SS | 20 x 4,6 mm
ProntoSIL | 0202C040PS050 | BISCHOFF ProntoSIL 60-5-C4 | C4 | 25 | 2 | 5 | 60 | L26 | no | HPLC Column | SS | 25 x 2,0 mm
ProntoSIL | 0203C040PS050 | BISCHOFF ProntoSIL 60-5-C4 | C4 | 25 | 3 | 5 | 60 | L26 | no | HPLC Column | SS | 25 x 3,0 mm
ProntoSIL | 0204C040PS050 | BISCHOFF ProntoSIL 60-5-C4 | C4 | 25 | 4 | 5 | 60 | L26 | no | HPLC Column | SS | 25 x 4,0 mm
ProntoSIL | 0246C040PS050 | BISCHOFF ProntoSIL 60-5-C4 | C4 | 25 | 4.6 | 5 | 60 | L26 | no | HPLC Column | SS | 25 x 4,6 mm
ProntoSIL | 0302C040PS050 | BISCHOFF ProntoSIL 60-5-C4 | C4 | 30 | 2 | 5 | 60 | L26 | no | HPLC Column | SS | 30 x 2,0 mm
ProntoSIL | 0303C040PS050 | BISCHOFF ProntoSIL 60-5-C4 | C4 | 30 | 3 | 5 | 60 | L26 | no | HPLC Column | SS | 30 x 3,0 mm
ProntoSIL | 0304C040PS050 | BISCHOFF ProntoSIL 60-5-C4 | C4 | 30 | 4 | 5 | 60 | L26 | no | HPLC Column | SS | 30 x 4,0 mm
ProntoSIL | 0346C040PS050 | BISCHOFF ProntoSIL 60-5-C4 | C4 | 30 | 4.6 | 5 | 60 | L26 | no | HPLC Column | SS | 30 x 4,6 mm
ProntoSIL | 0402C040PS050 | BISCHOFF ProntoSIL 60-5-C4 | C4 | 33 | 2 | 5 | 60 | L26 | no | HPLC Column | SS | 33 x 2,0 mm
ProntoSIL | 0403C040PS050 | BISCHOFF ProntoSIL 60-5-C4 | C4 | 33 | 3 | 5 | 60 | L26 | no | HPLC Column | SS | 33 x 3,0 mm
ProntoSIL | 0404C040PS050 | BISCHOFF ProntoSIL 60-5-C4 | C4 | 33 | 4 | 5 | 60 | L26 | no | HPLC Column | SS | 33 x 4,0 mm
ProntoSIL | 0446C040PS050 | BISCHOFF ProntoSIL 60-5-C4 | C4 | 33 | 4.6 | 5 | 60 | L26 | no | HPLC Column | SS | 33 x 4,6 mm
ProntoSIL | A402C040PS050 | BISCHOFF ProntoSIL 60-5-C4 | C4 | 40 | 2 | 5 | 60 | L26 | no | HPLC Column | SS | 40 x 2,0 mm
ProntoSIL | A403C040PS050 | BISCHOFF ProntoSIL 60-5-C4 | C4 | 40 | 3 | 5 | 60 | L26 | no | HPLC Column | SS | 40 x 3,0 mm
ProntoSIL | A404C040PS050 | BISCHOFF ProntoSIL 60-5-C4 | C4 | 40 | 4 | 5 | 60 | L26 | no | HPLC Column | SS | 40 x 4,0 mm
ProntoSIL | A446C040PS050 | BISCHOFF ProntoSIL 60-5-C4 | C4 | 40 | 4.6 | 5 | 60 | L26 | no | HPLC Column | SS | 40 x 4,6 mm
ProntoSIL | 0502C040PS050 | BISCHOFF ProntoSIL 60-5-C4 | C4 | 50 | 2 | 5 | 60 | L26 | no | HPLC Column | SS | 50 x 2,0 mm
ProntoSIL | 0503C040PS050 | BISCHOFF ProntoSIL 60-5-C4 | C4 | 50 | 3 | 5 | 60 | L26 | no | HPLC Column | SS | 50 x 3,0 mm
ProntoSIL | 0504C040PS050 | BISCHOFF ProntoSIL 60-5-C4 | C4 | 50 | 4 | 5 | 60 | L26 | no | HPLC Column | SS | 50 x 4,0 mm
ProntoSIL | 0546C040PS050 | BISCHOFF ProntoSIL 60-5-C4 | C4 | 50 | 4.6 | 5 | 60 | L26 | no | HPLC Column | SS | 50 x 4,6 mm
ProntoSIL | 0602C040PS050 | BISCHOFF ProntoSIL 60-5-C4 | C4 | 53 | 2 | 5 | 60 | L26 | no | HPLC Column | SS | 53 x 2,0 mm
ProntoSIL | 0603C040PS050 | BISCHOFF ProntoSIL 60-5-C4 | C4 | 53 | 3 | 5 | 60 | L26 | no | HPLC Column | SS | 53 x 3,0 mm
ProntoSIL | 0604C040PS050 | BISCHOFF ProntoSIL 60-5-C4 | C4 | 53 | 4 | 5 | 60 | L26 | no | HPLC Column | SS | 53 x 4,0 mm
ProntoSIL | 0646C040PS050 | BISCHOFF ProntoSIL 60-5-C4 | C4 | 53 | 4.6 | 5 | 60 | L26 | no | HPLC Column | SS | 53 x 4,6 mm
ProntoSIL | A602C040PS050 | BISCHOFF ProntoSIL 60-5-C4 | C4 | 60 | 2 | 5 | 60 | L26 | no | HPLC Column | SS | 60 x 2,0 mm
ProntoSIL | A603C040PS050 | BISCHOFF ProntoSIL 60-5-C4 | C4 | 60 | 3 | 5 | 60 | L26 | no | HPLC Column | SS | 60 x 3,0 mm
ProntoSIL | A604C040PS050 | BISCHOFF ProntoSIL 60-5-C4 | C4 | 60 | 4 | 5 | 60 | L26 | no | HPLC Column | SS | 60 x 4,0 mm
ProntoSIL | A646C040PS050 | BISCHOFF ProntoSIL 60-5-C4 | C4 | 60 | 4.6 | 5 | 60 | L26 | no | HPLC Column | SS | 60 x 4,6 mm
ProntoSIL | 0702C040PS050 | BISCHOFF ProntoSIL 60-5-C4 | C4 | 75 | 2 | 5 | 60 | L26 | no | HPLC Column | SS | 75 x 2,0 mm
ProntoSIL | 0703C040PS050 | BISCHOFF ProntoSIL 60-5-C4 | C4 | 75 | 3 | 5 | 60 | L26 | no | HPLC Column | SS | 75 x 3,0 mm
ProntoSIL | 0704C040PS050 | BISCHOFF ProntoSIL 60-5-C4 | C4 | 75 | 4 | 5 | 60 | L26 | no | HPLC Column | SS | 75 x 4,0 mm
ProntoSIL | 0746C040PS050 | BISCHOFF ProntoSIL 60-5-C4 | C4 | 75 | 4.6 | 5 | 60 | L26 | no | HPLC Column | SS | 75 x 4,6 mm
ProntoSIL | 1002C040PS050 | BISCHOFF ProntoSIL 60-5-C4 | C4 | 100 | 2 | 5 | 60 | L26 | no | HPLC Column | SS | 100 x 2,0 mm
ProntoSIL | 1003C040PS050 | BISCHOFF ProntoSIL 60-5-C4 | C4 | 100 | 3 | 5 | 60 | L26 | no | HPLC Column | SS | 100 x 3,0 mm
ProntoSIL | 1004C040PS050 | BISCHOFF ProntoSIL 60-5-C4 | C4 | 100 | 4 | 5 | 60 | L26 | no | HPLC Column | SS | 100 x 4,0 mm
ProntoSIL | 1046C040PS050 | BISCHOFF ProntoSIL 60-5-C4 | C4 | 100 | 4.6 | 5 | 60 | L26 | no | HPLC Column | SS | 100 x 4,6 mm
ProntoSIL | 1202C040PS050 | BISCHOFF ProntoSIL 60-5-C4 | C4 | 125 | 2 | 5 | 60 | L26 | no | HPLC Column | SS | 125 x 2,0 mm
ProntoSIL | 1203C040PS050 | BISCHOFF ProntoSIL 60-5-C4 | C4 | 125 | 3 | 5 | 60 | L26 | no | HPLC Column | SS | 125 x 3,0 mm
ProntoSIL | 1204C040PS050 | BISCHOFF ProntoSIL 60-5-C4 | C4 | 125 | 4 | 5 | 60 | L26 | no | HPLC Column | SS | 125 x 4,0 mm
ProntoSIL | 1246C040PS050 | BISCHOFF ProntoSIL 60-5-C4 | C4 | 125 | 4.6 | 5 | 60 | L26 | no | HPLC Column | SS | 125 x 4,6 mm
ProntoSIL | 1502C040PS050 | BISCHOFF ProntoSIL 60-5-C4 | C4 | 150 | 2 | 5 | 60 | L26 | no | HPLC Column | SS | 150 x 2,0 mm
ProntoSIL | 1503C040PS050 | BISCHOFF ProntoSIL 60-5-C4 | C4 | 150 | 3 | 5 | 60 | L26 | no | HPLC Column | SS | 150 x 3,0 mm
ProntoSIL | 1504C040PS050 | BISCHOFF ProntoSIL 60-5-C4 | C4 | 150 | 4 | 5 | 60 | L26 | no | HPLC Column | SS | 150 x 4,0 mm
ProntoSIL | 1546C040PS050 | BISCHOFF ProntoSIL 60-5-C4 | C4 | 150 | 4.6 | 5 | 60 | L26 | no | HPLC Column | SS | 150 x 4,6 mm
ProntoSIL | 2002C040PS050 | BISCHOFF ProntoSIL 60-5-C4 | C4 | 200 | 2 | 5 | 60 | L26 | no | HPLC Column | SS | 200 x 2,0 mm
ProntoSIL | 2003C040PS050 | BISCHOFF ProntoSIL 60-5-C4 | C4 | 200 | 3 | 5 | 60 | L26 | no | HPLC Column | SS | 200 x 3,0 mm
ProntoSIL | 2004C040PS050 | BISCHOFF ProntoSIL 60-5-C4 | C4 | 200 | 4 | 5 | 60 | L26 | no | HPLC Column | SS | 200 x 4,0 mm
ProntoSIL | 2046C040PS050 | BISCHOFF ProntoSIL 60-5-C4 | C4 | 200 | 4.6 | 5 | 60 | L26 | no | HPLC Column | SS | 200 x 4,6 mm
ProntoSIL | 2502C040PS050 | BISCHOFF ProntoSIL 60-5-C4 | C4 | 250 | 2 | 5 | 60 | L26 | no | HPLC Column | SS | 250 x 2,0 mm
ProntoSIL | 2503C040PS050 | BISCHOFF ProntoSIL 60-5-C4 | C4 | 250 | 3 | 5 | 60 | L26 | no | HPLC Column | SS | 250 x 3,0 mm
ProntoSIL | 2504C040PS050 | BISCHOFF ProntoSIL 60-5-C4 | C4 | 250 | 4 | 5 | 60 | L26 | no | HPLC Column | SS | 250 x 4,0 mm
ProntoSIL | 2546C040PS050 | BISCHOFF ProntoSIL 60-5-C4 | C4 | 250 | 4.6 | 5 | 60 | L26 | no | HPLC Column | SS | 250 x 4,6 mm
ProntoSIL | 3002C040PS050 | BISCHOFF ProntoSIL 60-5-C4 | C4 | 300 | 2 | 5 | 60 | L26 | no | HPLC Column | SS | 300 x 2,0 mm
ProntoSIL | 3003C040PS050 | BISCHOFF ProntoSIL 60-5-C4 | C4 | 300 | 3 | 5 | 60 | L26 | no | HPLC Column | SS | 300 x 3,0 mm
ProntoSIL | 3004C040PS050 | BISCHOFF ProntoSIL 60-5-C4 | C4 | 300 | 4 | 5 | 60 | L26 | no | HPLC Column | SS | 300 x 4,0 mm
ProntoSIL | 3046C040PS050 | BISCHOFF ProntoSIL 60-5-C4 | C4 | 300 | 4.6 | 5 | 60 | L26 | no | HPLC Column | SS | 300 x 4,6 mm
ProntoSIL | 01P4C040PS050 | BISCHOFF ProntoSIL 60-5-C4 | C4 | 14 | 4 | 5 | 60 | L26 | no | HPLC Column | PEEK | 14 x 4,0 mm
ProntoSIL | A2P4C040PS050 | BISCHOFF ProntoSIL 60-5-C4 | C4 | 20 | 4 | 5 | 60 | L26 | no | HPLC Column | PEEK | 20 x 4,0 mm
ProntoSIL | 02P4C040PS050 | BISCHOFF ProntoSIL 60-5-C4 | C4 | 25 | 4 | 5 | 60 | L26 | no | HPLC Column | PEEK | 25 x 4,0 mm
ProntoSIL | 03P4C040PS050 | BISCHOFF ProntoSIL 60-5-C4 | C4 | 30 | 4 | 5 | 60 | L26 | no | HPLC Column | PEEK | 30 x 4,0 mm
ProntoSIL | 04P4C040PS050 | BISCHOFF ProntoSIL 60-5-C4 | C4 | 33 | 4 | 5 | 60 | L26 | no | HPLC Column | PEEK | 33 x 4,0 mm
ProntoSIL | A4P4C040PS050 | BISCHOFF ProntoSIL 60-5-C4 | C4 | 40 | 4 | 5 | 60 | L26 | no | HPLC Column | PEEK | 40 x 4,0 mm
ProntoSIL | 05P4C040PS050 | BISCHOFF ProntoSIL 60-5-C4 | C4 | 50 | 4 | 5 | 60 | L26 | no | HPLC Column | PEEK | 50 x 4,0 mm
ProntoSIL | 06P4C040PS050 | BISCHOFF ProntoSIL 60-5-C4 | C4 | 53 | 4 | 5 | 60 | L26 | no | HPLC Column | PEEK | 53 x 4,0 mm
ProntoSIL | A6P4C040PS050 | BISCHOFF ProntoSIL 60-5-C4 | C4 | 60 | 4 | 5 | 60 | L26 | no | HPLC Column | PEEK | 60 x 4,0 mm
ProntoSIL | 07P4C040PS050 | BISCHOFF ProntoSIL 60-5-C4 | C4 | 75 | 4 | 5 | 60 | L26 | no | HPLC Column | PEEK | 75 x 4,0 mm
ProntoSIL | 10P4C040PS050 | BISCHOFF ProntoSIL 60-5-C4 | C4 | 100 | 4 | 5 | 60 | L26 | no | HPLC Column | PEEK | 100 x 4,0 mm
ProntoSIL | 12P4C040PS050 | BISCHOFF ProntoSIL 60-5-C4 | C4 | 125 | 4 | 5 | 60 | L26 | no | HPLC Column | PEEK | 125 x 4,0 mm
ProntoSIL | 15P4C040PS050 | BISCHOFF ProntoSIL 60-5-C4 | C4 | 150 | 4 | 5 | 60 | L26 | no | HPLC Column | PEEK | 150 x 4,0 mm
ProntoSIL | 20P4C040PS050 | BISCHOFF ProntoSIL 60-5-C4 | C4 | 200 | 4 | 5 | 60 | L26 | no | HPLC Column | PEEK | 200 x 4,0 mm
ProntoSIL | 25P4C040PS050 | BISCHOFF ProntoSIL 60-5-C4 | C4 | 250 | 4 | 5 | 60 | L26 | no | HPLC Column | PEEK | 250 x 4,0 mm
ProntoSIL | 30P4C040PS050 | BISCHOFF ProntoSIL 60-5-C4 | C4 | 300 | 4 | 5 | 60 | L26 | no | HPLC Column | PEEK | 300 x 4,0 mm
ProntoSIL | 6305C040PS050 | BISCHOFF ProntoSIL 60-5-C4 | C4 | 5 | 4 | 5 | 60 | L26 | no | Cartridges (5 pcs.) | SS | 5 x 4,0 mm
ProntoSIL | 6301C040PS050 | BISCHOFF ProntoSIL 60-5-C4 | C4 | 10 | 4 | 5 | 60 | L26 | no | Cartridges (5 pcs.) | SS | 10 x 4,0 mm
ProntoSIL | 6302C040PS050 | BISCHOFF ProntoSIL 60-5-C4 | C4 | 20 | 4 | 5 | 60 | L26 | no | Cartridges (5 pcs.) | SS | 20 x 4,0 mm
ProntoSIL | 63P1C040PS050 | BISCHOFF ProntoSIL 60-5-C4 | C4 | 10 | 4 | 5 | 60 | L26 | no | Cartridges (5 pcs.) | PEEK | 10 x 4,0 mm
ProntoSIL | 63P2C040PS050 | BISCHOFF ProntoSIL 60-5-C4 | C4 | 20 | 4 | 5 | 60 | L26 | no | Cartridges (5 pcs.) | PEEK | 20 x 4,0 mm
ProntoSIL | 6335C040PS050 | BISCHOFF ProntoSIL 60-5-C4 | C4 | 5 | 3 | 5 | 60 | L26 | no | Cartridges (5 pcs.) | SS | 5 x 3,0 mm
ProntoSIL | 6331C040PS050 | BISCHOFF ProntoSIL 60-5-C4 | C4 | 10 | 3 | 5 | 60 | L26 | no | Cartridges (5 pcs.) | SS | 10 x 3,0 mm
ProntoSIL | 6332C040PS050 | BISCHOFF ProntoSIL 60-5-C4 | C4 | 20 | 3 | 5 | 60 | L26 | no | Cartridges (5 pcs.) | SS | 20 x 3,0 mm
ProntoSIL | 6325C040PS050 | BISCHOFF ProntoSIL 60-5-C4 | C4 | 5 | 2 | 5 | 60 | L26 | no | Cartridges (5 pcs.) | SS | 5 x 2,0 mm
ProntoSIL | 6321C040PS050 | BISCHOFF ProntoSIL 60-5-C4 | C4 | 10 | 2 | 5 | 60 | L26 | no | Cartridges (5 pcs.) | SS | 10 x 2,0 mm
ProntoSIL | 6322C040PS050 | BISCHOFF ProntoSIL 60-5-C4 | C4 | 20 | 2 | 5 | 60 | L26 | no | Cartridges (5 pcs.) | SS | 20 x 2,0 mm
ProntoSIL | 0102F040PS030 | BISCHOFF ProntoSIL 120-3-C4 | C4 | 14 | 2 | 3 | 120 | L26 | no | HPLC Column | SS | 14 x 2,0 mm
ProntoSIL | 0103F040PS030 | BISCHOFF ProntoSIL 120-3-C4 | C4 | 14 | 3 | 3 | 120 | L26 | no | HPLC Column | SS | 14 x 3,0 mm
ProntoSIL | 0104F040PS030 | BISCHOFF ProntoSIL 120-3-C4 | C4 | 14 | 4 | 3 | 120 | L26 | no | HPLC Column | SS | 14 x 4,0 mm
ProntoSIL | 0146F040PS030 | BISCHOFF ProntoSIL 120-3-C4 | C4 | 14 | 4.6 | 3 | 120 | L26 | no | HPLC Column | SS | 14 x 4,6 mm
ProntoSIL | A202F040PS030 | BISCHOFF ProntoSIL 120-3-C4 | C4 | 20 | 2 | 3 | 120 | L26 | no | HPLC Column | SS | 20 x 2,0 mm
ProntoSIL | A203F040PS030 | BISCHOFF ProntoSIL 120-3-C4 | C4 | 20 | 3 | 3 | 120 | L26 | no | HPLC Column | SS | 20 x 3,0 mm
ProntoSIL | A204F040PS030 | BISCHOFF ProntoSIL 120-3-C4 | C4 | 20 | 4 | 3 | 120 | L26 | no | HPLC Column | SS | 20 x 4,0 mm
ProntoSIL | A246F040PS030 | BISCHOFF ProntoSIL 120-3-C4 | C4 | 20 | 4.6 | 3 | 120 | L26 | no | HPLC Column | SS | 20 x 4,6 mm
ProntoSIL | 0202F040PS030 | BISCHOFF ProntoSIL 120-3-C4 | C4 | 25 | 2 | 3 | 120 | L26 | no | HPLC Column | SS | 25 x 2,0 mm
ProntoSIL | 0203F040PS030 | BISCHOFF ProntoSIL 120-3-C4 | C4 | 25 | 3 | 3 | 120 | L26 | no | HPLC Column | SS | 25 x 3,0 mm
ProntoSIL | 0204F040PS030 | BISCHOFF ProntoSIL 120-3-C4 | C4 | 25 | 4 | 3 | 120 | L26 | no | HPLC Column | SS | 25 x 4,0 mm
ProntoSIL | 0246F040PS030 | BISCHOFF ProntoSIL 120-3-C4 | C4 | 25 | 4.6 | 3 | 120 | L26 | no | HPLC Column | SS | 25 x 4,6 mm
ProntoSIL | 0302F040PS030 | BISCHOFF ProntoSIL 120-3-C4 | C4 | 30 | 2 | 3 | 120 | L26 | no | HPLC Column | SS | 30 x 2,0 mm
ProntoSIL | 0303F040PS030 | BISCHOFF ProntoSIL 120-3-C4 | C4 | 30 | 3 | 3 | 120 | L26 | no | HPLC Column | SS | 30 x 3,0 mm
ProntoSIL | 0304F040PS030 | BISCHOFF ProntoSIL 120-3-C4 | C4 | 30 | 4 | 3 | 120 | L26 | no | HPLC Column | SS | 30 x 4,0 mm
ProntoSIL | 0346F040PS030 | BISCHOFF ProntoSIL 120-3-C4 | C4 | 30 | 4.6 | 3 | 120 | L26 | no | HPLC Column | SS | 30 x 4,6 mm
ProntoSIL | 0402F040PS030 | BISCHOFF ProntoSIL 120-3-C4 | C4 | 33 | 2 | 3 | 120 | L26 | no | HPLC Column | SS | 33 x 2,0 mm
ProntoSIL | 0403F040PS030 | BISCHOFF ProntoSIL 120-3-C4 | C4 | 33 | 3 | 3 | 120 | L26 | no | HPLC Column | SS | 33 x 3,0 mm
ProntoSIL | 0404F040PS030 | BISCHOFF ProntoSIL 120-3-C4 | C4 | 33 | 4 | 3 | 120 | L26 | no | HPLC Column | SS | 33 x 4,0 mm
ProntoSIL | 0446F040PS030 | BISCHOFF ProntoSIL 120-3-C4 | C4 | 33 | 4.6 | 3 | 120 | L26 | no | HPLC Column | SS | 33 x 4,6 mm
ProntoSIL | A402F040PS030 | BISCHOFF ProntoSIL 120-3-C4 | C4 | 40 | 2 | 3 | 120 | L26 | no | HPLC Column | SS | 40 x 2,0 mm
ProntoSIL | A403F040PS030 | BISCHOFF ProntoSIL 120-3-C4 | C4 | 40 | 3 | 3 | 120 | L26 | no | HPLC Column | SS | 40 x 3,0 mm
ProntoSIL | A404F040PS030 | BISCHOFF ProntoSIL 120-3-C4 | C4 | 40 | 4 | 3 | 120 | L26 | no | HPLC Column | SS | 40 x 4,0 mm
ProntoSIL | A446F040PS030 | BISCHOFF ProntoSIL 120-3-C4 | C4 | 40 | 4.6 | 3 | 120 | L26 | no | HPLC Column | SS | 40 x 4,6 mm
ProntoSIL | 0502F040PS030 | BISCHOFF ProntoSIL 120-3-C4 | C4 | 50 | 2 | 3 | 120 | L26 | no | HPLC Column | SS | 50 x 2,0 mm
ProntoSIL | 0503F040PS030 | BISCHOFF ProntoSIL 120-3-C4 | C4 | 50 | 3 | 3 | 120 | L26 | no | HPLC Column | SS | 50 x 3,0 mm
ProntoSIL | 0504F040PS030 | BISCHOFF ProntoSIL 120-3-C4 | C4 | 50 | 4 | 3 | 120 | L26 | no | HPLC Column | SS | 50 x 4,0 mm
ProntoSIL | 0546F040PS030 | BISCHOFF ProntoSIL 120-3-C4 | C4 | 50 | 4.6 | 3 | 120 | L26 | no | HPLC Column | SS | 50 x 4,6 mm
ProntoSIL | 0602F040PS030 | BISCHOFF ProntoSIL 120-3-C4 | C4 | 53 | 2 | 3 | 120 | L26 | no | HPLC Column | SS | 53 x 2,0 mm
ProntoSIL | 0603F040PS030 | BISCHOFF ProntoSIL 120-3-C4 | C4 | 53 | 3 | 3 | 120 | L26 | no | HPLC Column | SS | 53 x 3,0 mm
ProntoSIL | 0604F040PS030 | BISCHOFF ProntoSIL 120-3-C4 | C4 | 53 | 4 | 3 | 120 | L26 | no | HPLC Column | SS | 53 x 4,0 mm
ProntoSIL | 0646F040PS030 | BISCHOFF ProntoSIL 120-3-C4 | C4 | 53 | 4.6 | 3 | 120 | L26 | no | HPLC Column | SS | 53 x 4,6 mm
ProntoSIL | A602F040PS030 | BISCHOFF ProntoSIL 120-3-C4 | C4 | 60 | 2 | 3 | 120 | L26 | no | HPLC Column | SS | 60 x 2,0 mm
ProntoSIL | A603F040PS030 | BISCHOFF ProntoSIL 120-3-C4 | C4 | 60 | 3 | 3 | 120 | L26 | no | HPLC Column | SS | 60 x 3,0 mm
ProntoSIL | A604F040PS030 | BISCHOFF ProntoSIL 120-3-C4 | C4 | 60 | 4 | 3 | 120 | L26 | no | HPLC Column | SS | 60 x 4,0 mm
ProntoSIL | A646F040PS030 | BISCHOFF ProntoSIL 120-3-C4 | C4 | 60 | 4.6 | 3 | 120 | L26 | no | HPLC Column | SS | 60 x 4,6 mm
ProntoSIL | 0702F040PS030 | BISCHOFF ProntoSIL 120-3-C4 | C4 | 75 | 2 | 3 | 120 | L26 | no | HPLC Column | SS | 75 x 2,0 mm
ProntoSIL | 0703F040PS030 | BISCHOFF ProntoSIL 120-3-C4 | C4 | 75 | 3 | 3 | 120 | L26 | no | HPLC Column | SS | 75 x 3,0 mm
ProntoSIL | 0704F040PS030 | BISCHOFF ProntoSIL 120-3-C4 | C4 | 75 | 4 | 3 | 120 | L26 | no | HPLC Column | SS | 75 x 4,0 mm
ProntoSIL | 0746F040PS030 | BISCHOFF ProntoSIL 120-3-C4 | C4 | 75 | 4.6 | 3 | 120 | L26 | no | HPLC Column | SS | 75 x 4,6 mm
ProntoSIL | 1002F040PS030 | BISCHOFF ProntoSIL 120-3-C4 | C4 | 100 | 2 | 3 | 120 | L26 | no | HPLC Column | SS | 100 x 2,0 mm
ProntoSIL | 1003F040PS030 | BISCHOFF ProntoSIL 120-3-C4 | C4 | 100 | 3 | 3 | 120 | L26 | no | HPLC Column | SS | 100 x 3,0 mm
ProntoSIL | 1004F040PS030 | BISCHOFF ProntoSIL 120-3-C4 | C4 | 100 | 4 | 3 | 120 | L26 | no | HPLC Column | SS | 100 x 4,0 mm
ProntoSIL | 1046F040PS030 | BISCHOFF ProntoSIL 120-3-C4 | C4 | 100 | 4.6 | 3 | 120 | L26 | no | HPLC Column | SS | 100 x 4,6 mm
ProntoSIL | 1202F040PS030 | BISCHOFF ProntoSIL 120-3-C4 | C4 | 125 | 2 | 3 | 120 | L26 | no | HPLC Column | SS | 125 x 2,0 mm
ProntoSIL | 1203F040PS030 | BISCHOFF ProntoSIL 120-3-C4 | C4 | 125 | 3 | 3 | 120 | L26 | no | HPLC Column | SS | 125 x 3,0 mm
ProntoSIL | 1204F040PS030 | BISCHOFF ProntoSIL 120-3-C4 | C4 | 125 | 4 | 3 | 120 | L26 | no | HPLC Column | SS | 125 x 4,0 mm
ProntoSIL | 1246F040PS030 | BISCHOFF ProntoSIL 120-3-C4 | C4 | 125 | 4.6 | 3 | 120 | L26 | no | HPLC Column | SS | 125 x 4,6 mm
ProntoSIL | 1502F040PS030 | BISCHOFF ProntoSIL 120-3-C4 | C4 | 150 | 2 | 3 | 120 | L26 | no | HPLC Column | SS | 150 x 2,0 mm
ProntoSIL | 1503F040PS030 | BISCHOFF ProntoSIL 120-3-C4 | C4 | 150 | 3 | 3 | 120 | L26 | no | HPLC Column | SS | 150 x 3,0 mm
ProntoSIL | 1504F040PS030 | BISCHOFF ProntoSIL 120-3-C4 | C4 | 150 | 4 | 3 | 120 | L26 | no | HPLC Column | SS | 150 x 4,0 mm
ProntoSIL | 1546F040PS030 | BISCHOFF ProntoSIL 120-3-C4 | C4 | 150 | 4.6 | 3 | 120 | L26 | no | HPLC Column | SS | 150 x 4,6 mm
ProntoSIL | 2002F040PS030 | BISCHOFF ProntoSIL 120-3-C4 | C4 | 200 | 2 | 3 | 120 | L26 | no | HPLC Column | SS | 200 x 2,0 mm
ProntoSIL | 2003F040PS030 | BISCHOFF ProntoSIL 120-3-C4 | C4 | 200 | 3 | 3 | 120 | L26 | no | HPLC Column | SS | 200 x 3,0 mm
ProntoSIL | 2004F040PS030 | BISCHOFF ProntoSIL 120-3-C4 | C4 | 200 | 4 | 3 | 120 | L26 | no | HPLC Column | SS | 200 x 4,0 mm
ProntoSIL | 2046F040PS030 | BISCHOFF ProntoSIL 120-3-C4 | C4 | 200 | 4.6 | 3 | 120 | L26 | no | HPLC Column | SS | 200 x 4,6 mm
ProntoSIL | 2502F040PS030 | BISCHOFF ProntoSIL 120-3-C4 | C4 | 250 | 2 | 3 | 120 | L26 | no | HPLC Column | SS | 250 x 2,0 mm
ProntoSIL | 2503F040PS030 | BISCHOFF ProntoSIL 120-3-C4 | C4 | 250 | 3 | 3 | 120 | L26 | no | HPLC Column | SS | 250 x 3,0 mm
ProntoSIL | 2504F040PS030 | BISCHOFF ProntoSIL 120-3-C4 | C4 | 250 | 4 | 3 | 120 | L26 | no | HPLC Column | SS | 250 x 4,0 mm
ProntoSIL | 2546F040PS030 | BISCHOFF ProntoSIL 120-3-C4 | C4 | 250 | 4.6 | 3 | 120 | L26 | no | HPLC Column | SS | 250 x 4,6 mm
ProntoSIL | 3002F040PS030 | BISCHOFF ProntoSIL 120-3-C4 | C4 | 300 | 2 | 3 | 120 | L26 | no | HPLC Column | SS | 300 x 2,0 mm
ProntoSIL | 3003F040PS030 | BISCHOFF ProntoSIL 120-3-C4 | C4 | 300 | 3 | 3 | 120 | L26 | no | HPLC Column | SS | 300 x 3,0 mm
ProntoSIL | 3004F040PS030 | BISCHOFF ProntoSIL 120-3-C4 | C4 | 300 | 4 | 3 | 120 | L26 | no | HPLC Column | SS | 300 x 4,0 mm
ProntoSIL | 3046F040PS030 | BISCHOFF ProntoSIL 120-3-C4 | C4 | 300 | 4.6 | 3 | 120 | L26 | no | HPLC Column | SS | 300 x 4,6 mm
ProntoSIL | 01P4F040PS030 | BISCHOFF ProntoSIL 120-3-C4 | C4 | 14 | 4 | 3 | 120 | L26 | no | HPLC Column | PEEK | 14 x 4,0 mm
ProntoSIL | A2P4F040PS030 | BISCHOFF ProntoSIL 120-3-C4 | C4 | 20 | 4 | 3 | 120 | L26 | no | HPLC Column | PEEK | 20 x 4,0 mm
ProntoSIL | 02P4F040PS030 | BISCHOFF ProntoSIL 120-3-C4 | C4 | 25 | 4 | 3 | 120 | L26 | no | HPLC Column | PEEK | 25 x 4,0 mm
ProntoSIL | 03P4F040PS030 | BISCHOFF ProntoSIL 120-3-C4 | C4 | 30 | 4 | 3 | 120 | L26 | no | HPLC Column | PEEK | 30 x 4,0 mm
ProntoSIL | 04P4F040PS030 | BISCHOFF ProntoSIL 120-3-C4 | C4 | 33 | 4 | 3 | 120 | L26 | no | HPLC Column | PEEK | 33 x 4,0 mm
ProntoSIL | A4P4F040PS030 | BISCHOFF ProntoSIL 120-3-C4 | C4 | 40 | 4 | 3 | 120 | L26 | no | HPLC Column | PEEK | 40 x 4,0 mm
ProntoSIL | 05P4F040PS030 | BISCHOFF ProntoSIL 120-3-C4 | C4 | 50 | 4 | 3 | 120 | L26 | no | HPLC Column | PEEK | 50 x 4,0 mm
ProntoSIL | 06P4F040PS030 | BISCHOFF ProntoSIL 120-3-C4 | C4 | 53 | 4 | 3 | 120 | L26 | no | HPLC Column | PEEK | 53 x 4,0 mm
ProntoSIL | A6P4F040PS030 | BISCHOFF ProntoSIL 120-3-C4 | C4 | 60 | 4 | 3 | 120 | L26 | no | HPLC Column | PEEK | 60 x 4,0 mm
ProntoSIL | 07P4F040PS030 | BISCHOFF ProntoSIL 120-3-C4 | C4 | 75 | 4 | 3 | 120 | L26 | no | HPLC Column | PEEK | 75 x 4,0 mm
ProntoSIL | 10P4F040PS030 | BISCHOFF ProntoSIL 120-3-C4 | C4 | 100 | 4 | 3 | 120 | L26 | no | HPLC Column | PEEK | 100 x 4,0 mm
ProntoSIL | 12P4F040PS030 | BISCHOFF ProntoSIL 120-3-C4 | C4 | 125 | 4 | 3 | 120 | L26 | no | HPLC Column | PEEK | 125 x 4,0 mm
ProntoSIL | 15P4F040PS030 | BISCHOFF ProntoSIL 120-3-C4 | C4 | 150 | 4 | 3 | 120 | L26 | no | HPLC Column | PEEK | 150 x 4,0 mm
ProntoSIL | 20P4F040PS030 | BISCHOFF ProntoSIL 120-3-C4 | C4 | 200 | 4 | 3 | 120 | L26 | no | HPLC Column | PEEK | 200 x 4,0 mm
ProntoSIL | 25P4F040PS030 | BISCHOFF ProntoSIL 120-3-C4 | C4 | 250 | 4 | 3 | 120 | L26 | no | HPLC Column | PEEK | 250 x 4,0 mm
ProntoSIL | 30P4F040PS030 | BISCHOFF ProntoSIL 120-3-C4 | C4 | 300 | 4 | 3 | 120 | L26 | no | HPLC Column | PEEK | 300 x 4,0 mm
ProntoSIL | 6305F040PS030 | BISCHOFF ProntoSIL 120-3-C4 | C4 | 5 | 4 | 3 | 120 | L26 | no | Cartridges (5 pcs.) | SS | 5 x 4,0 mm
ProntoSIL | 6301F040PS030 | BISCHOFF ProntoSIL 120-3-C4 | C4 | 10 | 4 | 3 | 120 | L26 | no | Cartridges (5 pcs.) | SS | 10 x 4,0 mm
ProntoSIL | 6302F040PS030 | BISCHOFF ProntoSIL 120-3-C4 | C4 | 20 | 4 | 3 | 120 | L26 | no | Cartridges (5 pcs.) | SS | 20 x 4,0 mm
ProntoSIL | 63P1F040PS030 | BISCHOFF ProntoSIL 120-3-C4 | C4 | 10 | 4 | 3 | 120 | L26 | no | Cartridges (5 pcs.) | PEEK | 10 x 4,0 mm
ProntoSIL | 63P2F040PS030 | BISCHOFF ProntoSIL 120-3-C4 | C4 | 20 | 4 | 3 | 120 | L26 | no | Cartridges (5 pcs.) | PEEK | 20 x 4,0 mm
ProntoSIL | 6335F040PS030 | BISCHOFF ProntoSIL 120-3-C4 | C4 | 5 | 3 | 3 | 120 | L26 | no | Cartridges (5 pcs.) | SS | 5 x 3,0 mm
ProntoSIL | 6331F040PS030 | BISCHOFF ProntoSIL 120-3-C4 | C4 | 10 | 3 | 3 | 120 | L26 | no | Cartridges (5 pcs.) | SS | 10 x 3,0 mm
ProntoSIL | 6332F040PS030 | BISCHOFF ProntoSIL 120-3-C4 | C4 | 20 | 3 | 3 | 120 | L26 | no | Cartridges (5 pcs.) | SS | 20 x 3,0 mm
ProntoSIL | 6325F040PS030 | BISCHOFF ProntoSIL 120-3-C4 | C4 | 5 | 2 | 3 | 120 | L26 | no | Cartridges (5 pcs.) | SS | 5 x 2,0 mm
ProntoSIL | 6321F040PS030 | BISCHOFF ProntoSIL 120-3-C4 | C4 | 10 | 2 | 3 | 120 | L26 | no | Cartridges (5 pcs.) | SS | 10 x 2,0 mm
ProntoSIL | 6322F040PS030 | BISCHOFF ProntoSIL 120-3-C4 | C4 | 20 | 2 | 3 | 120 | L26 | no | Cartridges (5 pcs.) | SS | 20 x 2,0 mm
ProntoSIL | 0102F040PS050 | BISCHOFF ProntoSIL 120-5-C4 | C4 | 14 | 2 | 5 | 120 | L26 | no | HPLC Column | SS | 14 x 2,0 mm
ProntoSIL | 0103F040PS050 | BISCHOFF ProntoSIL 120-5-C4 | C4 | 14 | 3 | 5 | 120 | L26 | no | HPLC Column | SS | 14 x 3,0 mm
ProntoSIL | 0104F040PS050 | BISCHOFF ProntoSIL 120-5-C4 | C4 | 14 | 4 | 5 | 120 | L26 | no | HPLC Column | SS | 14 x 4,0 mm
ProntoSIL | 0146F040PS050 | BISCHOFF ProntoSIL 120-5-C4 | C4 | 14 | 4.6 | 5 | 120 | L26 | no | HPLC Column | SS | 14 x 4,6 mm
ProntoSIL | A202F040PS050 | BISCHOFF ProntoSIL 120-5-C4 | C4 | 20 | 2 | 5 | 120 | L26 | no | HPLC Column | SS | 20 x 2,0 mm
ProntoSIL | A203F040PS050 | BISCHOFF ProntoSIL 120-5-C4 | C4 | 20 | 3 | 5 | 120 | L26 | no | HPLC Column | SS | 20 x 3,0 mm
ProntoSIL | A204F040PS050 | BISCHOFF ProntoSIL 120-5-C4 | C4 | 20 | 4 | 5 | 120 | L26 | no | HPLC Column | SS | 20 x 4,0 mm
ProntoSIL | A246F040PS050 | BISCHOFF ProntoSIL 120-5-C4 | C4 | 20 | 4.6 | 5 | 120 | L26 | no | HPLC Column | SS | 20 x 4,6 mm
ProntoSIL | 0202F040PS050 | BISCHOFF ProntoSIL 120-5-C4 | C4 | 25 | 2 | 5 | 120 | L26 | no | HPLC Column | SS | 25 x 2,0 mm
ProntoSIL | 0203F040PS050 | BISCHOFF ProntoSIL 120-5-C4 | C4 | 25 | 3 | 5 | 120 | L26 | no | HPLC Column | SS | 25 x 3,0 mm
ProntoSIL | 0204F040PS050 | BISCHOFF ProntoSIL 120-5-C4 | C4 | 25 | 4 | 5 | 120 | L26 | no | HPLC Column | SS | 25 x 4,0 mm
ProntoSIL | 0246F040PS050 | BISCHOFF ProntoSIL 120-5-C4 | C4 | 25 | 4.6 | 5 | 120 | L26 | no | HPLC Column | SS | 25 x 4,6 mm
ProntoSIL | 0302F040PS050 | BISCHOFF ProntoSIL 120-5-C4 | C4 | 30 | 2 | 5 | 120 | L26 | no | HPLC Column | SS | 30 x 2,0 mm
ProntoSIL | 0303F040PS050 | BISCHOFF ProntoSIL 120-5-C4 | C4 | 30 | 3 | 5 | 120 | L26 | no | HPLC Column | SS | 30 x 3,0 mm
ProntoSIL | 0304F040PS050 | BISCHOFF ProntoSIL 120-5-C4 | C4 | 30 | 4 | 5 | 120 | L26 | no | HPLC Column | SS | 30 x 4,0 mm
ProntoSIL | 0346F040PS050 | BISCHOFF ProntoSIL 120-5-C4 | C4 | 30 | 4.6 | 5 | 120 | L26 | no | HPLC Column | SS | 30 x 4,6 mm
ProntoSIL | 0402F040PS050 | BISCHOFF ProntoSIL 120-5-C4 | C4 | 33 | 2 | 5 | 120 | L26 | no | HPLC Column | SS | 33 x 2,0 mm
ProntoSIL | 0403F040PS050 | BISCHOFF ProntoSIL 120-5-C4 | C4 | 33 | 3 | 5 | 120 | L26 | no | HPLC Column | SS | 33 x 3,0 mm
ProntoSIL | 0404F040PS050 | BISCHOFF ProntoSIL 120-5-C4 | C4 | 33 | 4 | 5 | 120 | L26 | no | HPLC Column | SS | 33 x 4,0 mm
ProntoSIL | 0446F040PS050 | BISCHOFF ProntoSIL 120-5-C4 | C4 | 33 | 4.6 | 5 | 120 | L26 | no | HPLC Column | SS | 33 x 4,6 mm
ProntoSIL | A402F040PS050 | BISCHOFF ProntoSIL 120-5-C4 | C4 | 40 | 2 | 5 | 120 | L26 | no | HPLC Column | SS | 40 x 2,0 mm
ProntoSIL | A403F040PS050 | BISCHOFF ProntoSIL 120-5-C4 | C4 | 40 | 3 | 5 | 120 | L26 | no | HPLC Column | SS | 40 x 3,0 mm
ProntoSIL | A404F040PS050 | BISCHOFF ProntoSIL 120-5-C4 | C4 | 40 | 4 | 5 | 120 | L26 | no | HPLC Column | SS | 40 x 4,0 mm
ProntoSIL | A446F040PS050 | BISCHOFF ProntoSIL 120-5-C4 | C4 | 40 | 4.6 | 5 | 120 | L26 | no | HPLC Column | SS | 40 x 4,6 mm
ProntoSIL | 0502F040PS050 | BISCHOFF ProntoSIL 120-5-C4 | C4 | 50 | 2 | 5 | 120 | L26 | no | HPLC Column | SS | 50 x 2,0 mm
ProntoSIL | 0503F040PS050 | BISCHOFF ProntoSIL 120-5-C4 | C4 | 50 | 3 | 5 | 120 | L26 | no | HPLC Column | SS | 50 x 3,0 mm
ProntoSIL | 0504F040PS050 | BISCHOFF ProntoSIL 120-5-C4 | C4 | 50 | 4 | 5 | 120 | L26 | no | HPLC Column | SS | 50 x 4,0 mm
ProntoSIL | 0546F040PS050 | BISCHOFF ProntoSIL 120-5-C4 | C4 | 50 | 4.6 | 5 | 120 | L26 | no | HPLC Column | SS | 50 x 4,6 mm
ProntoSIL | 0602F040PS050 | BISCHOFF ProntoSIL 120-5-C4 | C4 | 53 | 2 | 5 | 120 | L26 | no | HPLC Column | SS | 53 x 2,0 mm
ProntoSIL | 0603F040PS050 | BISCHOFF ProntoSIL 120-5-C4 | C4 | 53 | 3 | 5 | 120 | L26 | no | HPLC Column | SS | 53 x 3,0 mm
ProntoSIL | 0604F040PS050 | BISCHOFF ProntoSIL 120-5-C4 | C4 | 53 | 4 | 5 | 120 | L26 | no | HPLC Column | SS | 53 x 4,0 mm
ProntoSIL | 0646F040PS050 | BISCHOFF ProntoSIL 120-5-C4 | C4 | 53 | 4.6 | 5 | 120 | L26 | no | HPLC Column | SS | 53 x 4,6 mm
ProntoSIL | A602F040PS050 | BISCHOFF ProntoSIL 120-5-C4 | C4 | 60 | 2 | 5 | 120 | L26 | no | HPLC Column | SS | 60 x 2,0 mm
ProntoSIL | A603F040PS050 | BISCHOFF ProntoSIL 120-5-C4 | C4 | 60 | 3 | 5 | 120 | L26 | no | HPLC Column | SS | 60 x 3,0 mm
ProntoSIL | A604F040PS050 | BISCHOFF ProntoSIL 120-5-C4 | C4 | 60 | 4 | 5 | 120 | L26 | no | HPLC Column | SS | 60 x 4,0 mm
ProntoSIL | A646F040PS050 | BISCHOFF ProntoSIL 120-5-C4 | C4 | 60 | 4.6 | 5 | 120 | L26 | no | HPLC Column | SS | 60 x 4,6 mm
ProntoSIL | 0702F040PS050 | BISCHOFF ProntoSIL 120-5-C4 | C4 | 75 | 2 | 5 | 120 | L26 | no | HPLC Column | SS | 75 x 2,0 mm
ProntoSIL | 0703F040PS050 | BISCHOFF ProntoSIL 120-5-C4 | C4 | 75 | 3 | 5 | 120 | L26 | no | HPLC Column | SS | 75 x 3,0 mm
ProntoSIL | 0704F040PS050 | BISCHOFF ProntoSIL 120-5-C4 | C4 | 75 | 4 | 5 | 120 | L26 | no | HPLC Column | SS | 75 x 4,0 mm
ProntoSIL | 0746F040PS050 | BISCHOFF ProntoSIL 120-5-C4 | C4 | 75 | 4.6 | 5 | 120 | L26 | no | HPLC Column | SS | 75 x 4,6 mm
ProntoSIL | 1002F040PS050 | BISCHOFF ProntoSIL 120-5-C4 | C4 | 100 | 2 | 5 | 120 | L26 | no | HPLC Column | SS | 100 x 2,0 mm
ProntoSIL | 1003F040PS050 | BISCHOFF ProntoSIL 120-5-C4 | C4 | 100 | 3 | 5 | 120 | L26 | no | HPLC Column | SS | 100 x 3,0 mm
ProntoSIL | 1004F040PS050 | BISCHOFF ProntoSIL 120-5-C4 | C4 | 100 | 4 | 5 | 120 | L26 | no | HPLC Column | SS | 100 x 4,0 mm
ProntoSIL | 1046F040PS050 | BISCHOFF ProntoSIL 120-5-C4 | C4 | 100 | 4.6 | 5 | 120 | L26 | no | HPLC Column | SS | 100 x 4,6 mm
ProntoSIL | 1202F040PS050 | BISCHOFF ProntoSIL 120-5-C4 | C4 | 125 | 2 | 5 | 120 | L26 | no | HPLC Column | SS | 125 x 2,0 mm
ProntoSIL | 1203F040PS050 | BISCHOFF ProntoSIL 120-5-C4 | C4 | 125 | 3 | 5 | 120 | L26 | no | HPLC Column | SS | 125 x 3,0 mm
ProntoSIL | 1204F040PS050 | BISCHOFF ProntoSIL 120-5-C4 | C4 | 125 | 4 | 5 | 120 | L26 | no | HPLC Column | SS | 125 x 4,0 mm
ProntoSIL | 1246F040PS050 | BISCHOFF ProntoSIL 120-5-C4 | C4 | 125 | 4.6 | 5 | 120 | L26 | no | HPLC Column | SS | 125 x 4,6 mm
ProntoSIL | 1502F040PS050 | BISCHOFF ProntoSIL 120-5-C4 | C4 | 150 | 2 | 5 | 120 | L26 | no | HPLC Column | SS | 150 x 2,0 mm
ProntoSIL | 1503F040PS050 | BISCHOFF ProntoSIL 120-5-C4 | C4 | 150 | 3 | 5 | 120 | L26 | no | HPLC Column | SS | 150 x 3,0 mm
ProntoSIL | 1504F040PS050 | BISCHOFF ProntoSIL 120-5-C4 | C4 | 150 | 4 | 5 | 120 | L26 | no | HPLC Column | SS | 150 x 4,0 mm
ProntoSIL | 1546F040PS050 | BISCHOFF ProntoSIL 120-5-C4 | C4 | 150 | 4.6 | 5 | 120 | L26 | no | HPLC Column | SS | 150 x 4,6 mm
ProntoSIL | 2002F040PS050 | BISCHOFF ProntoSIL 120-5-C4 | C4 | 200 | 2 | 5 | 120 | L26 | no | HPLC Column | SS | 200 x 2,0 mm
ProntoSIL | 2003F040PS050 | BISCHOFF ProntoSIL 120-5-C4 | C4 | 200 | 3 | 5 | 120 | L26 | no | HPLC Column | SS | 200 x 3,0 mm
ProntoSIL | 2004F040PS050 | BISCHOFF ProntoSIL 120-5-C4 | C4 | 200 | 4 | 5 | 120 | L26 | no | HPLC Column | SS | 200 x 4,0 mm
ProntoSIL | 2046F040PS050 | BISCHOFF ProntoSIL 120-5-C4 | C4 | 200 | 4.6 | 5 | 120 | L26 | no | HPLC Column | SS | 200 x 4,6 mm
ProntoSIL | 2502F040PS050 | BISCHOFF ProntoSIL 120-5-C4 | C4 | 250 | 2 | 5 | 120 | L26 | no | HPLC Column | SS | 250 x 2,0 mm
ProntoSIL | 2503F040PS050 | BISCHOFF ProntoSIL 120-5-C4 | C4 | 250 | 3 | 5 | 120 | L26 | no | HPLC Column | SS | 250 x 3,0 mm
ProntoSIL | 2504F040PS050 | BISCHOFF ProntoSIL 120-5-C4 | C4 | 250 | 4 | 5 | 120 | L26 | no | HPLC Column | SS | 250 x 4,0 mm
ProntoSIL | 2546F040PS050 | BISCHOFF ProntoSIL 120-5-C4 | C4 | 250 | 4.6 | 5 | 120 | L26 | no | HPLC Column | SS | 250 x 4,6 mm
ProntoSIL | 3002F040PS050 | BISCHOFF ProntoSIL 120-5-C4 | C4 | 300 | 2 | 5 | 120 | L26 | no | HPLC Column | SS | 300 x 2,0 mm
ProntoSIL | 3003F040PS050 | BISCHOFF ProntoSIL 120-5-C4 | C4 | 300 | 3 | 5 | 120 | L26 | no | HPLC Column | SS | 300 x 3,0 mm
ProntoSIL | 3004F040PS050 | BISCHOFF ProntoSIL 120-5-C4 | C4 | 300 | 4 | 5 | 120 | L26 | no | HPLC Column | SS | 300 x 4,0 mm
ProntoSIL | 3046F040PS050 | BISCHOFF ProntoSIL 120-5-C4 | C4 | 300 | 4.6 | 5 | 120 | L26 | no | HPLC Column | SS | 300 x 4,6 mm
ProntoSIL | 01P4F040PS050 | BISCHOFF ProntoSIL 120-5-C4 | C4 | 14 | 4 | 5 | 120 | L26 | no | HPLC Column | PEEK | 14 x 4,0 mm
ProntoSIL | A2P4F040PS050 | BISCHOFF ProntoSIL 120-5-C4 | C4 | 20 | 4 | 5 | 120 | L26 | no | HPLC Column | PEEK | 20 x 4,0 mm
ProntoSIL | 02P4F040PS050 | BISCHOFF ProntoSIL 120-5-C4 | C4 | 25 | 4 | 5 | 120 | L26 | no | HPLC Column | PEEK | 25 x 4,0 mm
ProntoSIL | 03P4F040PS050 | BISCHOFF ProntoSIL 120-5-C4 | C4 | 30 | 4 | 5 | 120 | L26 | no | HPLC Column | PEEK | 30 x 4,0 mm
ProntoSIL | 04P4F040PS050 | BISCHOFF ProntoSIL 120-5-C4 | C4 | 33 | 4 | 5 | 120 | L26 | no | HPLC Column | PEEK | 33 x 4,0 mm
ProntoSIL | A4P4F040PS050 | BISCHOFF ProntoSIL 120-5-C4 | C4 | 40 | 4 | 5 | 120 | L26 | no | HPLC Column | PEEK | 40 x 4,0 mm
ProntoSIL | 05P4F040PS050 | BISCHOFF ProntoSIL 120-5-C4 | C4 | 50 | 4 | 5 | 120 | L26 | no | HPLC Column | PEEK | 50 x 4,0 mm
ProntoSIL | 06P4F040PS050 | BISCHOFF ProntoSIL 120-5-C4 | C4 | 53 | 4 | 5 | 120 | L26 | no | HPLC Column | PEEK | 53 x 4,0 mm
ProntoSIL | A6P4F040PS050 | BISCHOFF ProntoSIL 120-5-C4 | C4 | 60 | 4 | 5 | 120 | L26 | no | HPLC Column | PEEK | 60 x 4,0 mm
ProntoSIL | 07P4F040PS050 | BISCHOFF ProntoSIL 120-5-C4 | C4 | 75 | 4 | 5 | 120 | L26 | no | HPLC Column | PEEK | 75 x 4,0 mm
ProntoSIL | 10P4F040PS050 | BISCHOFF ProntoSIL 120-5-C4 | C4 | 100 | 4 | 5 | 120 | L26 | no | HPLC Column | PEEK | 100 x 4,0 mm
ProntoSIL | 12P4F040PS050 | BISCHOFF ProntoSIL 120-5-C4 | C4 | 125 | 4 | 5 | 120 | L26 | no | HPLC Column | PEEK | 125 x 4,0 mm
ProntoSIL | 15P4F040PS050 | BISCHOFF ProntoSIL 120-5-C4 | C4 | 150 | 4 | 5 | 120 | L26 | no | HPLC Column | PEEK | 150 x 4,0 mm
ProntoSIL | 20P4F040PS050 | BISCHOFF ProntoSIL 120-5-C4 | C4 | 200 | 4 | 5 | 120 | L26 | no | HPLC Column | PEEK | 200 x 4,0 mm
ProntoSIL | 25P4F040PS050 | BISCHOFF ProntoSIL 120-5-C4 | C4 | 250 | 4 | 5 | 120 | L26 | no | HPLC Column | PEEK | 250 x 4,0 mm
ProntoSIL | 30P4F040PS050 | BISCHOFF ProntoSIL 120-5-C4 | C4 | 300 | 4 | 5 | 120 | L26 | no | HPLC Column | PEEK | 300 x 4,0 mm
ProntoSIL | 6305F040PS050 | BISCHOFF ProntoSIL 120-5-C4 | C4 | 5 | 4 | 5 | 120 | L26 | no | Cartridges (5 pcs.) | SS | 5 x 4,0 mm
ProntoSIL | 6301F040PS050 | BISCHOFF ProntoSIL 120-5-C4 | C4 | 10 | 4 | 5 | 120 | L26 | no | Cartridges (5 pcs.) | SS | 10 x 4,0 mm
ProntoSIL | 6302F040PS050 | BISCHOFF ProntoSIL 120-5-C4 | C4 | 20 | 4 | 5 | 120 | L26 | no | Cartridges (5 pcs.) | SS | 20 x 4,0 mm
ProntoSIL | 63P1F040PS050 | BISCHOFF ProntoSIL 120-5-C4 | C4 | 10 | 4 | 5 | 120 | L26 | no | Cartridges (5 pcs.) | PEEK | 10 x 4,0 mm
ProntoSIL | 63P2F040PS050 | BISCHOFF ProntoSIL 120-5-C4 | C4 | 20 | 4 | 5 | 120 | L26 | no | Cartridges (5 pcs.) | PEEK | 20 x 4,0 mm
ProntoSIL | 6335F040PS050 | BISCHOFF ProntoSIL 120-5-C4 | C4 | 5 | 3 | 5 | 120 | L26 | no | Cartridges (5 pcs.) | SS | 5 x 3,0 mm
ProntoSIL | 6331F040PS050 | BISCHOFF ProntoSIL 120-5-C4 | C4 | 10 | 3 | 5 | 120 | L26 | no | Cartridges (5 pcs.) | SS | 10 x 3,0 mm
ProntoSIL | 6332F040PS050 | BISCHOFF ProntoSIL 120-5-C4 | C4 | 20 | 3 | 5 | 120 | L26 | no | Cartridges (5 pcs.) | SS | 20 x 3,0 mm
ProntoSIL | 6325F040PS050 | BISCHOFF ProntoSIL 120-5-C4 | C4 | 5 | 2 | 5 | 120 | L26 | no | Cartridges (5 pcs.) | SS | 5 x 2,0 mm
ProntoSIL | 6321F040PS050 | BISCHOFF ProntoSIL 120-5-C4 | C4 | 10 | 2 | 5 | 120 | L26 | no | Cartridges (5 pcs.) | SS | 10 x 2,0 mm
ProntoSIL | 6322F040PS050 | BISCHOFF ProntoSIL 120-5-C4 | C4 | 20 | 2 | 5 | 120 | L26 | no | Cartridges (5 pcs.) | SS | 20 x 2,0 mm
ProntoSIL | 0102F040PS100 | BISCHOFF ProntoSIL 120-10-C4 | C4 | 14 | 2 | 10 | 120 | L26 | no | HPLC Column | SS | 14 x 2,0 mm
ProntoSIL | 0103F040PS100 | BISCHOFF ProntoSIL 120-10-C4 | C4 | 14 | 3 | 10 | 120 | L26 | no | HPLC Column | SS | 14 x 3,0 mm
ProntoSIL | 0104F040PS100 | BISCHOFF ProntoSIL 120-10-C4 | C4 | 14 | 4 | 10 | 120 | L26 | no | HPLC Column | SS | 14 x 4,0 mm
ProntoSIL | 0146F040PS100 | BISCHOFF ProntoSIL 120-10-C4 | C4 | 14 | 4.6 | 10 | 120 | L26 | no | HPLC Column | SS | 14 x 4,6 mm
ProntoSIL | A202F040PS100 | BISCHOFF ProntoSIL 120-10-C4 | C4 | 20 | 2 | 10 | 120 | L26 | no | HPLC Column | SS | 20 x 2,0 mm
ProntoSIL | A203F040PS100 | BISCHOFF ProntoSIL 120-10-C4 | C4 | 20 | 3 | 10 | 120 | L26 | no | HPLC Column | SS | 20 x 3,0 mm
ProntoSIL | A204F040PS100 | BISCHOFF ProntoSIL 120-10-C4 | C4 | 20 | 4 | 10 | 120 | L26 | no | HPLC Column | SS | 20 x 4,0 mm
ProntoSIL | A246F040PS100 | BISCHOFF ProntoSIL 120-10-C4 | C4 | 20 | 4.6 | 10 | 120 | L26 | no | HPLC Column | SS | 20 x 4,6 mm
ProntoSIL | 0202F040PS100 | BISCHOFF ProntoSIL 120-10-C4 | C4 | 25 | 2 | 10 | 120 | L26 | no | HPLC Column | SS | 25 x 2,0 mm
ProntoSIL | 0203F040PS100 | BISCHOFF ProntoSIL 120-10-C4 | C4 | 25 | 3 | 10 | 120 | L26 | no | HPLC Column | SS | 25 x 3,0 mm
ProntoSIL | 0204F040PS100 | BISCHOFF ProntoSIL 120-10-C4 | C4 | 25 | 4 | 10 | 120 | L26 | no | HPLC Column | SS | 25 x 4,0 mm
ProntoSIL | 0246F040PS100 | BISCHOFF ProntoSIL 120-10-C4 | C4 | 25 | 4.6 | 10 | 120 | L26 | no | HPLC Column | SS | 25 x 4,6 mm
ProntoSIL | 0302F040PS100 | BISCHOFF ProntoSIL 120-10-C4 | C4 | 30 | 2 | 10 | 120 | L26 | no | HPLC Column | SS | 30 x 2,0 mm
ProntoSIL | 0303F040PS100 | BISCHOFF ProntoSIL 120-10-C4 | C4 | 30 | 3 | 10 | 120 | L26 | no | HPLC Column | SS | 30 x 3,0 mm
ProntoSIL | 0304F040PS100 | BISCHOFF ProntoSIL 120-10-C4 | C4 | 30 | 4 | 10 | 120 | L26 | no | HPLC Column | SS | 30 x 4,0 mm
ProntoSIL | 0346F040PS100 | BISCHOFF ProntoSIL 120-10-C4 | C4 | 30 | 4.6 | 10 | 120 | L26 | no | HPLC Column | SS | 30 x 4,6 mm
ProntoSIL | 0402F040PS100 | BISCHOFF ProntoSIL 120-10-C4 | C4 | 33 | 2 | 10 | 120 | L26 | no | HPLC Column | SS | 33 x 2,0 mm
ProntoSIL | 0403F040PS100 | BISCHOFF ProntoSIL 120-10-C4 | C4 | 33 | 3 | 10 | 120 | L26 | no | HPLC Column | SS | 33 x 3,0 mm
ProntoSIL | 0404F040PS100 | BISCHOFF ProntoSIL 120-10-C4 | C4 | 33 | 4 | 10 | 120 | L26 | no | HPLC Column | SS | 33 x 4,0 mm
ProntoSIL | 0446F040PS100 | BISCHOFF ProntoSIL 120-10-C4 | C4 | 33 | 4.6 | 10 | 120 | L26 | no | HPLC Column | SS | 33 x 4,6 mm
ProntoSIL | A402F040PS100 | BISCHOFF ProntoSIL 120-10-C4 | C4 | 40 | 2 | 10 | 120 | L26 | no | HPLC Column | SS | 40 x 2,0 mm
ProntoSIL | A403F040PS100 | BISCHOFF ProntoSIL 120-10-C4 | C4 | 40 | 3 | 10 | 120 | L26 | no | HPLC Column | SS | 40 x 3,0 mm
ProntoSIL | A404F040PS100 | BISCHOFF ProntoSIL 120-10-C4 | C4 | 40 | 4 | 10 | 120 | L26 | no | HPLC Column | SS | 40 x 4,0 mm
ProntoSIL | A446F040PS100 | BISCHOFF ProntoSIL 120-10-C4 | C4 | 40 | 4.6 | 10 | 120 | L26 | no | HPLC Column | SS | 40 x 4,6 mm
ProntoSIL | 0502F040PS100 | BISCHOFF ProntoSIL 120-10-C4 | C4 | 50 | 2 | 10 | 120 | L26 | no | HPLC Column | SS | 50 x 2,0 mm
ProntoSIL | 0503F040PS100 | BISCHOFF ProntoSIL 120-10-C4 | C4 | 50 | 3 | 10 | 120 | L26 | no | HPLC Column | SS | 50 x 3,0 mm
ProntoSIL | 0504F040PS100 | BISCHOFF ProntoSIL 120-10-C4 | C4 | 50 | 4 | 10 | 120 | L26 | no | HPLC Column | SS | 50 x 4,0 mm
ProntoSIL | 0546F040PS100 | BISCHOFF ProntoSIL 120-10-C4 | C4 | 50 | 4.6 | 10 | 120 | L26 | no | HPLC Column | SS | 50 x 4,6 mm
ProntoSIL | 0602F040PS100 | BISCHOFF ProntoSIL 120-10-C4 | C4 | 53 | 2 | 10 | 120 | L26 | no | HPLC Column | SS | 53 x 2,0 mm
ProntoSIL | 0603F040PS100 | BISCHOFF ProntoSIL 120-10-C4 | C4 | 53 | 3 | 10 | 120 | L26 | no | HPLC Column | SS | 53 x 3,0 mm
ProntoSIL | 0604F040PS100 | BISCHOFF ProntoSIL 120-10-C4 | C4 | 53 | 4 | 10 | 120 | L26 | no | HPLC Column | SS | 53 x 4,0 mm
ProntoSIL | 0646F040PS100 | BISCHOFF ProntoSIL 120-10-C4 | C4 | 53 | 4.6 | 10 | 120 | L26 | no | HPLC Column | SS | 53 x 4,6 mm
ProntoSIL | A602F040PS100 | BISCHOFF ProntoSIL 120-10-C4 | C4 | 60 | 2 | 10 | 120 | L26 | no | HPLC Column | SS | 60 x 2,0 mm
ProntoSIL | A603F040PS100 | BISCHOFF ProntoSIL 120-10-C4 | C4 | 60 | 3 | 10 | 120 | L26 | no | HPLC Column | SS | 60 x 3,0 mm
ProntoSIL | A604F040PS100 | BISCHOFF ProntoSIL 120-10-C4 | C4 | 60 | 4 | 10 | 120 | L26 | no | HPLC Column | SS | 60 x 4,0 mm
ProntoSIL | A646F040PS100 | BISCHOFF ProntoSIL 120-10-C4 | C4 | 60 | 4.6 | 10 | 120 | L26 | no | HPLC Column | SS | 60 x 4,6 mm
ProntoSIL | 0702F040PS100 | BISCHOFF ProntoSIL 120-10-C4 | C4 | 75 | 2 | 10 | 120 | L26 | no | HPLC Column | SS | 75 x 2,0 mm
ProntoSIL | 0703F040PS100 | BISCHOFF ProntoSIL 120-10-C4 | C4 | 75 | 3 | 10 | 120 | L26 | no | HPLC Column | SS | 75 x 3,0 mm
ProntoSIL | 0704F040PS100 | BISCHOFF ProntoSIL 120-10-C4 | C4 | 75 | 4 | 10 | 120 | L26 | no | HPLC Column | SS | 75 x 4,0 mm
ProntoSIL | 0746F040PS100 | BISCHOFF ProntoSIL 120-10-C4 | C4 | 75 | 4.6 | 10 | 120 | L26 | no | HPLC Column | SS | 75 x 4,6 mm
ProntoSIL | 1002F040PS100 | BISCHOFF ProntoSIL 120-10-C4 | C4 | 100 | 2 | 10 | 120 | L26 | no | HPLC Column | SS | 100 x 2,0 mm
ProntoSIL | 1003F040PS100 | BISCHOFF ProntoSIL 120-10-C4 | C4 | 100 | 3 | 10 | 120 | L26 | no | HPLC Column | SS | 100 x 3,0 mm
ProntoSIL | 1004F040PS100 | BISCHOFF ProntoSIL 120-10-C4 | C4 | 100 | 4 | 10 | 120 | L26 | no | HPLC Column | SS | 100 x 4,0 mm
ProntoSIL | 1046F040PS100 | BISCHOFF ProntoSIL 120-10-C4 | C4 | 100 | 4.6 | 10 | 120 | L26 | no | HPLC Column | SS | 100 x 4,6 mm
ProntoSIL | 1202F040PS100 | BISCHOFF ProntoSIL 120-10-C4 | C4 | 125 | 2 | 10 | 120 | L26 | no | HPLC Column | SS | 125 x 2,0 mm
ProntoSIL | 1203F040PS100 | BISCHOFF ProntoSIL 120-10-C4 | C4 | 125 | 3 | 10 | 120 | L26 | no | HPLC Column | SS | 125 x 3,0 mm
ProntoSIL | 1204F040PS100 | BISCHOFF ProntoSIL 120-10-C4 | C4 | 125 | 4 | 10 | 120 | L26 | no | HPLC Column | SS | 125 x 4,0 mm
ProntoSIL | 1246F040PS100 | BISCHOFF ProntoSIL 120-10-C4 | C4 | 125 | 4.6 | 10 | 120 | L26 | no | HPLC Column | SS | 125 x 4,6 mm
ProntoSIL | 1502F040PS100 | BISCHOFF ProntoSIL 120-10-C4 | C4 | 150 | 2 | 10 | 120 | L26 | no | HPLC Column | SS | 150 x 2,0 mm
ProntoSIL | 1503F040PS100 | BISCHOFF ProntoSIL 120-10-C4 | C4 | 150 | 3 | 10 | 120 | L26 | no | HPLC Column | SS | 150 x 3,0 mm
ProntoSIL | 1504F040PS100 | BISCHOFF ProntoSIL 120-10-C4 | C4 | 150 | 4 | 10 | 120 | L26 | no | HPLC Column | SS | 150 x 4,0 mm
ProntoSIL | 1546F040PS100 | BISCHOFF ProntoSIL 120-10-C4 | C4 | 150 | 4.6 | 10 | 120 | L26 | no | HPLC Column | SS | 150 x 4,6 mm
ProntoSIL | 2002F040PS100 | BISCHOFF ProntoSIL 120-10-C4 | C4 | 200 | 2 | 10 | 120 | L26 | no | HPLC Column | SS | 200 x 2,0 mm
ProntoSIL | 2003F040PS100 | BISCHOFF ProntoSIL 120-10-C4 | C4 | 200 | 3 | 10 | 120 | L26 | no | HPLC Column | SS | 200 x 3,0 mm
ProntoSIL | 2004F040PS100 | BISCHOFF ProntoSIL 120-10-C4 | C4 | 200 | 4 | 10 | 120 | L26 | no | HPLC Column | SS | 200 x 4,0 mm
ProntoSIL | 2046F040PS100 | BISCHOFF ProntoSIL 120-10-C4 | C4 | 200 | 4.6 | 10 | 120 | L26 | no | HPLC Column | SS | 200 x 4,6 mm
ProntoSIL | 2502F040PS100 | BISCHOFF ProntoSIL 120-10-C4 | C4 | 250 | 2 | 10 | 120 | L26 | no | HPLC Column | SS | 250 x 2,0 mm
ProntoSIL | 2503F040PS100 | BISCHOFF ProntoSIL 120-10-C4 | C4 | 250 | 3 | 10 | 120 | L26 | no | HPLC Column | SS | 250 x 3,0 mm
ProntoSIL | 2504F040PS100 | BISCHOFF ProntoSIL 120-10-C4 | C4 | 250 | 4 | 10 | 120 | L26 | no | HPLC Column | SS | 250 x 4,0 mm
ProntoSIL | 2546F040PS100 | BISCHOFF ProntoSIL 120-10-C4 | C4 | 250 | 4.6 | 10 | 120 | L26 | no | HPLC Column | SS | 250 x 4,6 mm
ProntoSIL | 3002F040PS100 | BISCHOFF ProntoSIL 120-10-C4 | C4 | 300 | 2 | 10 | 120 | L26 | no | HPLC Column | SS | 300 x 2,0 mm
ProntoSIL | 3003F040PS100 | BISCHOFF ProntoSIL 120-10-C4 | C4 | 300 | 3 | 10 | 120 | L26 | no | HPLC Column | SS | 300 x 3,0 mm
ProntoSIL | 3004F040PS100 | BISCHOFF ProntoSIL 120-10-C4 | C4 | 300 | 4 | 10 | 120 | L26 | no | HPLC Column | SS | 300 x 4,0 mm
ProntoSIL | 3046F040PS100 | BISCHOFF ProntoSIL 120-10-C4 | C4 | 300 | 4.6 | 10 | 120 | L26 | no | HPLC Column | SS | 300 x 4,6 mm
ProntoSIL | 01P4F040PS100 | BISCHOFF ProntoSIL 120-10-C4 | C4 | 14 | 4 | 10 | 120 | L26 | no | HPLC Column | PEEK | 14 x 4,0 mm
ProntoSIL | A2P4F040PS100 | BISCHOFF ProntoSIL 120-10-C4 | C4 | 20 | 4 | 10 | 120 | L26 | no | HPLC Column | PEEK | 20 x 4,0 mm
ProntoSIL | 02P4F040PS100 | BISCHOFF ProntoSIL 120-10-C4 | C4 | 25 | 4 | 10 | 120 | L26 | no | HPLC Column | PEEK | 25 x 4,0 mm
ProntoSIL | 03P4F040PS100 | BISCHOFF ProntoSIL 120-10-C4 | C4 | 30 | 4 | 10 | 120 | L26 | no | HPLC Column | PEEK | 30 x 4,0 mm
ProntoSIL | 04P4F040PS100 | BISCHOFF ProntoSIL 120-10-C4 | C4 | 33 | 4 | 10 | 120 | L26 | no | HPLC Column | PEEK | 33 x 4,0 mm
ProntoSIL | A4P4F040PS100 | BISCHOFF ProntoSIL 120-10-C4 | C4 | 40 | 4 | 10 | 120 | L26 | no | HPLC Column | PEEK | 40 x 4,0 mm
ProntoSIL | 05P4F040PS100 | BISCHOFF ProntoSIL 120-10-C4 | C4 | 50 | 4 | 10 | 120 | L26 | no | HPLC Column | PEEK | 50 x 4,0 mm
ProntoSIL | 06P4F040PS100 | BISCHOFF ProntoSIL 120-10-C4 | C4 | 53 | 4 | 10 | 120 | L26 | no | HPLC Column | PEEK | 53 x 4,0 mm
ProntoSIL | A6P4F040PS100 | BISCHOFF ProntoSIL 120-10-C4 | C4 | 60 | 4 | 10 | 120 | L26 | no | HPLC Column | PEEK | 60 x 4,0 mm
ProntoSIL | 07P4F040PS100 | BISCHOFF ProntoSIL 120-10-C4 | C4 | 75 | 4 | 10 | 120 | L26 | no | HPLC Column | PEEK | 75 x 4,0 mm
ProntoSIL | 10P4F040PS100 | BISCHOFF ProntoSIL 120-10-C4 | C4 | 100 | 4 | 10 | 120 | L26 | no | HPLC Column | PEEK | 100 x 4,0 mm
ProntoSIL | 12P4F040PS100 | BISCHOFF ProntoSIL 120-10-C4 | C4 | 125 | 4 | 10 | 120 | L26 | no | HPLC Column | PEEK | 125 x 4,0 mm
ProntoSIL | 15P4F040PS100 | BISCHOFF ProntoSIL 120-10-C4 | C4 | 150 | 4 | 10 | 120 | L26 | no | HPLC Column | PEEK | 150 x 4,0 mm
ProntoSIL | 20P4F040PS100 | BISCHOFF ProntoSIL 120-10-C4 | C4 | 200 | 4 | 10 | 120 | L26 | no | HPLC Column | PEEK | 200 x 4,0 mm
ProntoSIL | 25P4F040PS100 | BISCHOFF ProntoSIL 120-10-C4 | C4 | 250 | 4 | 10 | 120 | L26 | no | HPLC Column | PEEK | 250 x 4,0 mm
ProntoSIL | 30P4F040PS100 | BISCHOFF ProntoSIL 120-10-C4 | C4 | 300 | 4 | 10 | 120 | L26 | no | HPLC Column | PEEK | 300 x 4,0 mm
ProntoSIL | 6305F040PS100 | BISCHOFF ProntoSIL 120-10-C4 | C4 | 5 | 4 | 10 | 120 | L26 | no | Cartridges (5 pcs.) | SS | 5 x 4,0 mm
ProntoSIL | 6301F040PS100 | BISCHOFF ProntoSIL 120-10-C4 | C4 | 10 | 4 | 10 | 120 | L26 | no | Cartridges (5 pcs.) | SS | 10 x 4,0 mm
ProntoSIL | 6302F040PS100 | BISCHOFF ProntoSIL 120-10-C4 | C4 | 20 | 4 | 10 | 120 | L26 | no | Cartridges (5 pcs.) | SS | 20 x 4,0 mm
ProntoSIL | 63P1F040PS100 | BISCHOFF ProntoSIL 120-10-C4 | C4 | 10 | 4 | 10 | 120 | L26 | no | Cartridges (5 pcs.) | PEEK | 10 x 4,0 mm
ProntoSIL | 63P2F040PS100 | BISCHOFF ProntoSIL 120-10-C4 | C4 | 20 | 4 | 10 | 120 | L26 | no | Cartridges (5 pcs.) | PEEK | 20 x 4,0 mm
ProntoSIL | 6335F040PS100 | BISCHOFF ProntoSIL 120-10-C4 | C4 | 5 | 3 | 10 | 120 | L26 | no | Cartridges (5 pcs.) | SS | 5 x 3,0 mm
ProntoSIL | 6331F040PS100 | BISCHOFF ProntoSIL 120-10-C4 | C4 | 10 | 3 | 10 | 120 | L26 | no | Cartridges (5 pcs.) | SS | 10 x 3,0 mm
ProntoSIL | 6332F040PS100 | BISCHOFF ProntoSIL 120-10-C4 | C4 | 20 | 3 | 10 | 120 | L26 | no | Cartridges (5 pcs.) | SS | 20 x 3,0 mm
ProntoSIL | 6325F040PS100 | BISCHOFF ProntoSIL 120-10-C4 | C4 | 5 | 2 | 10 | 120 | L26 | no | Cartridges (5 pcs.) | SS | 5 x 2,0 mm
ProntoSIL | 6321F040PS100 | BISCHOFF ProntoSIL 120-10-C4 | C4 | 10 | 2 | 10 | 120 | L26 | no | Cartridges (5 pcs.) | SS | 10 x 2,0 mm
ProntoSIL | 6322F040PS100 | BISCHOFF ProntoSIL 120-10-C4 | C4 | 20 | 2 | 10 | 120 | L26 | no | Cartridges (5 pcs.) | SS | 20 x 2,0 mm
ProntoSIL | 0102F010PS030 | BISCHOFF ProntoSIL 120-3-C1 | C1 | 14 | 2 | 3 | 120 | L16 | no | HPLC Column | SS | 14 x 2,0 mm
ProntoSIL | 0103F010PS030 | BISCHOFF ProntoSIL 120-3-C1 | C1 | 14 | 3 | 3 | 120 | L16 | no | HPLC Column | SS | 14 x 3,0 mm
ProntoSIL | 0104F010PS030 | BISCHOFF ProntoSIL 120-3-C1 | C1 | 14 | 4 | 3 | 120 | L16 | no | HPLC Column | SS | 14 x 4,0 mm
ProntoSIL | 0146F010PS030 | BISCHOFF ProntoSIL 120-3-C1 | C1 | 14 | 4.6 | 3 | 120 | L16 | no | HPLC Column | SS | 14 x 4,6 mm
ProntoSIL | A202F010PS030 | BISCHOFF ProntoSIL 120-3-C1 | C1 | 20 | 2 | 3 | 120 | L16 | no | HPLC Column | SS | 20 x 2,0 mm
ProntoSIL | A203F010PS030 | BISCHOFF ProntoSIL 120-3-C1 | C1 | 20 | 3 | 3 | 120 | L16 | no | HPLC Column | SS | 20 x 3,0 mm
ProntoSIL | A204F010PS030 | BISCHOFF ProntoSIL 120-3-C1 | C1 | 20 | 4 | 3 | 120 | L16 | no | HPLC Column | SS | 20 x 4,0 mm
ProntoSIL | A246F010PS030 | BISCHOFF ProntoSIL 120-3-C1 | C1 | 20 | 4.6 | 3 | 120 | L16 | no | HPLC Column | SS | 20 x 4,6 mm
ProntoSIL | 0202F010PS030 | BISCHOFF ProntoSIL 120-3-C1 | C1 | 25 | 2 | 3 | 120 | L16 | no | HPLC Column | SS | 25 x 2,0 mm
ProntoSIL | 0203F010PS030 | BISCHOFF ProntoSIL 120-3-C1 | C1 | 25 | 3 | 3 | 120 | L16 | no | HPLC Column | SS | 25 x 3,0 mm
ProntoSIL | 0204F010PS030 | BISCHOFF ProntoSIL 120-3-C1 | C1 | 25 | 4 | 3 | 120 | L16 | no | HPLC Column | SS | 25 x 4,0 mm
ProntoSIL | 0246F010PS030 | BISCHOFF ProntoSIL 120-3-C1 | C1 | 25 | 4.6 | 3 | 120 | L16 | no | HPLC Column | SS | 25 x 4,6 mm
ProntoSIL | 0302F010PS030 | BISCHOFF ProntoSIL 120-3-C1 | C1 | 30 | 2 | 3 | 120 | L16 | no | HPLC Column | SS | 30 x 2,0 mm
ProntoSIL | 0303F010PS030 | BISCHOFF ProntoSIL 120-3-C1 | C1 | 30 | 3 | 3 | 120 | L16 | no | HPLC Column | SS | 30 x 3,0 mm
ProntoSIL | 0304F010PS030 | BISCHOFF ProntoSIL 120-3-C1 | C1 | 30 | 4 | 3 | 120 | L16 | no | HPLC Column | SS | 30 x 4,0 mm
ProntoSIL | 0346F010PS030 | BISCHOFF ProntoSIL 120-3-C1 | C1 | 30 | 4.6 | 3 | 120 | L16 | no | HPLC Column | SS | 30 x 4,6 mm
ProntoSIL | 0402F010PS030 | BISCHOFF ProntoSIL 120-3-C1 | C1 | 33 | 2 | 3 | 120 | L16 | no | HPLC Column | SS | 33 x 2,0 mm
ProntoSIL | 0403F010PS030 | BISCHOFF ProntoSIL 120-3-C1 | C1 | 33 | 3 | 3 | 120 | L16 | no | HPLC Column | SS | 33 x 3,0 mm
ProntoSIL | 0404F010PS030 | BISCHOFF ProntoSIL 120-3-C1 | C1 | 33 | 4 | 3 | 120 | L16 | no | HPLC Column | SS | 33 x 4,0 mm
ProntoSIL | 0446F010PS030 | BISCHOFF ProntoSIL 120-3-C1 | C1 | 33 | 4.6 | 3 | 120 | L16 | no | HPLC Column | SS | 33 x 4,6 mm
ProntoSIL | A402F010PS030 | BISCHOFF ProntoSIL 120-3-C1 | C1 | 40 | 2 | 3 | 120 | L16 | no | HPLC Column | SS | 40 x 2,0 mm
ProntoSIL | A403F010PS030 | BISCHOFF ProntoSIL 120-3-C1 | C1 | 40 | 3 | 3 | 120 | L16 | no | HPLC Column | SS | 40 x 3,0 mm
ProntoSIL | A404F010PS030 | BISCHOFF ProntoSIL 120-3-C1 | C1 | 40 | 4 | 3 | 120 | L16 | no | HPLC Column | SS | 40 x 4,0 mm
ProntoSIL | A446F010PS030 | BISCHOFF ProntoSIL 120-3-C1 | C1 | 40 | 4.6 | 3 | 120 | L16 | no | HPLC Column | SS | 40 x 4,6 mm
ProntoSIL | 0502F010PS030 | BISCHOFF ProntoSIL 120-3-C1 | C1 | 50 | 2 | 3 | 120 | L16 | no | HPLC Column | SS | 50 x 2,0 mm
ProntoSIL | 0503F010PS030 | BISCHOFF ProntoSIL 120-3-C1 | C1 | 50 | 3 | 3 | 120 | L16 | no | HPLC Column | SS | 50 x 3,0 mm
ProntoSIL | 0504F010PS030 | BISCHOFF ProntoSIL 120-3-C1 | C1 | 50 | 4 | 3 | 120 | L16 | no | HPLC Column | SS | 50 x 4,0 mm
ProntoSIL | 0546F010PS030 | BISCHOFF ProntoSIL 120-3-C1 | C1 | 50 | 4.6 | 3 | 120 | L16 | no | HPLC Column | SS | 50 x 4,6 mm
ProntoSIL | 0602F010PS030 | BISCHOFF ProntoSIL 120-3-C1 | C1 | 53 | 2 | 3 | 120 | L16 | no | HPLC Column | SS | 53 x 2,0 mm
ProntoSIL | 0603F010PS030 | BISCHOFF ProntoSIL 120-3-C1 | C1 | 53 | 3 | 3 | 120 | L16 | no | HPLC Column | SS | 53 x 3,0 mm
ProntoSIL | 0604F010PS030 | BISCHOFF ProntoSIL 120-3-C1 | C1 | 53 | 4 | 3 | 120 | L16 | no | HPLC Column | SS | 53 x 4,0 mm
ProntoSIL | 0646F010PS030 | BISCHOFF ProntoSIL 120-3-C1 | C1 | 53 | 4.6 | 3 | 120 | L16 | no | HPLC Column | SS | 53 x 4,6 mm
ProntoSIL | A602F010PS030 | BISCHOFF ProntoSIL 120-3-C1 | C1 | 60 | 2 | 3 | 120 | L16 | no | HPLC Column | SS | 60 x 2,0 mm
ProntoSIL | A603F010PS030 | BISCHOFF ProntoSIL 120-3-C1 | C1 | 60 | 3 | 3 | 120 | L16 | no | HPLC Column | SS | 60 x 3,0 mm
ProntoSIL | A604F010PS030 | BISCHOFF ProntoSIL 120-3-C1 | C1 | 60 | 4 | 3 | 120 | L16 | no | HPLC Column | SS | 60 x 4,0 mm
ProntoSIL | A646F010PS030 | BISCHOFF ProntoSIL 120-3-C1 | C1 | 60 | 4.6 | 3 | 120 | L16 | no | HPLC Column | SS | 60 x 4,6 mm
ProntoSIL | 0702F010PS030 | BISCHOFF ProntoSIL 120-3-C1 | C1 | 75 | 2 | 3 | 120 | L16 | no | HPLC Column | SS | 75 x 2,0 mm
ProntoSIL | 0703F010PS030 | BISCHOFF ProntoSIL 120-3-C1 | C1 | 75 | 3 | 3 | 120 | L16 | no | HPLC Column | SS | 75 x 3,0 mm
ProntoSIL | 0704F010PS030 | BISCHOFF ProntoSIL 120-3-C1 | C1 | 75 | 4 | 3 | 120 | L16 | no | HPLC Column | SS | 75 x 4,0 mm
ProntoSIL | 0746F010PS030 | BISCHOFF ProntoSIL 120-3-C1 | C1 | 75 | 4.6 | 3 | 120 | L16 | no | HPLC Column | SS | 75 x 4,6 mm
ProntoSIL | 1002F010PS030 | BISCHOFF ProntoSIL 120-3-C1 | C1 | 100 | 2 | 3 | 120 | L16 | no | HPLC Column | SS | 100 x 2,0 mm
ProntoSIL | 1003F010PS030 | BISCHOFF ProntoSIL 120-3-C1 | C1 | 100 | 3 | 3 | 120 | L16 | no | HPLC Column | SS | 100 x 3,0 mm
ProntoSIL | 1004F010PS030 | BISCHOFF ProntoSIL 120-3-C1 | C1 | 100 | 4 | 3 | 120 | L16 | no | HPLC Column | SS | 100 x 4,0 mm
ProntoSIL | 1046F010PS030 | BISCHOFF ProntoSIL 120-3-C1 | C1 | 100 | 4.6 | 3 | 120 | L16 | no | HPLC Column | SS | 100 x 4,6 mm
ProntoSIL | 1202F010PS030 | BISCHOFF ProntoSIL 120-3-C1 | C1 | 125 | 2 | 3 | 120 | L16 | no | HPLC Column | SS | 125 x 2,0 mm
ProntoSIL | 1203F010PS030 | BISCHOFF ProntoSIL 120-3-C1 | C1 | 125 | 3 | 3 | 120 | L16 | no | HPLC Column | SS | 125 x 3,0 mm
ProntoSIL | 1204F010PS030 | BISCHOFF ProntoSIL 120-3-C1 | C1 | 125 | 4 | 3 | 120 | L16 | no | HPLC Column | SS | 125 x 4,0 mm
ProntoSIL | 1246F010PS030 | BISCHOFF ProntoSIL 120-3-C1 | C1 | 125 | 4.6 | 3 | 120 | L16 | no | HPLC Column | SS | 125 x 4,6 mm
ProntoSIL | 1502F010PS030 | BISCHOFF ProntoSIL 120-3-C1 | C1 | 150 | 2 | 3 | 120 | L16 | no | HPLC Column | SS | 150 x 2,0 mm
ProntoSIL | 1503F010PS030 | BISCHOFF ProntoSIL 120-3-C1 | C1 | 150 | 3 | 3 | 120 | L16 | no | HPLC Column | SS | 150 x 3,0 mm
ProntoSIL | 1504F010PS030 | BISCHOFF ProntoSIL 120-3-C1 | C1 | 150 | 4 | 3 | 120 | L16 | no | HPLC Column | SS | 150 x 4,0 mm
ProntoSIL | 1546F010PS030 | BISCHOFF ProntoSIL 120-3-C1 | C1 | 150 | 4.6 | 3 | 120 | L16 | no | HPLC Column | SS | 150 x 4,6 mm
ProntoSIL | 2002F010PS030 | BISCHOFF ProntoSIL 120-3-C1 | C1 | 200 | 2 | 3 | 120 | L16 | no | HPLC Column | SS | 200 x 2,0 mm
ProntoSIL | 2003F010PS030 | BISCHOFF ProntoSIL 120-3-C1 | C1 | 200 | 3 | 3 | 120 | L16 | no | HPLC Column | SS | 200 x 3,0 mm
ProntoSIL | 2004F010PS030 | BISCHOFF ProntoSIL 120-3-C1 | C1 | 200 | 4 | 3 | 120 | L16 | no | HPLC Column | SS | 200 x 4,0 mm
ProntoSIL | 2046F010PS030 | BISCHOFF ProntoSIL 120-3-C1 | C1 | 200 | 4.6 | 3 | 120 | L16 | no | HPLC Column | SS | 200 x 4,6 mm
ProntoSIL | 2502F010PS030 | BISCHOFF ProntoSIL 120-3-C1 | C1 | 250 | 2 | 3 | 120 | L16 | no | HPLC Column | SS | 250 x 2,0 mm
ProntoSIL | 2503F010PS030 | BISCHOFF ProntoSIL 120-3-C1 | C1 | 250 | 3 | 3 | 120 | L16 | no | HPLC Column | SS | 250 x 3,0 mm
ProntoSIL | 2504F010PS030 | BISCHOFF ProntoSIL 120-3-C1 | C1 | 250 | 4 | 3 | 120 | L16 | no | HPLC Column | SS | 250 x 4,0 mm
ProntoSIL | 2546F010PS030 | BISCHOFF ProntoSIL 120-3-C1 | C1 | 250 | 4.6 | 3 | 120 | L16 | no | HPLC Column | SS | 250 x 4,6 mm
ProntoSIL | 3002F010PS030 | BISCHOFF ProntoSIL 120-3-C1 | C1 | 300 | 2 | 3 | 120 | L16 | no | HPLC Column | SS | 300 x 2,0 mm
ProntoSIL | 3003F010PS030 | BISCHOFF ProntoSIL 120-3-C1 | C1 | 300 | 3 | 3 | 120 | L16 | no | HPLC Column | SS | 300 x 3,0 mm
ProntoSIL | 3004F010PS030 | BISCHOFF ProntoSIL 120-3-C1 | C1 | 300 | 4 | 3 | 120 | L16 | no | HPLC Column | SS | 300 x 4,0 mm
ProntoSIL | 3046F010PS030 | BISCHOFF ProntoSIL 120-3-C1 | C1 | 300 | 4.6 | 3 | 120 | L16 | no | HPLC Column | SS | 300 x 4,6 mm
ProntoSIL | 01P4F010PS030 | BISCHOFF ProntoSIL 120-3-C1 | C1 | 14 | 4 | 3 | 120 | L16 | no | HPLC Column | PEEK | 14 x 4,0 mm
ProntoSIL | A2P4F010PS030 | BISCHOFF ProntoSIL 120-3-C1 | C1 | 20 | 4 | 3 | 120 | L16 | no | HPLC Column | PEEK | 20 x 4,0 mm
ProntoSIL | 02P4F010PS030 | BISCHOFF ProntoSIL 120-3-C1 | C1 | 25 | 4 | 3 | 120 | L16 | no | HPLC Column | PEEK | 25 x 4,0 mm
ProntoSIL | 03P4F010PS030 | BISCHOFF ProntoSIL 120-3-C1 | C1 | 30 | 4 | 3 | 120 | L16 | no | HPLC Column | PEEK | 30 x 4,0 mm
ProntoSIL | 04P4F010PS030 | BISCHOFF ProntoSIL 120-3-C1 | C1 | 33 | 4 | 3 | 120 | L16 | no | HPLC Column | PEEK | 33 x 4,0 mm
ProntoSIL | A4P4F010PS030 | BISCHOFF ProntoSIL 120-3-C1 | C1 | 40 | 4 | 3 | 120 | L16 | no | HPLC Column | PEEK | 40 x 4,0 mm
ProntoSIL | 05P4F010PS030 | BISCHOFF ProntoSIL 120-3-C1 | C1 | 50 | 4 | 3 | 120 | L16 | no | HPLC Column | PEEK | 50 x 4,0 mm
ProntoSIL | 06P4F010PS030 | BISCHOFF ProntoSIL 120-3-C1 | C1 | 53 | 4 | 3 | 120 | L16 | no | HPLC Column | PEEK | 53 x 4,0 mm
ProntoSIL | A6P4F010PS030 | BISCHOFF ProntoSIL 120-3-C1 | C1 | 60 | 4 | 3 | 120 | L16 | no | HPLC Column | PEEK | 60 x 4,0 mm
ProntoSIL | 07P4F010PS030 | BISCHOFF ProntoSIL 120-3-C1 | C1 | 75 | 4 | 3 | 120 | L16 | no | HPLC Column | PEEK | 75 x 4,0 mm
ProntoSIL | 10P4F010PS030 | BISCHOFF ProntoSIL 120-3-C1 | C1 | 100 | 4 | 3 | 120 | L16 | no | HPLC Column | PEEK | 100 x 4,0 mm
ProntoSIL | 12P4F010PS030 | BISCHOFF ProntoSIL 120-3-C1 | C1 | 125 | 4 | 3 | 120 | L16 | no | HPLC Column | PEEK | 125 x 4,0 mm
ProntoSIL | 15P4F010PS030 | BISCHOFF ProntoSIL 120-3-C1 | C1 | 150 | 4 | 3 | 120 | L16 | no | HPLC Column | PEEK | 150 x 4,0 mm
ProntoSIL | 20P4F010PS030 | BISCHOFF ProntoSIL 120-3-C1 | C1 | 200 | 4 | 3 | 120 | L16 | no | HPLC Column | PEEK | 200 x 4,0 mm
ProntoSIL | 25P4F010PS030 | BISCHOFF ProntoSIL 120-3-C1 | C1 | 250 | 4 | 3 | 120 | L16 | no | HPLC Column | PEEK | 250 x 4,0 mm
ProntoSIL | 30P4F010PS030 | BISCHOFF ProntoSIL 120-3-C1 | C1 | 300 | 4 | 3 | 120 | L16 | no | HPLC Column | PEEK | 300 x 4,0 mm
ProntoSIL | 6305F010PS030 | BISCHOFF ProntoSIL 120-3-C1 | C1 | 5 | 4 | 3 | 120 | L16 | no | Cartridges (5 pcs.) | SS | 5 x 4,0 mm
ProntoSIL | 6301F010PS030 | BISCHOFF ProntoSIL 120-3-C1 | C1 | 10 | 4 | 3 | 120 | L16 | no | Cartridges (5 pcs.) | SS | 10 x 4,0 mm
ProntoSIL | 6302F010PS030 | BISCHOFF ProntoSIL 120-3-C1 | C1 | 20 | 4 | 3 | 120 | L16 | no | Cartridges (5 pcs.) | SS | 20 x 4,0 mm
ProntoSIL | 63P1F010PS030 | BISCHOFF ProntoSIL 120-3-C1 | C1 | 10 | 4 | 3 | 120 | L16 | no | Cartridges (5 pcs.) | PEEK | 10 x 4,0 mm
ProntoSIL | 63P2F010PS030 | BISCHOFF ProntoSIL 120-3-C1 | C1 | 20 | 4 | 3 | 120 | L16 | no | Cartridges (5 pcs.) | PEEK | 20 x 4,0 mm
ProntoSIL | 6335F010PS030 | BISCHOFF ProntoSIL 120-3-C1 | C1 | 5 | 3 | 3 | 120 | L16 | no | Cartridges (5 pcs.) | SS | 5 x 3,0 mm
ProntoSIL | 6331F010PS030 | BISCHOFF ProntoSIL 120-3-C1 | C1 | 10 | 3 | 3 | 120 | L16 | no | Cartridges (5 pcs.) | SS | 10 x 3,0 mm
ProntoSIL | 6332F010PS030 | BISCHOFF ProntoSIL 120-3-C1 | C1 | 20 | 3 | 3 | 120 | L16 | no | Cartridges (5 pcs.) | SS | 20 x 3,0 mm
ProntoSIL | 6325F010PS030 | BISCHOFF ProntoSIL 120-3-C1 | C1 | 5 | 2 | 3 | 120 | L16 | no | Cartridges (5 pcs.) | SS | 5 x 2,0 mm
ProntoSIL | 6321F010PS030 | BISCHOFF ProntoSIL 120-3-C1 | C1 | 10 | 2 | 3 | 120 | L16 | no | Cartridges (5 pcs.) | SS | 10 x 2,0 mm
ProntoSIL | 6322F010PS030 | BISCHOFF ProntoSIL 120-3-C1 | C1 | 20 | 2 | 3 | 120 | L16 | no | Cartridges (5 pcs.) | SS | 20 x 2,0 mm
ProntoSIL | 0102F010PS050 | BISCHOFF ProntoSIL 120-5-C1 | C1 | 14 | 2 | 5 | 120 | L16 | no | HPLC Column | SS | 14 x 2,0 mm
ProntoSIL | 0103F010PS050 | BISCHOFF ProntoSIL 120-5-C1 | C1 | 14 | 3 | 5 | 120 | L16 | no | HPLC Column | SS | 14 x 3,0 mm
ProntoSIL | 0104F010PS050 | BISCHOFF ProntoSIL 120-5-C1 | C1 | 14 | 4 | 5 | 120 | L16 | no | HPLC Column | SS | 14 x 4,0 mm
ProntoSIL | 0146F010PS050 | BISCHOFF ProntoSIL 120-5-C1 | C1 | 14 | 4.6 | 5 | 120 | L16 | no | HPLC Column | SS | 14 x 4,6 mm
ProntoSIL | A202F010PS050 | BISCHOFF ProntoSIL 120-5-C1 | C1 | 20 | 2 | 5 | 120 | L16 | no | HPLC Column | SS | 20 x 2,0 mm
ProntoSIL | A203F010PS050 | BISCHOFF ProntoSIL 120-5-C1 | C1 | 20 | 3 | 5 | 120 | L16 | no | HPLC Column | SS | 20 x 3,0 mm
ProntoSIL | A204F010PS050 | BISCHOFF ProntoSIL 120-5-C1 | C1 | 20 | 4 | 5 | 120 | L16 | no | HPLC Column | SS | 20 x 4,0 mm
ProntoSIL | A246F010PS050 | BISCHOFF ProntoSIL 120-5-C1 | C1 | 20 | 4.6 | 5 | 120 | L16 | no | HPLC Column | SS | 20 x 4,6 mm
ProntoSIL | 0202F010PS050 | BISCHOFF ProntoSIL 120-5-C1 | C1 | 25 | 2 | 5 | 120 | L16 | no | HPLC Column | SS | 25 x 2,0 mm
ProntoSIL | 0203F010PS050 | BISCHOFF ProntoSIL 120-5-C1 | C1 | 25 | 3 | 5 | 120 | L16 | no | HPLC Column | SS | 25 x 3,0 mm
ProntoSIL | 0204F010PS050 | BISCHOFF ProntoSIL 120-5-C1 | C1 | 25 | 4 | 5 | 120 | L16 | no | HPLC Column | SS | 25 x 4,0 mm
ProntoSIL | 0246F010PS050 | BISCHOFF ProntoSIL 120-5-C1 | C1 | 25 | 4.6 | 5 | 120 | L16 | no | HPLC Column | SS | 25 x 4,6 mm
ProntoSIL | 0302F010PS050 | BISCHOFF ProntoSIL 120-5-C1 | C1 | 30 | 2 | 5 | 120 | L16 | no | HPLC Column | SS | 30 x 2,0 mm
ProntoSIL | 0303F010PS050 | BISCHOFF ProntoSIL 120-5-C1 | C1 | 30 | 3 | 5 | 120 | L16 | no | HPLC Column | SS | 30 x 3,0 mm
ProntoSIL | 0304F010PS050 | BISCHOFF ProntoSIL 120-5-C1 | C1 | 30 | 4 | 5 | 120 | L16 | no | HPLC Column | SS | 30 x 4,0 mm
ProntoSIL | 0346F010PS050 | BISCHOFF ProntoSIL 120-5-C1 | C1 | 30 | 4.6 | 5 | 120 | L16 | no | HPLC Column | SS | 30 x 4,6 mm
ProntoSIL | 0402F010PS050 | BISCHOFF ProntoSIL 120-5-C1 | C1 | 33 | 2 | 5 | 120 | L16 | no | HPLC Column | SS | 33 x 2,0 mm
ProntoSIL | 0403F010PS050 | BISCHOFF ProntoSIL 120-5-C1 | C1 | 33 | 3 | 5 | 120 | L16 | no | HPLC Column | SS | 33 x 3,0 mm
ProntoSIL | 0404F010PS050 | BISCHOFF ProntoSIL 120-5-C1 | C1 | 33 | 4 | 5 | 120 | L16 | no | HPLC Column | SS | 33 x 4,0 mm
ProntoSIL | 0446F010PS050 | BISCHOFF ProntoSIL 120-5-C1 | C1 | 33 | 4.6 | 5 | 120 | L16 | no | HPLC Column | SS | 33 x 4,6 mm
ProntoSIL | A402F010PS050 | BISCHOFF ProntoSIL 120-5-C1 | C1 | 40 | 2 | 5 | 120 | L16 | no | HPLC Column | SS | 40 x 2,0 mm
ProntoSIL | A403F010PS050 | BISCHOFF ProntoSIL 120-5-C1 | C1 | 40 | 3 | 5 | 120 | L16 | no | HPLC Column | SS | 40 x 3,0 mm
ProntoSIL | A404F010PS050 | BISCHOFF ProntoSIL 120-5-C1 | C1 | 40 | 4 | 5 | 120 | L16 | no | HPLC Column | SS | 40 x 4,0 mm
ProntoSIL | A446F010PS050 | BISCHOFF ProntoSIL 120-5-C1 | C1 | 40 | 4.6 | 5 | 120 | L16 | no | HPLC Column | SS | 40 x 4,6 mm
ProntoSIL | 0502F010PS050 | BISCHOFF ProntoSIL 120-5-C1 | C1 | 50 | 2 | 5 | 120 | L16 | no | HPLC Column | SS | 50 x 2,0 mm
ProntoSIL | 0503F010PS050 | BISCHOFF ProntoSIL 120-5-C1 | C1 | 50 | 3 | 5 | 120 | L16 | no | HPLC Column | SS | 50 x 3,0 mm
ProntoSIL | 0504F010PS050 | BISCHOFF ProntoSIL 120-5-C1 | C1 | 50 | 4 | 5 | 120 | L16 | no | HPLC Column | SS | 50 x 4,0 mm
ProntoSIL | 0546F010PS050 | BISCHOFF ProntoSIL 120-5-C1 | C1 | 50 | 4.6 | 5 | 120 | L16 | no | HPLC Column | SS | 50 x 4,6 mm
ProntoSIL | 0602F010PS050 | BISCHOFF ProntoSIL 120-5-C1 | C1 | 53 | 2 | 5 | 120 | L16 | no | HPLC Column | SS | 53 x 2,0 mm
ProntoSIL | 0603F010PS050 | BISCHOFF ProntoSIL 120-5-C1 | C1 | 53 | 3 | 5 | 120 | L16 | no | HPLC Column | SS | 53 x 3,0 mm
ProntoSIL | 0604F010PS050 | BISCHOFF ProntoSIL 120-5-C1 | C1 | 53 | 4 | 5 | 120 | L16 | no | HPLC Column | SS | 53 x 4,0 mm
ProntoSIL | 0646F010PS050 | BISCHOFF ProntoSIL 120-5-C1 | C1 | 53 | 4.6 | 5 | 120 | L16 | no | HPLC Column | SS | 53 x 4,6 mm
ProntoSIL | A602F010PS050 | BISCHOFF ProntoSIL 120-5-C1 | C1 | 60 | 2 | 5 | 120 | L16 | no | HPLC Column | SS | 60 x 2,0 mm
ProntoSIL | A603F010PS050 | BISCHOFF ProntoSIL 120-5-C1 | C1 | 60 | 3 | 5 | 120 | L16 | no | HPLC Column | SS | 60 x 3,0 mm
ProntoSIL | A604F010PS050 | BISCHOFF ProntoSIL 120-5-C1 | C1 | 60 | 4 | 5 | 120 | L16 | no | HPLC Column | SS | 60 x 4,0 mm
ProntoSIL | A646F010PS050 | BISCHOFF ProntoSIL 120-5-C1 | C1 | 60 | 4.6 | 5 | 120 | L16 | no | HPLC Column | SS | 60 x 4,6 mm
ProntoSIL | 0702F010PS050 | BISCHOFF ProntoSIL 120-5-C1 | C1 | 75 | 2 | 5 | 120 | L16 | no | HPLC Column | SS | 75 x 2,0 mm
ProntoSIL | 0703F010PS050 | BISCHOFF ProntoSIL 120-5-C1 | C1 | 75 | 3 | 5 | 120 | L16 | no | HPLC Column | SS | 75 x 3,0 mm
ProntoSIL | 0704F010PS050 | BISCHOFF ProntoSIL 120-5-C1 | C1 | 75 | 4 | 5 | 120 | L16 | no | HPLC Column | SS | 75 x 4,0 mm
ProntoSIL | 0746F010PS050 | BISCHOFF ProntoSIL 120-5-C1 | C1 | 75 | 4.6 | 5 | 120 | L16 | no | HPLC Column | SS | 75 x 4,6 mm
ProntoSIL | 1002F010PS050 | BISCHOFF ProntoSIL 120-5-C1 | C1 | 100 | 2 | 5 | 120 | L16 | no | HPLC Column | SS | 100 x 2,0 mm
ProntoSIL | 1003F010PS050 | BISCHOFF ProntoSIL 120-5-C1 | C1 | 100 | 3 | 5 | 120 | L16 | no | HPLC Column | SS | 100 x 3,0 mm
ProntoSIL | 1004F010PS050 | BISCHOFF ProntoSIL 120-5-C1 | C1 | 100 | 4 | 5 | 120 | L16 | no | HPLC Column | SS | 100 x 4,0 mm
ProntoSIL | 1046F010PS050 | BISCHOFF ProntoSIL 120-5-C1 | C1 | 100 | 4.6 | 5 | 120 | L16 | no | HPLC Column | SS | 100 x 4,6 mm
ProntoSIL | 1202F010PS050 | BISCHOFF ProntoSIL 120-5-C1 | C1 | 125 | 2 | 5 | 120 | L16 | no | HPLC Column | SS | 125 x 2,0 mm
ProntoSIL | 1203F010PS050 | BISCHOFF ProntoSIL 120-5-C1 | C1 | 125 | 3 | 5 | 120 | L16 | no | HPLC Column | SS | 125 x 3,0 mm
ProntoSIL | 1204F010PS050 | BISCHOFF ProntoSIL 120-5-C1 | C1 | 125 | 4 | 5 | 120 | L16 | no | HPLC Column | SS | 125 x 4,0 mm
ProntoSIL | 1246F010PS050 | BISCHOFF ProntoSIL 120-5-C1 | C1 | 125 | 4.6 | 5 | 120 | L16 | no | HPLC Column | SS | 125 x 4,6 mm
ProntoSIL | 1502F010PS050 | BISCHOFF ProntoSIL 120-5-C1 | C1 | 150 | 2 | 5 | 120 | L16 | no | HPLC Column | SS | 150 x 2,0 mm
ProntoSIL | 1503F010PS050 | BISCHOFF ProntoSIL 120-5-C1 | C1 | 150 | 3 | 5 | 120 | L16 | no | HPLC Column | SS | 150 x 3,0 mm
ProntoSIL | 1504F010PS050 | BISCHOFF ProntoSIL 120-5-C1 | C1 | 150 | 4 | 5 | 120 | L16 | no | HPLC Column | SS | 150 x 4,0 mm
ProntoSIL | 1546F010PS050 | BISCHOFF ProntoSIL 120-5-C1 | C1 | 150 | 4.6 | 5 | 120 | L16 | no | HPLC Column | SS | 150 x 4,6 mm
ProntoSIL | 2002F010PS050 | BISCHOFF ProntoSIL 120-5-C1 | C1 | 200 | 2 | 5 | 120 | L16 | no | HPLC Column | SS | 200 x 2,0 mm
ProntoSIL | 2003F010PS050 | BISCHOFF ProntoSIL 120-5-C1 | C1 | 200 | 3 | 5 | 120 | L16 | no | HPLC Column | SS | 200 x 3,0 mm
ProntoSIL | 2004F010PS050 | BISCHOFF ProntoSIL 120-5-C1 | C1 | 200 | 4 | 5 | 120 | L16 | no | HPLC Column | SS | 200 x 4,0 mm
ProntoSIL | 2046F010PS050 | BISCHOFF ProntoSIL 120-5-C1 | C1 | 200 | 4.6 | 5 | 120 | L16 | no | HPLC Column | SS | 200 x 4,6 mm
ProntoSIL | 2502F010PS050 | BISCHOFF ProntoSIL 120-5-C1 | C1 | 250 | 2 | 5 | 120 | L16 | no | HPLC Column | SS | 250 x 2,0 mm
ProntoSIL | 2503F010PS050 | BISCHOFF ProntoSIL 120-5-C1 | C1 | 250 | 3 | 5 | 120 | L16 | no | HPLC Column | SS | 250 x 3,0 mm
ProntoSIL | 2504F010PS050 | BISCHOFF ProntoSIL 120-5-C1 | C1 | 250 | 4 | 5 | 120 | L16 | no | HPLC Column | SS | 250 x 4,0 mm
ProntoSIL | 2546F010PS050 | BISCHOFF ProntoSIL 120-5-C1 | C1 | 250 | 4.6 | 5 | 120 | L16 | no | HPLC Column | SS | 250 x 4,6 mm
ProntoSIL | 3002F010PS050 | BISCHOFF ProntoSIL 120-5-C1 | C1 | 300 | 2 | 5 | 120 | L16 | no | HPLC Column | SS | 300 x 2,0 mm
ProntoSIL | 3003F010PS050 | BISCHOFF ProntoSIL 120-5-C1 | C1 | 300 | 3 | 5 | 120 | L16 | no | HPLC Column | SS | 300 x 3,0 mm
ProntoSIL | 3004F010PS050 | BISCHOFF ProntoSIL 120-5-C1 | C1 | 300 | 4 | 5 | 120 | L16 | no | HPLC Column | SS | 300 x 4,0 mm
ProntoSIL | 3046F010PS050 | BISCHOFF ProntoSIL 120-5-C1 | C1 | 300 | 4.6 | 5 | 120 | L16 | no | HPLC Column | SS | 300 x 4,6 mm
ProntoSIL | 01P4F010PS050 | BISCHOFF ProntoSIL 120-5-C1 | C1 | 14 | 4 | 5 | 120 | L16 | no | HPLC Column | PEEK | 14 x 4,0 mm
ProntoSIL | A2P4F010PS050 | BISCHOFF ProntoSIL 120-5-C1 | C1 | 20 | 4 | 5 | 120 | L16 | no | HPLC Column | PEEK | 20 x 4,0 mm
ProntoSIL | 02P4F010PS050 | BISCHOFF ProntoSIL 120-5-C1 | C1 | 25 | 4 | 5 | 120 | L16 | no | HPLC Column | PEEK | 25 x 4,0 mm
ProntoSIL | 03P4F010PS050 | BISCHOFF ProntoSIL 120-5-C1 | C1 | 30 | 4 | 5 | 120 | L16 | no | HPLC Column | PEEK | 30 x 4,0 mm
ProntoSIL | 04P4F010PS050 | BISCHOFF ProntoSIL 120-5-C1 | C1 | 33 | 4 | 5 | 120 | L16 | no | HPLC Column | PEEK | 33 x 4,0 mm
ProntoSIL | A4P4F010PS050 | BISCHOFF ProntoSIL 120-5-C1 | C1 | 40 | 4 | 5 | 120 | L16 | no | HPLC Column | PEEK | 40 x 4,0 mm
ProntoSIL | 05P4F010PS050 | BISCHOFF ProntoSIL 120-5-C1 | C1 | 50 | 4 | 5 | 120 | L16 | no | HPLC Column | PEEK | 50 x 4,0 mm
ProntoSIL | 06P4F010PS050 | BISCHOFF ProntoSIL 120-5-C1 | C1 | 53 | 4 | 5 | 120 | L16 | no | HPLC Column | PEEK | 53 x 4,0 mm
ProntoSIL | A6P4F010PS050 | BISCHOFF ProntoSIL 120-5-C1 | C1 | 60 | 4 | 5 | 120 | L16 | no | HPLC Column | PEEK | 60 x 4,0 mm
ProntoSIL | 07P4F010PS050 | BISCHOFF ProntoSIL 120-5-C1 | C1 | 75 | 4 | 5 | 120 | L16 | no | HPLC Column | PEEK | 75 x 4,0 mm
ProntoSIL | 10P4F010PS050 | BISCHOFF ProntoSIL 120-5-C1 | C1 | 100 | 4 | 5 | 120 | L16 | no | HPLC Column | PEEK | 100 x 4,0 mm
ProntoSIL | 12P4F010PS050 | BISCHOFF ProntoSIL 120-5-C1 | C1 | 125 | 4 | 5 | 120 | L16 | no | HPLC Column | PEEK | 125 x 4,0 mm
ProntoSIL | 15P4F010PS050 | BISCHOFF ProntoSIL 120-5-C1 | C1 | 150 | 4 | 5 | 120 | L16 | no | HPLC Column | PEEK | 150 x 4,0 mm
ProntoSIL | 20P4F010PS050 | BISCHOFF ProntoSIL 120-5-C1 | C1 | 200 | 4 | 5 | 120 | L16 | no | HPLC Column | PEEK | 200 x 4,0 mm
ProntoSIL | 25P4F010PS050 | BISCHOFF ProntoSIL 120-5-C1 | C1 | 250 | 4 | 5 | 120 | L16 | no | HPLC Column | PEEK | 250 x 4,0 mm
ProntoSIL | 30P4F010PS050 | BISCHOFF ProntoSIL 120-5-C1 | C1 | 300 | 4 | 5 | 120 | L16 | no | HPLC Column | PEEK | 300 x 4,0 mm
ProntoSIL | 6305F010PS050 | BISCHOFF ProntoSIL 120-5-C1 | C1 | 5 | 4 | 5 | 120 | L16 | no | Cartridges (5 pcs.) | SS | 5 x 4,0 mm
ProntoSIL | 6301F010PS050 | BISCHOFF ProntoSIL 120-5-C1 | C1 | 10 | 4 | 5 | 120 | L16 | no | Cartridges (5 pcs.) | SS | 10 x 4,0 mm
ProntoSIL | 6302F010PS050 | BISCHOFF ProntoSIL 120-5-C1 | C1 | 20 | 4 | 5 | 120 | L16 | no | Cartridges (5 pcs.) | SS | 20 x 4,0 mm
ProntoSIL | 63P1F010PS050 | BISCHOFF ProntoSIL 120-5-C1 | C1 | 10 | 4 | 5 | 120 | L16 | no | Cartridges (5 pcs.) | PEEK | 10 x 4,0 mm
ProntoSIL | 63P2F010PS050 | BISCHOFF ProntoSIL 120-5-C1 | C1 | 20 | 4 | 5 | 120 | L16 | no | Cartridges (5 pcs.) | PEEK | 20 x 4,0 mm
ProntoSIL | 6335F010PS050 | BISCHOFF ProntoSIL 120-5-C1 | C1 | 5 | 3 | 5 | 120 | L16 | no | Cartridges (5 pcs.) | SS | 5 x 3,0 mm
ProntoSIL | 6331F010PS050 | BISCHOFF ProntoSIL 120-5-C1 | C1 | 10 | 3 | 5 | 120 | L16 | no | Cartridges (5 pcs.) | SS | 10 x 3,0 mm
ProntoSIL | 6332F010PS050 | BISCHOFF ProntoSIL 120-5-C1 | C1 | 20 | 3 | 5 | 120 | L16 | no | Cartridges (5 pcs.) | SS | 20 x 3,0 mm
ProntoSIL | 6325F010PS050 | BISCHOFF ProntoSIL 120-5-C1 | C1 | 5 | 2 | 5 | 120 | L16 | no | Cartridges (5 pcs.) | SS | 5 x 2,0 mm
ProntoSIL | 6321F010PS050 | BISCHOFF ProntoSIL 120-5-C1 | C1 | 10 | 2 | 5 | 120 | L16 | no | Cartridges (5 pcs.) | SS | 10 x 2,0 mm
ProntoSIL | 6322F010PS050 | BISCHOFF ProntoSIL 120-5-C1 | C1 | 20 | 2 | 5 | 120 | L16 | no | Cartridges (5 pcs.) | SS | 20 x 2,0 mm
ProntoSIL | 0102G050PS050 | BISCHOFF ProntoSIL 60-5-Phenyl | PHENYL | 14 | 2 | 5 | 60 | L11 | fully | HPLC Column | SS | 14 x 2,0 mm
ProntoSIL | 0103G050PS050 | BISCHOFF ProntoSIL 60-5-Phenyl | PHENYL | 14 | 3 | 5 | 60 | L11 | fully | HPLC Column | SS | 14 x 3,0 mm
ProntoSIL | 0104G050PS050 | BISCHOFF ProntoSIL 60-5-Phenyl | PHENYL | 14 | 4 | 5 | 60 | L11 | fully | HPLC Column | SS | 14 x 4,0 mm
ProntoSIL | 0146G050PS050 | BISCHOFF ProntoSIL 60-5-Phenyl | PHENYL | 14 | 4.6 | 5 | 60 | L11 | fully | HPLC Column | SS | 14 x 4,6 mm
ProntoSIL | A202G050PS050 | BISCHOFF ProntoSIL 60-5-Phenyl | PHENYL | 20 | 2 | 5 | 60 | L11 | fully | HPLC Column | SS | 20 x 2,0 mm
ProntoSIL | A203G050PS050 | BISCHOFF ProntoSIL 60-5-Phenyl | PHENYL | 20 | 3 | 5 | 60 | L11 | fully | HPLC Column | SS | 20 x 3,0 mm
ProntoSIL | A204G050PS050 | BISCHOFF ProntoSIL 60-5-Phenyl | PHENYL | 20 | 4 | 5 | 60 | L11 | fully | HPLC Column | SS | 20 x 4,0 mm
ProntoSIL | A246G050PS050 | BISCHOFF ProntoSIL 60-5-Phenyl | PHENYL | 20 | 4.6 | 5 | 60 | L11 | fully | HPLC Column | SS | 20 x 4,6 mm
ProntoSIL | 0202G050PS050 | BISCHOFF ProntoSIL 60-5-Phenyl | PHENYL | 25 | 2 | 5 | 60 | L11 | fully | HPLC Column | SS | 25 x 2,0 mm
ProntoSIL | 0203G050PS050 | BISCHOFF ProntoSIL 60-5-Phenyl | PHENYL | 25 | 3 | 5 | 60 | L11 | fully | HPLC Column | SS | 25 x 3,0 mm
ProntoSIL | 0204G050PS050 | BISCHOFF ProntoSIL 60-5-Phenyl | PHENYL | 25 | 4 | 5 | 60 | L11 | fully | HPLC Column | SS | 25 x 4,0 mm
ProntoSIL | 0246G050PS050 | BISCHOFF ProntoSIL 60-5-Phenyl | PHENYL | 25 | 4.6 | 5 | 60 | L11 | fully | HPLC Column | SS | 25 x 4,6 mm
ProntoSIL | 0302G050PS050 | BISCHOFF ProntoSIL 60-5-Phenyl | PHENYL | 30 | 2 | 5 | 60 | L11 | fully | HPLC Column | SS | 30 x 2,0 mm
ProntoSIL | 0303G050PS050 | BISCHOFF ProntoSIL 60-5-Phenyl | PHENYL | 30 | 3 | 5 | 60 | L11 | fully | HPLC Column | SS | 30 x 3,0 mm
ProntoSIL | 0304G050PS050 | BISCHOFF ProntoSIL 60-5-Phenyl | PHENYL | 30 | 4 | 5 | 60 | L11 | fully | HPLC Column | SS | 30 x 4,0 mm
ProntoSIL | 0346G050PS050 | BISCHOFF ProntoSIL 60-5-Phenyl | PHENYL | 30 | 4.6 | 5 | 60 | L11 | fully | HPLC Column | SS | 30 x 4,6 mm
ProntoSIL | 0402G050PS050 | BISCHOFF ProntoSIL 60-5-Phenyl | PHENYL | 33 | 2 | 5 | 60 | L11 | fully | HPLC Column | SS | 33 x 2,0 mm
ProntoSIL | 0403G050PS050 | BISCHOFF ProntoSIL 60-5-Phenyl | PHENYL | 33 | 3 | 5 | 60 | L11 | fully | HPLC Column | SS | 33 x 3,0 mm
ProntoSIL | 0404G050PS050 | BISCHOFF ProntoSIL 60-5-Phenyl | PHENYL | 33 | 4 | 5 | 60 | L11 | fully | HPLC Column | SS | 33 x 4,0 mm
ProntoSIL | 0446G050PS050 | BISCHOFF ProntoSIL 60-5-Phenyl | PHENYL | 33 | 4.6 | 5 | 60 | L11 | fully | HPLC Column | SS | 33 x 4,6 mm
ProntoSIL | A402G050PS050 | BISCHOFF ProntoSIL 60-5-Phenyl | PHENYL | 40 | 2 | 5 | 60 | L11 | fully | HPLC Column | SS | 40 x 2,0 mm
ProntoSIL | A403G050PS050 | BISCHOFF ProntoSIL 60-5-Phenyl | PHENYL | 40 | 3 | 5 | 60 | L11 | fully | HPLC Column | SS | 40 x 3,0 mm
ProntoSIL | A404G050PS050 | BISCHOFF ProntoSIL 60-5-Phenyl | PHENYL | 40 | 4 | 5 | 60 | L11 | fully | HPLC Column | SS | 40 x 4,0 mm
ProntoSIL | A446G050PS050 | BISCHOFF ProntoSIL 60-5-Phenyl | PHENYL | 40 | 4.6 | 5 | 60 | L11 | fully | HPLC Column | SS | 40 x 4,6 mm
ProntoSIL | 0502G050PS050 | BISCHOFF ProntoSIL 60-5-Phenyl | PHENYL | 50 | 2 | 5 | 60 | L11 | fully | HPLC Column | SS | 50 x 2,0 mm
ProntoSIL | 0503G050PS050 | BISCHOFF ProntoSIL 60-5-Phenyl | PHENYL | 50 | 3 | 5 | 60 | L11 | fully | HPLC Column | SS | 50 x 3,0 mm
ProntoSIL | 0504G050PS050 | BISCHOFF ProntoSIL 60-5-Phenyl | PHENYL | 50 | 4 | 5 | 60 | L11 | fully | HPLC Column | SS | 50 x 4,0 mm
ProntoSIL | 0546G050PS050 | BISCHOFF ProntoSIL 60-5-Phenyl | PHENYL | 50 | 4.6 | 5 | 60 | L11 | fully | HPLC Column | SS | 50 x 4,6 mm
ProntoSIL | 0602G050PS050 | BISCHOFF ProntoSIL 60-5-Phenyl | PHENYL | 53 | 2 | 5 | 60 | L11 | fully | HPLC Column | SS | 53 x 2,0 mm
ProntoSIL | 0603G050PS050 | BISCHOFF ProntoSIL 60-5-Phenyl | PHENYL | 53 | 3 | 5 | 60 | L11 | fully | HPLC Column | SS | 53 x 3,0 mm
ProntoSIL | 0604G050PS050 | BISCHOFF ProntoSIL 60-5-Phenyl | PHENYL | 53 | 4 | 5 | 60 | L11 | fully | HPLC Column | SS | 53 x 4,0 mm
ProntoSIL | 0646G050PS050 | BISCHOFF ProntoSIL 60-5-Phenyl | PHENYL | 53 | 4.6 | 5 | 60 | L11 | fully | HPLC Column | SS | 53 x 4,6 mm
ProntoSIL | A602G050PS050 | BISCHOFF ProntoSIL 60-5-Phenyl | PHENYL | 60 | 2 | 5 | 60 | L11 | fully | HPLC Column | SS | 60 x 2,0 mm
ProntoSIL | A603G050PS050 | BISCHOFF ProntoSIL 60-5-Phenyl | PHENYL | 60 | 3 | 5 | 60 | L11 | fully | HPLC Column | SS | 60 x 3,0 mm
ProntoSIL | A604G050PS050 | BISCHOFF ProntoSIL 60-5-Phenyl | PHENYL | 60 | 4 | 5 | 60 | L11 | fully | HPLC Column | SS | 60 x 4,0 mm
ProntoSIL | A646G050PS050 | BISCHOFF ProntoSIL 60-5-Phenyl | PHENYL | 60 | 4.6 | 5 | 60 | L11 | fully | HPLC Column | SS | 60 x 4,6 mm
ProntoSIL | 0702G050PS050 | BISCHOFF ProntoSIL 60-5-Phenyl | PHENYL | 75 | 2 | 5 | 60 | L11 | fully | HPLC Column | SS | 75 x 2,0 mm
ProntoSIL | 0703G050PS050 | BISCHOFF ProntoSIL 60-5-Phenyl | PHENYL | 75 | 3 | 5 | 60 | L11 | fully | HPLC Column | SS | 75 x 3,0 mm
ProntoSIL | 0704G050PS050 | BISCHOFF ProntoSIL 60-5-Phenyl | PHENYL | 75 | 4 | 5 | 60 | L11 | fully | HPLC Column | SS | 75 x 4,0 mm
ProntoSIL | 0746G050PS050 | BISCHOFF ProntoSIL 60-5-Phenyl | PHENYL | 75 | 4.6 | 5 | 60 | L11 | fully | HPLC Column | SS | 75 x 4,6 mm
ProntoSIL | 1002G050PS050 | BISCHOFF ProntoSIL 60-5-Phenyl | PHENYL | 100 | 2 | 5 | 60 | L11 | fully | HPLC Column | SS | 100 x 2,0 mm
ProntoSIL | 1003G050PS050 | BISCHOFF ProntoSIL 60-5-Phenyl | PHENYL | 100 | 3 | 5 | 60 | L11 | fully | HPLC Column | SS | 100 x 3,0 mm
ProntoSIL | 1004G050PS050 | BISCHOFF ProntoSIL 60-5-Phenyl | PHENYL | 100 | 4 | 5 | 60 | L11 | fully | HPLC Column | SS | 100 x 4,0 mm
ProntoSIL | 1046G050PS050 | BISCHOFF ProntoSIL 60-5-Phenyl | PHENYL | 100 | 4.6 | 5 | 60 | L11 | fully | HPLC Column | SS | 100 x 4,6 mm
ProntoSIL | 1202G050PS050 | BISCHOFF ProntoSIL 60-5-Phenyl | PHENYL | 125 | 2 | 5 | 60 | L11 | fully | HPLC Column | SS | 125 x 2,0 mm
ProntoSIL | 1203G050PS050 | BISCHOFF ProntoSIL 60-5-Phenyl | PHENYL | 125 | 3 | 5 | 60 | L11 | fully | HPLC Column | SS | 125 x 3,0 mm
ProntoSIL | 1204G050PS050 | BISCHOFF ProntoSIL 60-5-Phenyl | PHENYL | 125 | 4 | 5 | 60 | L11 | fully | HPLC Column | SS | 125 x 4,0 mm
ProntoSIL | 1246G050PS050 | BISCHOFF ProntoSIL 60-5-Phenyl | PHENYL | 125 | 4.6 | 5 | 60 | L11 | fully | HPLC Column | SS | 125 x 4,6 mm
ProntoSIL | 1502G050PS050 | BISCHOFF ProntoSIL 60-5-Phenyl | PHENYL | 150 | 2 | 5 | 60 | L11 | fully | HPLC Column | SS | 150 x 2,0 mm
ProntoSIL | 1503G050PS050 | BISCHOFF ProntoSIL 60-5-Phenyl | PHENYL | 150 | 3 | 5 | 60 | L11 | fully | HPLC Column | SS | 150 x 3,0 mm
ProntoSIL | 1504G050PS050 | BISCHOFF ProntoSIL 60-5-Phenyl | PHENYL | 150 | 4 | 5 | 60 | L11 | fully | HPLC Column | SS | 150 x 4,0 mm
ProntoSIL | 1546G050PS050 | BISCHOFF ProntoSIL 60-5-Phenyl | PHENYL | 150 | 4.6 | 5 | 60 | L11 | fully | HPLC Column | SS | 150 x 4,6 mm
ProntoSIL | 2002G050PS050 | BISCHOFF ProntoSIL 60-5-Phenyl | PHENYL | 200 | 2 | 5 | 60 | L11 | fully | HPLC Column | SS | 200 x 2,0 mm
ProntoSIL | 2003G050PS050 | BISCHOFF ProntoSIL 60-5-Phenyl | PHENYL | 200 | 3 | 5 | 60 | L11 | fully | HPLC Column | SS | 200 x 3,0 mm
ProntoSIL | 2004G050PS050 | BISCHOFF ProntoSIL 60-5-Phenyl | PHENYL | 200 | 4 | 5 | 60 | L11 | fully | HPLC Column | SS | 200 x 4,0 mm
ProntoSIL | 2046G050PS050 | BISCHOFF ProntoSIL 60-5-Phenyl | PHENYL | 200 | 4.6 | 5 | 60 | L11 | fully | HPLC Column | SS | 200 x 4,6 mm
ProntoSIL | 2502G050PS050 | BISCHOFF ProntoSIL 60-5-Phenyl | PHENYL | 250 | 2 | 5 | 60 | L11 | fully | HPLC Column | SS | 250 x 2,0 mm
ProntoSIL | 2503G050PS050 | BISCHOFF ProntoSIL 60-5-Phenyl | PHENYL | 250 | 3 | 5 | 60 | L11 | fully | HPLC Column | SS | 250 x 3,0 mm
ProntoSIL | 2504G050PS050 | BISCHOFF ProntoSIL 60-5-Phenyl | PHENYL | 250 | 4 | 5 | 60 | L11 | fully | HPLC Column | SS | 250 x 4,0 mm
ProntoSIL | 2546G050PS050 | BISCHOFF ProntoSIL 60-5-Phenyl | PHENYL | 250 | 4.6 | 5 | 60 | L11 | fully | HPLC Column | SS | 250 x 4,6 mm
ProntoSIL | 3002G050PS050 | BISCHOFF ProntoSIL 60-5-Phenyl | PHENYL | 300 | 2 | 5 | 60 | L11 | fully | HPLC Column | SS | 300 x 2,0 mm
ProntoSIL | 3003G050PS050 | BISCHOFF ProntoSIL 60-5-Phenyl | PHENYL | 300 | 3 | 5 | 60 | L11 | fully | HPLC Column | SS | 300 x 3,0 mm
ProntoSIL | 3004G050PS050 | BISCHOFF ProntoSIL 60-5-Phenyl | PHENYL | 300 | 4 | 5 | 60 | L11 | fully | HPLC Column | SS | 300 x 4,0 mm
ProntoSIL | 3046G050PS050 | BISCHOFF ProntoSIL 60-5-Phenyl | PHENYL | 300 | 4.6 | 5 | 60 | L11 | fully | HPLC Column | SS | 300 x 4,6 mm
ProntoSIL | 01P4G050PS050 | BISCHOFF ProntoSIL 60-5-Phenyl | PHENYL | 14 | 4 | 5 | 60 | L11 | fully | HPLC Column | PEEK | 14 x 4,0 mm
ProntoSIL | A2P4G050PS050 | BISCHOFF ProntoSIL 60-5-Phenyl | PHENYL | 20 | 4 | 5 | 60 | L11 | fully | HPLC Column | PEEK | 20 x 4,0 mm
ProntoSIL | 02P4G050PS050 | BISCHOFF ProntoSIL 60-5-Phenyl | PHENYL | 25 | 4 | 5 | 60 | L11 | fully | HPLC Column | PEEK | 25 x 4,0 mm
ProntoSIL | 03P4G050PS050 | BISCHOFF ProntoSIL 60-5-Phenyl | PHENYL | 30 | 4 | 5 | 60 | L11 | fully | HPLC Column | PEEK | 30 x 4,0 mm
ProntoSIL | 04P4G050PS050 | BISCHOFF ProntoSIL 60-5-Phenyl | PHENYL | 33 | 4 | 5 | 60 | L11 | fully | HPLC Column | PEEK | 33 x 4,0 mm
ProntoSIL | A4P4G050PS050 | BISCHOFF ProntoSIL 60-5-Phenyl | PHENYL | 40 | 4 | 5 | 60 | L11 | fully | HPLC Column | PEEK | 40 x 4,0 mm
ProntoSIL | 05P4G050PS050 | BISCHOFF ProntoSIL 60-5-Phenyl | PHENYL | 50 | 4 | 5 | 60 | L11 | fully | HPLC Column | PEEK | 50 x 4,0 mm
ProntoSIL | 06P4G050PS050 | BISCHOFF ProntoSIL 60-5-Phenyl | PHENYL | 53 | 4 | 5 | 60 | L11 | fully | HPLC Column | PEEK | 53 x 4,0 mm
ProntoSIL | A6P4G050PS050 | BISCHOFF ProntoSIL 60-5-Phenyl | PHENYL | 60 | 4 | 5 | 60 | L11 | fully | HPLC Column | PEEK | 60 x 4,0 mm
ProntoSIL | 07P4G050PS050 | BISCHOFF ProntoSIL 60-5-Phenyl | PHENYL | 75 | 4 | 5 | 60 | L11 | fully | HPLC Column | PEEK | 75 x 4,0 mm
ProntoSIL | 10P4G050PS050 | BISCHOFF ProntoSIL 60-5-Phenyl | PHENYL | 100 | 4 | 5 | 60 | L11 | fully | HPLC Column | PEEK | 100 x 4,0 mm
ProntoSIL | 12P4G050PS050 | BISCHOFF ProntoSIL 60-5-Phenyl | PHENYL | 125 | 4 | 5 | 60 | L11 | fully | HPLC Column | PEEK | 125 x 4,0 mm
ProntoSIL | 15P4G050PS050 | BISCHOFF ProntoSIL 60-5-Phenyl | PHENYL | 150 | 4 | 5 | 60 | L11 | fully | HPLC Column | PEEK | 150 x 4,0 mm
ProntoSIL | 20P4G050PS050 | BISCHOFF ProntoSIL 60-5-Phenyl | PHENYL | 200 | 4 | 5 | 60 | L11 | fully | HPLC Column | PEEK | 200 x 4,0 mm
ProntoSIL | 25P4G050PS050 | BISCHOFF ProntoSIL 60-5-Phenyl | PHENYL | 250 | 4 | 5 | 60 | L11 | fully | HPLC Column | PEEK | 250 x 4,0 mm
ProntoSIL | 30P4G050PS050 | BISCHOFF ProntoSIL 60-5-Phenyl | PHENYL | 300 | 4 | 5 | 60 | L11 | fully | HPLC Column | PEEK | 300 x 4,0 mm
ProntoSIL | 6305G050PS050 | BISCHOFF ProntoSIL 60-5-Phenyl | PHENYL | 5 | 4 | 5 | 60 | L11 | fully | Cartridges (5 pcs.) | SS | 5 x 4,0 mm
ProntoSIL | 6301G050PS050 | BISCHOFF ProntoSIL 60-5-Phenyl | PHENYL | 10 | 4 | 5 | 60 | L11 | fully | Cartridges (5 pcs.) | SS | 10 x 4,0 mm
ProntoSIL | 6302G050PS050 | BISCHOFF ProntoSIL 60-5-Phenyl | PHENYL | 20 | 4 | 5 | 60 | L11 | fully | Cartridges (5 pcs.) | SS | 20 x 4,0 mm
ProntoSIL | 63P1G050PS050 | BISCHOFF ProntoSIL 60-5-Phenyl | PHENYL | 10 | 4 | 5 | 60 | L11 | fully | Cartridges (5 pcs.) | PEEK | 10 x 4,0 mm
ProntoSIL | 63P2G050PS050 | BISCHOFF ProntoSIL 60-5-Phenyl | PHENYL | 20 | 4 | 5 | 60 | L11 | fully | Cartridges (5 pcs.) | PEEK | 20 x 4,0 mm
ProntoSIL | 6335G050PS050 | BISCHOFF ProntoSIL 60-5-Phenyl | PHENYL | 5 | 3 | 5 | 60 | L11 | fully | Cartridges (5 pcs.) | SS | 5 x 3,0 mm
ProntoSIL | 6331G050PS050 | BISCHOFF ProntoSIL 60-5-Phenyl | PHENYL | 10 | 3 | 5 | 60 | L11 | fully | Cartridges (5 pcs.) | SS | 10 x 3,0 mm
ProntoSIL | 6332G050PS050 | BISCHOFF ProntoSIL 60-5-Phenyl | PHENYL | 20 | 3 | 5 | 60 | L11 | fully | Cartridges (5 pcs.) | SS | 20 x 3,0 mm
ProntoSIL | 6325G050PS050 | BISCHOFF ProntoSIL 60-5-Phenyl | PHENYL | 5 | 2 | 5 | 60 | L11 | fully | Cartridges (5 pcs.) | SS | 5 x 2,0 mm
ProntoSIL | 6321G050PS050 | BISCHOFF ProntoSIL 60-5-Phenyl | PHENYL | 10 | 2 | 5 | 60 | L11 | fully | Cartridges (5 pcs.) | SS | 10 x 2,0 mm
ProntoSIL | 6322G050PS050 | BISCHOFF ProntoSIL 60-5-Phenyl | PHENYL | 20 | 2 | 5 | 60 | L11 | fully | Cartridges (5 pcs.) | SS | 20 x 2,0 mm
ProntoSIL | 0102F050PS030 | BISCHOFF ProntoSIL 120-3-Phenyl | PHENYL | 14 | 2 | 3 | 120 | L11 | fully | HPLC Column | SS | 14 x 2,0 mm
ProntoSIL | 0103F050PS030 | BISCHOFF ProntoSIL 120-3-Phenyl | PHENYL | 14 | 3 | 3 | 120 | L11 | fully | HPLC Column | SS | 14 x 3,0 mm
ProntoSIL | 0104F050PS030 | BISCHOFF ProntoSIL 120-3-Phenyl | PHENYL | 14 | 4 | 3 | 120 | L11 | fully | HPLC Column | SS | 14 x 4,0 mm
ProntoSIL | 0146F050PS030 | BISCHOFF ProntoSIL 120-3-Phenyl | PHENYL | 14 | 4.6 | 3 | 120 | L11 | fully | HPLC Column | SS | 14 x 4,6 mm
ProntoSIL | A202F050PS030 | BISCHOFF ProntoSIL 120-3-Phenyl | PHENYL | 20 | 2 | 3 | 120 | L11 | fully | HPLC Column | SS | 20 x 2,0 mm
ProntoSIL | A203F050PS030 | BISCHOFF ProntoSIL 120-3-Phenyl | PHENYL | 20 | 3 | 3 | 120 | L11 | fully | HPLC Column | SS | 20 x 3,0 mm
ProntoSIL | A204F050PS030 | BISCHOFF ProntoSIL 120-3-Phenyl | PHENYL | 20 | 4 | 3 | 120 | L11 | fully | HPLC Column | SS | 20 x 4,0 mm
ProntoSIL | A246F050PS030 | BISCHOFF ProntoSIL 120-3-Phenyl | PHENYL | 20 | 4.6 | 3 | 120 | L11 | fully | HPLC Column | SS | 20 x 4,6 mm
ProntoSIL | 0202F050PS030 | BISCHOFF ProntoSIL 120-3-Phenyl | PHENYL | 25 | 2 | 3 | 120 | L11 | fully | HPLC Column | SS | 25 x 2,0 mm
ProntoSIL | 0203F050PS030 | BISCHOFF ProntoSIL 120-3-Phenyl | PHENYL | 25 | 3 | 3 | 120 | L11 | fully | HPLC Column | SS | 25 x 3,0 mm
ProntoSIL | 0204F050PS030 | BISCHOFF ProntoSIL 120-3-Phenyl | PHENYL | 25 | 4 | 3 | 120 | L11 | fully | HPLC Column | SS | 25 x 4,0 mm
ProntoSIL | 0246F050PS030 | BISCHOFF ProntoSIL 120-3-Phenyl | PHENYL | 25 | 4.6 | 3 | 120 | L11 | fully | HPLC Column | SS | 25 x 4,6 mm
ProntoSIL | 0302F050PS030 | BISCHOFF ProntoSIL 120-3-Phenyl | PHENYL | 30 | 2 | 3 | 120 | L11 | fully | HPLC Column | SS | 30 x 2,0 mm
ProntoSIL | 0303F050PS030 | BISCHOFF ProntoSIL 120-3-Phenyl | PHENYL | 30 | 3 | 3 | 120 | L11 | fully | HPLC Column | SS | 30 x 3,0 mm
ProntoSIL | 0304F050PS030 | BISCHOFF ProntoSIL 120-3-Phenyl | PHENYL | 30 | 4 | 3 | 120 | L11 | fully | HPLC Column | SS | 30 x 4,0 mm
ProntoSIL | 0346F050PS030 | BISCHOFF ProntoSIL 120-3-Phenyl | PHENYL | 30 | 4.6 | 3 | 120 | L11 | fully | HPLC Column | SS | 30 x 4,6 mm
ProntoSIL | 0402F050PS030 | BISCHOFF ProntoSIL 120-3-Phenyl | PHENYL | 33 | 2 | 3 | 120 | L11 | fully | HPLC Column | SS | 33 x 2,0 mm
ProntoSIL | 0403F050PS030 | BISCHOFF ProntoSIL 120-3-Phenyl | PHENYL | 33 | 3 | 3 | 120 | L11 | fully | HPLC Column | SS | 33 x 3,0 mm
ProntoSIL | 0404F050PS030 | BISCHOFF ProntoSIL 120-3-Phenyl | PHENYL | 33 | 4 | 3 | 120 | L11 | fully | HPLC Column | SS | 33 x 4,0 mm
ProntoSIL | 0446F050PS030 | BISCHOFF ProntoSIL 120-3-Phenyl | PHENYL | 33 | 4.6 | 3 | 120 | L11 | fully | HPLC Column | SS | 33 x 4,6 mm
ProntoSIL | A402F050PS030 | BISCHOFF ProntoSIL 120-3-Phenyl | PHENYL | 40 | 2 | 3 | 120 | L11 | fully | HPLC Column | SS | 40 x 2,0 mm
ProntoSIL | A403F050PS030 | BISCHOFF ProntoSIL 120-3-Phenyl | PHENYL | 40 | 3 | 3 | 120 | L11 | fully | HPLC Column | SS | 40 x 3,0 mm
ProntoSIL | A404F050PS030 | BISCHOFF ProntoSIL 120-3-Phenyl | PHENYL | 40 | 4 | 3 | 120 | L11 | fully | HPLC Column | SS | 40 x 4,0 mm
ProntoSIL | A446F050PS030 | BISCHOFF ProntoSIL 120-3-Phenyl | PHENYL | 40 | 4.6 | 3 | 120 | L11 | fully | HPLC Column | SS | 40 x 4,6 mm
ProntoSIL | 0502F050PS030 | BISCHOFF ProntoSIL 120-3-Phenyl | PHENYL | 50 | 2 | 3 | 120 | L11 | fully | HPLC Column | SS | 50 x 2,0 mm
ProntoSIL | 0503F050PS030 | BISCHOFF ProntoSIL 120-3-Phenyl | PHENYL | 50 | 3 | 3 | 120 | L11 | fully | HPLC Column | SS | 50 x 3,0 mm
ProntoSIL | 0504F050PS030 | BISCHOFF ProntoSIL 120-3-Phenyl | PHENYL | 50 | 4 | 3 | 120 | L11 | fully | HPLC Column | SS | 50 x 4,0 mm
ProntoSIL | 0546F050PS030 | BISCHOFF ProntoSIL 120-3-Phenyl | PHENYL | 50 | 4.6 | 3 | 120 | L11 | fully | HPLC Column | SS | 50 x 4,6 mm
ProntoSIL | 0602F050PS030 | BISCHOFF ProntoSIL 120-3-Phenyl | PHENYL | 53 | 2 | 3 | 120 | L11 | fully | HPLC Column | SS | 53 x 2,0 mm
ProntoSIL | 0603F050PS030 | BISCHOFF ProntoSIL 120-3-Phenyl | PHENYL | 53 | 3 | 3 | 120 | L11 | fully | HPLC Column | SS | 53 x 3,0 mm
ProntoSIL | 0604F050PS030 | BISCHOFF ProntoSIL 120-3-Phenyl | PHENYL | 53 | 4 | 3 | 120 | L11 | fully | HPLC Column | SS | 53 x 4,0 mm
ProntoSIL | 0646F050PS030 | BISCHOFF ProntoSIL 120-3-Phenyl | PHENYL | 53 | 4.6 | 3 | 120 | L11 | fully | HPLC Column | SS | 53 x 4,6 mm
ProntoSIL | A602F050PS030 | BISCHOFF ProntoSIL 120-3-Phenyl | PHENYL | 60 | 2 | 3 | 120 | L11 | fully | HPLC Column | SS | 60 x 2,0 mm
ProntoSIL | A603F050PS030 | BISCHOFF ProntoSIL 120-3-Phenyl | PHENYL | 60 | 3 | 3 | 120 | L11 | fully | HPLC Column | SS | 60 x 3,0 mm
ProntoSIL | A604F050PS030 | BISCHOFF ProntoSIL 120-3-Phenyl | PHENYL | 60 | 4 | 3 | 120 | L11 | fully | HPLC Column | SS | 60 x 4,0 mm
ProntoSIL | A646F050PS030 | BISCHOFF ProntoSIL 120-3-Phenyl | PHENYL | 60 | 4.6 | 3 | 120 | L11 | fully | HPLC Column | SS | 60 x 4,6 mm
ProntoSIL | 0702F050PS030 | BISCHOFF ProntoSIL 120-3-Phenyl | PHENYL | 75 | 2 | 3 | 120 | L11 | fully | HPLC Column | SS | 75 x 2,0 mm
ProntoSIL | 0703F050PS030 | BISCHOFF ProntoSIL 120-3-Phenyl | PHENYL | 75 | 3 | 3 | 120 | L11 | fully | HPLC Column | SS | 75 x 3,0 mm
ProntoSIL | 0704F050PS030 | BISCHOFF ProntoSIL 120-3-Phenyl | PHENYL | 75 | 4 | 3 | 120 | L11 | fully | HPLC Column | SS | 75 x 4,0 mm
ProntoSIL | 0746F050PS030 | BISCHOFF ProntoSIL 120-3-Phenyl | PHENYL | 75 | 4.6 | 3 | 120 | L11 | fully | HPLC Column | SS | 75 x 4,6 mm
ProntoSIL | 1002F050PS030 | BISCHOFF ProntoSIL 120-3-Phenyl | PHENYL | 100 | 2 | 3 | 120 | L11 | fully | HPLC Column | SS | 100 x 2,0 mm
ProntoSIL | 1003F050PS030 | BISCHOFF ProntoSIL 120-3-Phenyl | PHENYL | 100 | 3 | 3 | 120 | L11 | fully | HPLC Column | SS | 100 x 3,0 mm
ProntoSIL | 1004F050PS030 | BISCHOFF ProntoSIL 120-3-Phenyl | PHENYL | 100 | 4 | 3 | 120 | L11 | fully | HPLC Column | SS | 100 x 4,0 mm
ProntoSIL | 1046F050PS030 | BISCHOFF ProntoSIL 120-3-Phenyl | PHENYL | 100 | 4.6 | 3 | 120 | L11 | fully | HPLC Column | SS | 100 x 4,6 mm
ProntoSIL | 1202F050PS030 | BISCHOFF ProntoSIL 120-3-Phenyl | PHENYL | 125 | 2 | 3 | 120 | L11 | fully | HPLC Column | SS | 125 x 2,0 mm
ProntoSIL | 1203F050PS030 | BISCHOFF ProntoSIL 120-3-Phenyl | PHENYL | 125 | 3 | 3 | 120 | L11 | fully | HPLC Column | SS | 125 x 3,0 mm
ProntoSIL | 1204F050PS030 | BISCHOFF ProntoSIL 120-3-Phenyl | PHENYL | 125 | 4 | 3 | 120 | L11 | fully | HPLC Column | SS | 125 x 4,0 mm
ProntoSIL | 1246F050PS030 | BISCHOFF ProntoSIL 120-3-Phenyl | PHENYL | 125 | 4.6 | 3 | 120 | L11 | fully | HPLC Column | SS | 125 x 4,6 mm
ProntoSIL | 1502F050PS030 | BISCHOFF ProntoSIL 120-3-Phenyl | PHENYL | 150 | 2 | 3 | 120 | L11 | fully | HPLC Column | SS | 150 x 2,0 mm
ProntoSIL | 1503F050PS030 | BISCHOFF ProntoSIL 120-3-Phenyl | PHENYL | 150 | 3 | 3 | 120 | L11 | fully | HPLC Column | SS | 150 x 3,0 mm
ProntoSIL | 1504F050PS030 | BISCHOFF ProntoSIL 120-3-Phenyl | PHENYL | 150 | 4 | 3 | 120 | L11 | fully | HPLC Column | SS | 150 x 4,0 mm
ProntoSIL | 1546F050PS030 | BISCHOFF ProntoSIL 120-3-Phenyl | PHENYL | 150 | 4.6 | 3 | 120 | L11 | fully | HPLC Column | SS | 150 x 4,6 mm
ProntoSIL | 2002F050PS030 | BISCHOFF ProntoSIL 120-3-Phenyl | PHENYL | 200 | 2 | 3 | 120 | L11 | fully | HPLC Column | SS | 200 x 2,0 mm
ProntoSIL | 2003F050PS030 | BISCHOFF ProntoSIL 120-3-Phenyl | PHENYL | 200 | 3 | 3 | 120 | L11 | fully | HPLC Column | SS | 200 x 3,0 mm
ProntoSIL | 2004F050PS030 | BISCHOFF ProntoSIL 120-3-Phenyl | PHENYL | 200 | 4 | 3 | 120 | L11 | fully | HPLC Column | SS | 200 x 4,0 mm
ProntoSIL | 2046F050PS030 | BISCHOFF ProntoSIL 120-3-Phenyl | PHENYL | 200 | 4.6 | 3 | 120 | L11 | fully | HPLC Column | SS | 200 x 4,6 mm
ProntoSIL | 2502F050PS030 | BISCHOFF ProntoSIL 120-3-Phenyl | PHENYL | 250 | 2 | 3 | 120 | L11 | fully | HPLC Column | SS | 250 x 2,0 mm
ProntoSIL | 2503F050PS030 | BISCHOFF ProntoSIL 120-3-Phenyl | PHENYL | 250 | 3 | 3 | 120 | L11 | fully | HPLC Column | SS | 250 x 3,0 mm
ProntoSIL | 2504F050PS030 | BISCHOFF ProntoSIL 120-3-Phenyl | PHENYL | 250 | 4 | 3 | 120 | L11 | fully | HPLC Column | SS | 250 x 4,0 mm
ProntoSIL | 2546F050PS030 | BISCHOFF ProntoSIL 120-3-Phenyl | PHENYL | 250 | 4.6 | 3 | 120 | L11 | fully | HPLC Column | SS | 250 x 4,6 mm
ProntoSIL | 3002F050PS030 | BISCHOFF ProntoSIL 120-3-Phenyl | PHENYL | 300 | 2 | 3 | 120 | L11 | fully | HPLC Column | SS | 300 x 2,0 mm
ProntoSIL | 3003F050PS030 | BISCHOFF ProntoSIL 120-3-Phenyl | PHENYL | 300 | 3 | 3 | 120 | L11 | fully | HPLC Column | SS | 300 x 3,0 mm
ProntoSIL | 3004F050PS030 | BISCHOFF ProntoSIL 120-3-Phenyl | PHENYL | 300 | 4 | 3 | 120 | L11 | fully | HPLC Column | SS | 300 x 4,0 mm
ProntoSIL | 3046F050PS030 | BISCHOFF ProntoSIL 120-3-Phenyl | PHENYL | 300 | 4.6 | 3 | 120 | L11 | fully | HPLC Column | SS | 300 x 4,6 mm
ProntoSIL | 01P4F050PS030 | BISCHOFF ProntoSIL 120-3-Phenyl | PHENYL | 14 | 4 | 3 | 120 | L11 | fully | HPLC Column | PEEK | 14 x 4,0 mm
ProntoSIL | A2P4F050PS030 | BISCHOFF ProntoSIL 120-3-Phenyl | PHENYL | 20 | 4 | 3 | 120 | L11 | fully | HPLC Column | PEEK | 20 x 4,0 mm
ProntoSIL | 02P4F050PS030 | BISCHOFF ProntoSIL 120-3-Phenyl | PHENYL | 25 | 4 | 3 | 120 | L11 | fully | HPLC Column | PEEK | 25 x 4,0 mm
ProntoSIL | 03P4F050PS030 | BISCHOFF ProntoSIL 120-3-Phenyl | PHENYL | 30 | 4 | 3 | 120 | L11 | fully | HPLC Column | PEEK | 30 x 4,0 mm
ProntoSIL | 04P4F050PS030 | BISCHOFF ProntoSIL 120-3-Phenyl | PHENYL | 33 | 4 | 3 | 120 | L11 | fully | HPLC Column | PEEK | 33 x 4,0 mm
ProntoSIL | A4P4F050PS030 | BISCHOFF ProntoSIL 120-3-Phenyl | PHENYL | 40 | 4 | 3 | 120 | L11 | fully | HPLC Column | PEEK | 40 x 4,0 mm
ProntoSIL | 05P4F050PS030 | BISCHOFF ProntoSIL 120-3-Phenyl | PHENYL | 50 | 4 | 3 | 120 | L11 | fully | HPLC Column | PEEK | 50 x 4,0 mm
ProntoSIL | 06P4F050PS030 | BISCHOFF ProntoSIL 120-3-Phenyl | PHENYL | 53 | 4 | 3 | 120 | L11 | fully | HPLC Column | PEEK | 53 x 4,0 mm
ProntoSIL | A6P4F050PS030 | BISCHOFF ProntoSIL 120-3-Phenyl | PHENYL | 60 | 4 | 3 | 120 | L11 | fully | HPLC Column | PEEK | 60 x 4,0 mm
ProntoSIL | 07P4F050PS030 | BISCHOFF ProntoSIL 120-3-Phenyl | PHENYL | 75 | 4 | 3 | 120 | L11 | fully | HPLC Column | PEEK | 75 x 4,0 mm
ProntoSIL | 10P4F050PS030 | BISCHOFF ProntoSIL 120-3-Phenyl | PHENYL | 100 | 4 | 3 | 120 | L11 | fully | HPLC Column | PEEK | 100 x 4,0 mm
ProntoSIL | 12P4F050PS030 | BISCHOFF ProntoSIL 120-3-Phenyl | PHENYL | 125 | 4 | 3 | 120 | L11 | fully | HPLC Column | PEEK | 125 x 4,0 mm
ProntoSIL | 15P4F050PS030 | BISCHOFF ProntoSIL 120-3-Phenyl | PHENYL | 150 | 4 | 3 | 120 | L11 | fully | HPLC Column | PEEK | 150 x 4,0 mm
ProntoSIL | 20P4F050PS030 | BISCHOFF ProntoSIL 120-3-Phenyl | PHENYL | 200 | 4 | 3 | 120 | L11 | fully | HPLC Column | PEEK | 200 x 4,0 mm
ProntoSIL | 25P4F050PS030 | BISCHOFF ProntoSIL 120-3-Phenyl | PHENYL | 250 | 4 | 3 | 120 | L11 | fully | HPLC Column | PEEK | 250 x 4,0 mm
ProntoSIL | 30P4F050PS030 | BISCHOFF ProntoSIL 120-3-Phenyl | PHENYL | 300 | 4 | 3 | 120 | L11 | fully | HPLC Column | PEEK | 300 x 4,0 mm
ProntoSIL | 6305F050PS030 | BISCHOFF ProntoSIL 120-3-Phenyl | PHENYL | 5 | 4 | 3 | 120 | L11 | fully | Cartridges (5 pcs.) | SS | 5 x 4,0 mm
ProntoSIL | 6301F050PS030 | BISCHOFF ProntoSIL 120-3-Phenyl | PHENYL | 10 | 4 | 3 | 120 | L11 | fully | Cartridges (5 pcs.) | SS | 10 x 4,0 mm
ProntoSIL | 6302F050PS030 | BISCHOFF ProntoSIL 120-3-Phenyl | PHENYL | 20 | 4 | 3 | 120 | L11 | fully | Cartridges (5 pcs.) | SS | 20 x 4,0 mm
ProntoSIL | 63P1F050PS030 | BISCHOFF ProntoSIL 120-3-Phenyl | PHENYL | 10 | 4 | 3 | 120 | L11 | fully | Cartridges (5 pcs.) | PEEK | 10 x 4,0 mm
ProntoSIL | 63P2F050PS030 | BISCHOFF ProntoSIL 120-3-Phenyl | PHENYL | 20 | 4 | 3 | 120 | L11 | fully | Cartridges (5 pcs.) | PEEK | 20 x 4,0 mm
ProntoSIL | 6335F050PS030 | BISCHOFF ProntoSIL 120-3-Phenyl | PHENYL | 5 | 3 | 3 | 120 | L11 | fully | Cartridges (5 pcs.) | SS | 5 x 3,0 mm
ProntoSIL | 6331F050PS030 | BISCHOFF ProntoSIL 120-3-Phenyl | PHENYL | 10 | 3 | 3 | 120 | L11 | fully | Cartridges (5 pcs.) | SS | 10 x 3,0 mm
ProntoSIL | 6332F050PS030 | BISCHOFF ProntoSIL 120-3-Phenyl | PHENYL | 20 | 3 | 3 | 120 | L11 | fully | Cartridges (5 pcs.) | SS | 20 x 3,0 mm
ProntoSIL | 6325F050PS030 | BISCHOFF ProntoSIL 120-3-Phenyl | PHENYL | 5 | 2 | 3 | 120 | L11 | fully | Cartridges (5 pcs.) | SS | 5 x 2,0 mm
ProntoSIL | 6321F050PS030 | BISCHOFF ProntoSIL 120-3-Phenyl | PHENYL | 10 | 2 | 3 | 120 | L11 | fully | Cartridges (5 pcs.) | SS | 10 x 2,0 mm
ProntoSIL | 6322F050PS030 | BISCHOFF ProntoSIL 120-3-Phenyl | PHENYL | 20 | 2 | 3 | 120 | L11 | fully | Cartridges (5 pcs.) | SS | 20 x 2,0 mm
ProntoSIL | 0102F050PS050 | BISCHOFF ProntoSIL 120-5-Phenyl | PHENYL | 14 | 2 | 5 | 120 | L11 | fully | HPLC Column | SS | 14 x 2,0 mm
ProntoSIL | 0103F050PS050 | BISCHOFF ProntoSIL 120-5-Phenyl | PHENYL | 14 | 3 | 5 | 120 | L11 | fully | HPLC Column | SS | 14 x 3,0 mm
ProntoSIL | 0104F050PS050 | BISCHOFF ProntoSIL 120-5-Phenyl | PHENYL | 14 | 4 | 5 | 120 | L11 | fully | HPLC Column | SS | 14 x 4,0 mm
ProntoSIL | 0146F050PS050 | BISCHOFF ProntoSIL 120-5-Phenyl | PHENYL | 14 | 4.6 | 5 | 120 | L11 | fully | HPLC Column | SS | 14 x 4,6 mm
ProntoSIL | A202F050PS050 | BISCHOFF ProntoSIL 120-5-Phenyl | PHENYL | 20 | 2 | 5 | 120 | L11 | fully | HPLC Column | SS | 20 x 2,0 mm
ProntoSIL | A203F050PS050 | BISCHOFF ProntoSIL 120-5-Phenyl | PHENYL | 20 | 3 | 5 | 120 | L11 | fully | HPLC Column | SS | 20 x 3,0 mm
ProntoSIL | A204F050PS050 | BISCHOFF ProntoSIL 120-5-Phenyl | PHENYL | 20 | 4 | 5 | 120 | L11 | fully | HPLC Column | SS | 20 x 4,0 mm
ProntoSIL | A246F050PS050 | BISCHOFF ProntoSIL 120-5-Phenyl | PHENYL | 20 | 4.6 | 5 | 120 | L11 | fully | HPLC Column | SS | 20 x 4,6 mm
ProntoSIL | 0202F050PS050 | BISCHOFF ProntoSIL 120-5-Phenyl | PHENYL | 25 | 2 | 5 | 120 | L11 | fully | HPLC Column | SS | 25 x 2,0 mm
ProntoSIL | 0203F050PS050 | BISCHOFF ProntoSIL 120-5-Phenyl | PHENYL | 25 | 3 | 5 | 120 | L11 | fully | HPLC Column | SS | 25 x 3,0 mm
ProntoSIL | 0204F050PS050 | BISCHOFF ProntoSIL 120-5-Phenyl | PHENYL | 25 | 4 | 5 | 120 | L11 | fully | HPLC Column | SS | 25 x 4,0 mm
ProntoSIL | 0246F050PS050 | BISCHOFF ProntoSIL 120-5-Phenyl | PHENYL | 25 | 4.6 | 5 | 120 | L11 | fully | HPLC Column | SS | 25 x 4,6 mm
ProntoSIL | 0302F050PS050 | BISCHOFF ProntoSIL 120-5-Phenyl | PHENYL | 30 | 2 | 5 | 120 | L11 | fully | HPLC Column | SS | 30 x 2,0 mm
ProntoSIL | 0303F050PS050 | BISCHOFF ProntoSIL 120-5-Phenyl | PHENYL | 30 | 3 | 5 | 120 | L11 | fully | HPLC Column | SS | 30 x 3,0 mm
ProntoSIL | 0304F050PS050 | BISCHOFF ProntoSIL 120-5-Phenyl | PHENYL | 30 | 4 | 5 | 120 | L11 | fully | HPLC Column | SS | 30 x 4,0 mm
ProntoSIL | 0346F050PS050 | BISCHOFF ProntoSIL 120-5-Phenyl | PHENYL | 30 | 4.6 | 5 | 120 | L11 | fully | HPLC Column | SS | 30 x 4,6 mm
ProntoSIL | 0402F050PS050 | BISCHOFF ProntoSIL 120-5-Phenyl | PHENYL | 33 | 2 | 5 | 120 | L11 | fully | HPLC Column | SS | 33 x 2,0 mm
ProntoSIL | 0403F050PS050 | BISCHOFF ProntoSIL 120-5-Phenyl | PHENYL | 33 | 3 | 5 | 120 | L11 | fully | HPLC Column | SS | 33 x 3,0 mm
ProntoSIL | 0404F050PS050 | BISCHOFF ProntoSIL 120-5-Phenyl | PHENYL | 33 | 4 | 5 | 120 | L11 | fully | HPLC Column | SS | 33 x 4,0 mm
ProntoSIL | 0446F050PS050 | BISCHOFF ProntoSIL 120-5-Phenyl | PHENYL | 33 | 4.6 | 5 | 120 | L11 | fully | HPLC Column | SS | 33 x 4,6 mm
ProntoSIL | A402F050PS050 | BISCHOFF ProntoSIL 120-5-Phenyl | PHENYL | 40 | 2 | 5 | 120 | L11 | fully | HPLC Column | SS | 40 x 2,0 mm
ProntoSIL | A403F050PS050 | BISCHOFF ProntoSIL 120-5-Phenyl | PHENYL | 40 | 3 | 5 | 120 | L11 | fully | HPLC Column | SS | 40 x 3,0 mm
ProntoSIL | A404F050PS050 | BISCHOFF ProntoSIL 120-5-Phenyl | PHENYL | 40 | 4 | 5 | 120 | L11 | fully | HPLC Column | SS | 40 x 4,0 mm
ProntoSIL | A446F050PS050 | BISCHOFF ProntoSIL 120-5-Phenyl | PHENYL | 40 | 4.6 | 5 | 120 | L11 | fully | HPLC Column | SS | 40 x 4,6 mm
ProntoSIL | 0502F050PS050 | BISCHOFF ProntoSIL 120-5-Phenyl | PHENYL | 50 | 2 | 5 | 120 | L11 | fully | HPLC Column | SS | 50 x 2,0 mm
ProntoSIL | 0503F050PS050 | BISCHOFF ProntoSIL 120-5-Phenyl | PHENYL | 50 | 3 | 5 | 120 | L11 | fully | HPLC Column | SS | 50 x 3,0 mm
ProntoSIL | 0504F050PS050 | BISCHOFF ProntoSIL 120-5-Phenyl | PHENYL | 50 | 4 | 5 | 120 | L11 | fully | HPLC Column | SS | 50 x 4,0 mm
ProntoSIL | 0546F050PS050 | BISCHOFF ProntoSIL 120-5-Phenyl | PHENYL | 50 | 4.6 | 5 | 120 | L11 | fully | HPLC Column | SS | 50 x 4,6 mm
ProntoSIL | 0602F050PS050 | BISCHOFF ProntoSIL 120-5-Phenyl | PHENYL | 53 | 2 | 5 | 120 | L11 | fully | HPLC Column | SS | 53 x 2,0 mm
ProntoSIL | 0603F050PS050 | BISCHOFF ProntoSIL 120-5-Phenyl | PHENYL | 53 | 3 | 5 | 120 | L11 | fully | HPLC Column | SS | 53 x 3,0 mm
ProntoSIL | 0604F050PS050 | BISCHOFF ProntoSIL 120-5-Phenyl | PHENYL | 53 | 4 | 5 | 120 | L11 | fully | HPLC Column | SS | 53 x 4,0 mm
ProntoSIL | 0646F050PS050 | BISCHOFF ProntoSIL 120-5-Phenyl | PHENYL | 53 | 4.6 | 5 | 120 | L11 | fully | HPLC Column | SS | 53 x 4,6 mm
ProntoSIL | A602F050PS050 | BISCHOFF ProntoSIL 120-5-Phenyl | PHENYL | 60 | 2 | 5 | 120 | L11 | fully | HPLC Column | SS | 60 x 2,0 mm
ProntoSIL | A603F050PS050 | BISCHOFF ProntoSIL 120-5-Phenyl | PHENYL | 60 | 3 | 5 | 120 | L11 | fully | HPLC Column | SS | 60 x 3,0 mm
ProntoSIL | A604F050PS050 | BISCHOFF ProntoSIL 120-5-Phenyl | PHENYL | 60 | 4 | 5 | 120 | L11 | fully | HPLC Column | SS | 60 x 4,0 mm
ProntoSIL | A646F050PS050 | BISCHOFF ProntoSIL 120-5-Phenyl | PHENYL | 60 | 4.6 | 5 | 120 | L11 | fully | HPLC Column | SS | 60 x 4,6 mm
ProntoSIL | 0702F050PS050 | BISCHOFF ProntoSIL 120-5-Phenyl | PHENYL | 75 | 2 | 5 | 120 | L11 | fully | HPLC Column | SS | 75 x 2,0 mm
ProntoSIL | 0703F050PS050 | BISCHOFF ProntoSIL 120-5-Phenyl | PHENYL | 75 | 3 | 5 | 120 | L11 | fully | HPLC Column | SS | 75 x 3,0 mm
ProntoSIL | 0704F050PS050 | BISCHOFF ProntoSIL 120-5-Phenyl | PHENYL | 75 | 4 | 5 | 120 | L11 | fully | HPLC Column | SS | 75 x 4,0 mm
ProntoSIL | 0746F050PS050 | BISCHOFF ProntoSIL 120-5-Phenyl | PHENYL | 75 | 4.6 | 5 | 120 | L11 | fully | HPLC Column | SS | 75 x 4,6 mm
ProntoSIL | 1002F050PS050 | BISCHOFF ProntoSIL 120-5-Phenyl | PHENYL | 100 | 2 | 5 | 120 | L11 | fully | HPLC Column | SS | 100 x 2,0 mm
ProntoSIL | 1003F050PS050 | BISCHOFF ProntoSIL 120-5-Phenyl | PHENYL | 100 | 3 | 5 | 120 | L11 | fully | HPLC Column | SS | 100 x 3,0 mm
ProntoSIL | 1004F050PS050 | BISCHOFF ProntoSIL 120-5-Phenyl | PHENYL | 100 | 4 | 5 | 120 | L11 | fully | HPLC Column | SS | 100 x 4,0 mm
ProntoSIL | 1046F050PS050 | BISCHOFF ProntoSIL 120-5-Phenyl | PHENYL | 100 | 4.6 | 5 | 120 | L11 | fully | HPLC Column | SS | 100 x 4,6 mm
ProntoSIL | 1202F050PS050 | BISCHOFF ProntoSIL 120-5-Phenyl | PHENYL | 125 | 2 | 5 | 120 | L11 | fully | HPLC Column | SS | 125 x 2,0 mm
ProntoSIL | 1203F050PS050 | BISCHOFF ProntoSIL 120-5-Phenyl | PHENYL | 125 | 3 | 5 | 120 | L11 | fully | HPLC Column | SS | 125 x 3,0 mm
ProntoSIL | 1204F050PS050 | BISCHOFF ProntoSIL 120-5-Phenyl | PHENYL | 125 | 4 | 5 | 120 | L11 | fully | HPLC Column | SS | 125 x 4,0 mm
ProntoSIL | 1246F050PS050 | BISCHOFF ProntoSIL 120-5-Phenyl | PHENYL | 125 | 4.6 | 5 | 120 | L11 | fully | HPLC Column | SS | 125 x 4,6 mm
ProntoSIL | 1502F050PS050 | BISCHOFF ProntoSIL 120-5-Phenyl | PHENYL | 150 | 2 | 5 | 120 | L11 | fully | HPLC Column | SS | 150 x 2,0 mm
ProntoSIL | 1503F050PS050 | BISCHOFF ProntoSIL 120-5-Phenyl | PHENYL | 150 | 3 | 5 | 120 | L11 | fully | HPLC Column | SS | 150 x 3,0 mm
ProntoSIL | 1504F050PS050 | BISCHOFF ProntoSIL 120-5-Phenyl | PHENYL | 150 | 4 | 5 | 120 | L11 | fully | HPLC Column | SS | 150 x 4,0 mm
ProntoSIL | 1546F050PS050 | BISCHOFF ProntoSIL 120-5-Phenyl | PHENYL | 150 | 4.6 | 5 | 120 | L11 | fully | HPLC Column | SS | 150 x 4,6 mm
ProntoSIL | 2002F050PS050 | BISCHOFF ProntoSIL 120-5-Phenyl | PHENYL | 200 | 2 | 5 | 120 | L11 | fully | HPLC Column | SS | 200 x 2,0 mm
ProntoSIL | 2003F050PS050 | BISCHOFF ProntoSIL 120-5-Phenyl | PHENYL | 200 | 3 | 5 | 120 | L11 | fully | HPLC Column | SS | 200 x 3,0 mm
ProntoSIL | 2004F050PS050 | BISCHOFF ProntoSIL 120-5-Phenyl | PHENYL | 200 | 4 | 5 | 120 | L11 | fully | HPLC Column | SS | 200 x 4,0 mm
ProntoSIL | 2046F050PS050 | BISCHOFF ProntoSIL 120-5-Phenyl | PHENYL | 200 | 4.6 | 5 | 120 | L11 | fully | HPLC Column | SS | 200 x 4,6 mm
ProntoSIL | 2502F050PS050 | BISCHOFF ProntoSIL 120-5-Phenyl | PHENYL | 250 | 2 | 5 | 120 | L11 | fully | HPLC Column | SS | 250 x 2,0 mm
ProntoSIL | 2503F050PS050 | BISCHOFF ProntoSIL 120-5-Phenyl | PHENYL | 250 | 3 | 5 | 120 | L11 | fully | HPLC Column | SS | 250 x 3,0 mm
ProntoSIL | 2504F050PS050 | BISCHOFF ProntoSIL 120-5-Phenyl | PHENYL | 250 | 4 | 5 | 120 | L11 | fully | HPLC Column | SS | 250 x 4,0 mm
ProntoSIL | 2546F050PS050 | BISCHOFF ProntoSIL 120-5-Phenyl | PHENYL | 250 | 4.6 | 5 | 120 | L11 | fully | HPLC Column | SS | 250 x 4,6 mm
ProntoSIL | 3002F050PS050 | BISCHOFF ProntoSIL 120-5-Phenyl | PHENYL | 300 | 2 | 5 | 120 | L11 | fully | HPLC Column | SS | 300 x 2,0 mm
ProntoSIL | 3003F050PS050 | BISCHOFF ProntoSIL 120-5-Phenyl | PHENYL | 300 | 3 | 5 | 120 | L11 | fully | HPLC Column | SS | 300 x 3,0 mm
ProntoSIL | 3004F050PS050 | BISCHOFF ProntoSIL 120-5-Phenyl | PHENYL | 300 | 4 | 5 | 120 | L11 | fully | HPLC Column | SS | 300 x 4,0 mm
ProntoSIL | 3046F050PS050 | BISCHOFF ProntoSIL 120-5-Phenyl | PHENYL | 300 | 4.6 | 5 | 120 | L11 | fully | HPLC Column | SS | 300 x 4,6 mm
ProntoSIL | 01P4F050PS050 | BISCHOFF ProntoSIL 120-5-Phenyl | PHENYL | 14 | 4 | 5 | 120 | L11 | fully | HPLC Column | PEEK | 14 x 4,0 mm
ProntoSIL | A2P4F050PS050 | BISCHOFF ProntoSIL 120-5-Phenyl | PHENYL | 20 | 4 | 5 | 120 | L11 | fully | HPLC Column | PEEK | 20 x 4,0 mm
ProntoSIL | 02P4F050PS050 | BISCHOFF ProntoSIL 120-5-Phenyl | PHENYL | 25 | 4 | 5 | 120 | L11 | fully | HPLC Column | PEEK | 25 x 4,0 mm
ProntoSIL | 03P4F050PS050 | BISCHOFF ProntoSIL 120-5-Phenyl | PHENYL | 30 | 4 | 5 | 120 | L11 | fully | HPLC Column | PEEK | 30 x 4,0 mm
ProntoSIL | 04P4F050PS050 | BISCHOFF ProntoSIL 120-5-Phenyl | PHENYL | 33 | 4 | 5 | 120 | L11 | fully | HPLC Column | PEEK | 33 x 4,0 mm
ProntoSIL | A4P4F050PS050 | BISCHOFF ProntoSIL 120-5-Phenyl | PHENYL | 40 | 4 | 5 | 120 | L11 | fully | HPLC Column | PEEK | 40 x 4,0 mm
ProntoSIL | 05P4F050PS050 | BISCHOFF ProntoSIL 120-5-Phenyl | PHENYL | 50 | 4 | 5 | 120 | L11 | fully | HPLC Column | PEEK | 50 x 4,0 mm
ProntoSIL | 06P4F050PS050 | BISCHOFF ProntoSIL 120-5-Phenyl | PHENYL | 53 | 4 | 5 | 120 | L11 | fully | HPLC Column | PEEK | 53 x 4,0 mm
ProntoSIL | A6P4F050PS050 | BISCHOFF ProntoSIL 120-5-Phenyl | PHENYL | 60 | 4 | 5 | 120 | L11 | fully | HPLC Column | PEEK | 60 x 4,0 mm
ProntoSIL | 07P4F050PS050 | BISCHOFF ProntoSIL 120-5-Phenyl | PHENYL | 75 | 4 | 5 | 120 | L11 | fully | HPLC Column | PEEK | 75 x 4,0 mm
ProntoSIL | 10P4F050PS050 | BISCHOFF ProntoSIL 120-5-Phenyl | PHENYL | 100 | 4 | 5 | 120 | L11 | fully | HPLC Column | PEEK | 100 x 4,0 mm
ProntoSIL | 12P4F050PS050 | BISCHOFF ProntoSIL 120-5-Phenyl | PHENYL | 125 | 4 | 5 | 120 | L11 | fully | HPLC Column | PEEK | 125 x 4,0 mm
ProntoSIL | 15P4F050PS050 | BISCHOFF ProntoSIL 120-5-Phenyl | PHENYL | 150 | 4 | 5 | 120 | L11 | fully | HPLC Column | PEEK | 150 x 4,0 mm
ProntoSIL | 20P4F050PS050 | BISCHOFF ProntoSIL 120-5-Phenyl | PHENYL | 200 | 4 | 5 | 120 | L11 | fully | HPLC Column | PEEK | 200 x 4,0 mm
ProntoSIL | 25P4F050PS050 | BISCHOFF ProntoSIL 120-5-Phenyl | PHENYL | 250 | 4 | 5 | 120 | L11 | fully | HPLC Column | PEEK | 250 x 4,0 mm
ProntoSIL | 30P4F050PS050 | BISCHOFF ProntoSIL 120-5-Phenyl | PHENYL | 300 | 4 | 5 | 120 | L11 | fully | HPLC Column | PEEK | 300 x 4,0 mm
ProntoSIL | 6305F050PS050 | BISCHOFF ProntoSIL 120-5-Phenyl | PHENYL | 5 | 4 | 5 | 120 | L11 | fully | Cartridges (5 pcs.) | SS | 5 x 4,0 mm
ProntoSIL | 6301F050PS050 | BISCHOFF ProntoSIL 120-5-Phenyl | PHENYL | 10 | 4 | 5 | 120 | L11 | fully | Cartridges (5 pcs.) | SS | 10 x 4,0 mm
ProntoSIL | 6302F050PS050 | BISCHOFF ProntoSIL 120-5-Phenyl | PHENYL | 20 | 4 | 5 | 120 | L11 | fully | Cartridges (5 pcs.) | SS | 20 x 4,0 mm
ProntoSIL | 63P1F050PS050 | BISCHOFF ProntoSIL 120-5-Phenyl | PHENYL | 10 | 4 | 5 | 120 | L11 | fully | Cartridges (5 pcs.) | PEEK | 10 x 4,0 mm
ProntoSIL | 63P2F050PS050 | BISCHOFF ProntoSIL 120-5-Phenyl | PHENYL | 20 | 4 | 5 | 120 | L11 | fully | Cartridges (5 pcs.) | PEEK | 20 x 4,0 mm
ProntoSIL | 6335F050PS050 | BISCHOFF ProntoSIL 120-5-Phenyl | PHENYL | 5 | 3 | 5 | 120 | L11 | fully | Cartridges (5 pcs.) | SS | 5 x 3,0 mm
ProntoSIL | 6331F050PS050 | BISCHOFF ProntoSIL 120-5-Phenyl | PHENYL | 10 | 3 | 5 | 120 | L11 | fully | Cartridges (5 pcs.) | SS | 10 x 3,0 mm
ProntoSIL | 6332F050PS050 | BISCHOFF ProntoSIL 120-5-Phenyl | PHENYL | 20 | 3 | 5 | 120 | L11 | fully | Cartridges (5 pcs.) | SS | 20 x 3,0 mm
ProntoSIL | 6325F050PS050 | BISCHOFF ProntoSIL 120-5-Phenyl | PHENYL | 5 | 2 | 5 | 120 | L11 | fully | Cartridges (5 pcs.) | SS | 5 x 2,0 mm
ProntoSIL | 6321F050PS050 | BISCHOFF ProntoSIL 120-5-Phenyl | PHENYL | 10 | 2 | 5 | 120 | L11 | fully | Cartridges (5 pcs.) | SS | 10 x 2,0 mm
ProntoSIL | 6322F050PS050 | BISCHOFF ProntoSIL 120-5-Phenyl | PHENYL | 20 | 2 | 5 | 120 | L11 | fully | Cartridges (5 pcs.) | SS | 20 x 2,0 mm
ProntoSIL | 0102F050PS100 | BISCHOFF ProntoSIL 120-10-Phenyl | PHENYL | 14 | 2 | 10 | 120 | L11 | fully | HPLC Column | SS | 14 x 2,0 mm
ProntoSIL | 0103F050PS100 | BISCHOFF ProntoSIL 120-10-Phenyl | PHENYL | 14 | 3 | 10 | 120 | L11 | fully | HPLC Column | SS | 14 x 3,0 mm
ProntoSIL | 0104F050PS100 | BISCHOFF ProntoSIL 120-10-Phenyl | PHENYL | 14 | 4 | 10 | 120 | L11 | fully | HPLC Column | SS | 14 x 4,0 mm
ProntoSIL | 0146F050PS100 | BISCHOFF ProntoSIL 120-10-Phenyl | PHENYL | 14 | 4.6 | 10 | 120 | L11 | fully | HPLC Column | SS | 14 x 4,6 mm
ProntoSIL | A202F050PS100 | BISCHOFF ProntoSIL 120-10-Phenyl | PHENYL | 20 | 2 | 10 | 120 | L11 | fully | HPLC Column | SS | 20 x 2,0 mm
ProntoSIL | A203F050PS100 | BISCHOFF ProntoSIL 120-10-Phenyl | PHENYL | 20 | 3 | 10 | 120 | L11 | fully | HPLC Column | SS | 20 x 3,0 mm
ProntoSIL | A204F050PS100 | BISCHOFF ProntoSIL 120-10-Phenyl | PHENYL | 20 | 4 | 10 | 120 | L11 | fully | HPLC Column | SS | 20 x 4,0 mm
ProntoSIL | A246F050PS100 | BISCHOFF ProntoSIL 120-10-Phenyl | PHENYL | 20 | 4.6 | 10 | 120 | L11 | fully | HPLC Column | SS | 20 x 4,6 mm
ProntoSIL | 0202F050PS100 | BISCHOFF ProntoSIL 120-10-Phenyl | PHENYL | 25 | 2 | 10 | 120 | L11 | fully | HPLC Column | SS | 25 x 2,0 mm
ProntoSIL | 0203F050PS100 | BISCHOFF ProntoSIL 120-10-Phenyl | PHENYL | 25 | 3 | 10 | 120 | L11 | fully | HPLC Column | SS | 25 x 3,0 mm
ProntoSIL | 0204F050PS100 | BISCHOFF ProntoSIL 120-10-Phenyl | PHENYL | 25 | 4 | 10 | 120 | L11 | fully | HPLC Column | SS | 25 x 4,0 mm
ProntoSIL | 0246F050PS100 | BISCHOFF ProntoSIL 120-10-Phenyl | PHENYL | 25 | 4.6 | 10 | 120 | L11 | fully | HPLC Column | SS | 25 x 4,6 mm
ProntoSIL | 0302F050PS100 | BISCHOFF ProntoSIL 120-10-Phenyl | PHENYL | 30 | 2 | 10 | 120 | L11 | fully | HPLC Column | SS | 30 x 2,0 mm
ProntoSIL | 0303F050PS100 | BISCHOFF ProntoSIL 120-10-Phenyl | PHENYL | 30 | 3 | 10 | 120 | L11 | fully | HPLC Column | SS | 30 x 3,0 mm
ProntoSIL | 0304F050PS100 | BISCHOFF ProntoSIL 120-10-Phenyl | PHENYL | 30 | 4 | 10 | 120 | L11 | fully | HPLC Column | SS | 30 x 4,0 mm
ProntoSIL | 0346F050PS100 | BISCHOFF ProntoSIL 120-10-Phenyl | PHENYL | 30 | 4.6 | 10 | 120 | L11 | fully | HPLC Column | SS | 30 x 4,6 mm
ProntoSIL | 0402F050PS100 | BISCHOFF ProntoSIL 120-10-Phenyl | PHENYL | 33 | 2 | 10 | 120 | L11 | fully | HPLC Column | SS | 33 x 2,0 mm
ProntoSIL | 0403F050PS100 | BISCHOFF ProntoSIL 120-10-Phenyl | PHENYL | 33 | 3 | 10 | 120 | L11 | fully | HPLC Column | SS | 33 x 3,0 mm
ProntoSIL | 0404F050PS100 | BISCHOFF ProntoSIL 120-10-Phenyl | PHENYL | 33 | 4 | 10 | 120 | L11 | fully | HPLC Column | SS | 33 x 4,0 mm
ProntoSIL | 0446F050PS100 | BISCHOFF ProntoSIL 120-10-Phenyl | PHENYL | 33 | 4.6 | 10 | 120 | L11 | fully | HPLC Column | SS | 33 x 4,6 mm
ProntoSIL | A402F050PS100 | BISCHOFF ProntoSIL 120-10-Phenyl | PHENYL | 40 | 2 | 10 | 120 | L11 | fully | HPLC Column | SS | 40 x 2,0 mm
ProntoSIL | A403F050PS100 | BISCHOFF ProntoSIL 120-10-Phenyl | PHENYL | 40 | 3 | 10 | 120 | L11 | fully | HPLC Column | SS | 40 x 3,0 mm
ProntoSIL | A404F050PS100 | BISCHOFF ProntoSIL 120-10-Phenyl | PHENYL | 40 | 4 | 10 | 120 | L11 | fully | HPLC Column | SS | 40 x 4,0 mm
ProntoSIL | A446F050PS100 | BISCHOFF ProntoSIL 120-10-Phenyl | PHENYL | 40 | 4.6 | 10 | 120 | L11 | fully | HPLC Column | SS | 40 x 4,6 mm
ProntoSIL | 0502F050PS100 | BISCHOFF ProntoSIL 120-10-Phenyl | PHENYL | 50 | 2 | 10 | 120 | L11 | fully | HPLC Column | SS | 50 x 2,0 mm
ProntoSIL | 0503F050PS100 | BISCHOFF ProntoSIL 120-10-Phenyl | PHENYL | 50 | 3 | 10 | 120 | L11 | fully | HPLC Column | SS | 50 x 3,0 mm
ProntoSIL | 0504F050PS100 | BISCHOFF ProntoSIL 120-10-Phenyl | PHENYL | 50 | 4 | 10 | 120 | L11 | fully | HPLC Column | SS | 50 x 4,0 mm
ProntoSIL | 0546F050PS100 | BISCHOFF ProntoSIL 120-10-Phenyl | PHENYL | 50 | 4.6 | 10 | 120 | L11 | fully | HPLC Column | SS | 50 x 4,6 mm
ProntoSIL | 0602F050PS100 | BISCHOFF ProntoSIL 120-10-Phenyl | PHENYL | 53 | 2 | 10 | 120 | L11 | fully | HPLC Column | SS | 53 x 2,0 mm
ProntoSIL | 0603F050PS100 | BISCHOFF ProntoSIL 120-10-Phenyl | PHENYL | 53 | 3 | 10 | 120 | L11 | fully | HPLC Column | SS | 53 x 3,0 mm
ProntoSIL | 0604F050PS100 | BISCHOFF ProntoSIL 120-10-Phenyl | PHENYL | 53 | 4 | 10 | 120 | L11 | fully | HPLC Column | SS | 53 x 4,0 mm
ProntoSIL | 0646F050PS100 | BISCHOFF ProntoSIL 120-10-Phenyl | PHENYL | 53 | 4.6 | 10 | 120 | L11 | fully | HPLC Column | SS | 53 x 4,6 mm
ProntoSIL | A602F050PS100 | BISCHOFF ProntoSIL 120-10-Phenyl | PHENYL | 60 | 2 | 10 | 120 | L11 | fully | HPLC Column | SS | 60 x 2,0 mm
ProntoSIL | A603F050PS100 | BISCHOFF ProntoSIL 120-10-Phenyl | PHENYL | 60 | 3 | 10 | 120 | L11 | fully | HPLC Column | SS | 60 x 3,0 mm
ProntoSIL | A604F050PS100 | BISCHOFF ProntoSIL 120-10-Phenyl | PHENYL | 60 | 4 | 10 | 120 | L11 | fully | HPLC Column | SS | 60 x 4,0 mm
ProntoSIL | A646F050PS100 | BISCHOFF ProntoSIL 120-10-Phenyl | PHENYL | 60 | 4.6 | 10 | 120 | L11 | fully | HPLC Column | SS | 60 x 4,6 mm
ProntoSIL | 0702F050PS100 | BISCHOFF ProntoSIL 120-10-Phenyl | PHENYL | 75 | 2 | 10 | 120 | L11 | fully | HPLC Column | SS | 75 x 2,0 mm
ProntoSIL | 0703F050PS100 | BISCHOFF ProntoSIL 120-10-Phenyl | PHENYL | 75 | 3 | 10 | 120 | L11 | fully | HPLC Column | SS | 75 x 3,0 mm
ProntoSIL | 0704F050PS100 | BISCHOFF ProntoSIL 120-10-Phenyl | PHENYL | 75 | 4 | 10 | 120 | L11 | fully | HPLC Column | SS | 75 x 4,0 mm
ProntoSIL | 0746F050PS100 | BISCHOFF ProntoSIL 120-10-Phenyl | PHENYL | 75 | 4.6 | 10 | 120 | L11 | fully | HPLC Column | SS | 75 x 4,6 mm
ProntoSIL | 1002F050PS100 | BISCHOFF ProntoSIL 120-10-Phenyl | PHENYL | 100 | 2 | 10 | 120 | L11 | fully | HPLC Column | SS | 100 x 2,0 mm
ProntoSIL | 1003F050PS100 | BISCHOFF ProntoSIL 120-10-Phenyl | PHENYL | 100 | 3 | 10 | 120 | L11 | fully | HPLC Column | SS | 100 x 3,0 mm
ProntoSIL | 1004F050PS100 | BISCHOFF ProntoSIL 120-10-Phenyl | PHENYL | 100 | 4 | 10 | 120 | L11 | fully | HPLC Column | SS | 100 x 4,0 mm
ProntoSIL | 1046F050PS100 | BISCHOFF ProntoSIL 120-10-Phenyl | PHENYL | 100 | 4.6 | 10 | 120 | L11 | fully | HPLC Column | SS | 100 x 4,6 mm
ProntoSIL | 1202F050PS100 | BISCHOFF ProntoSIL 120-10-Phenyl | PHENYL | 125 | 2 | 10 | 120 | L11 | fully | HPLC Column | SS | 125 x 2,0 mm
ProntoSIL | 1203F050PS100 | BISCHOFF ProntoSIL 120-10-Phenyl | PHENYL | 125 | 3 | 10 | 120 | L11 | fully | HPLC Column | SS | 125 x 3,0 mm
ProntoSIL | 1204F050PS100 | BISCHOFF ProntoSIL 120-10-Phenyl | PHENYL | 125 | 4 | 10 | 120 | L11 | fully | HPLC Column | SS | 125 x 4,0 mm
ProntoSIL | 1246F050PS100 | BISCHOFF ProntoSIL 120-10-Phenyl | PHENYL | 125 | 4.6 | 10 | 120 | L11 | fully | HPLC Column | SS | 125 x 4,6 mm
ProntoSIL | 1502F050PS100 | BISCHOFF ProntoSIL 120-10-Phenyl | PHENYL | 150 | 2 | 10 | 120 | L11 | fully | HPLC Column | SS | 150 x 2,0 mm
ProntoSIL | 1503F050PS100 | BISCHOFF ProntoSIL 120-10-Phenyl | PHENYL | 150 | 3 | 10 | 120 | L11 | fully | HPLC Column | SS | 150 x 3,0 mm
ProntoSIL | 1504F050PS100 | BISCHOFF ProntoSIL 120-10-Phenyl | PHENYL | 150 | 4 | 10 | 120 | L11 | fully | HPLC Column | SS | 150 x 4,0 mm
ProntoSIL | 1546F050PS100 | BISCHOFF ProntoSIL 120-10-Phenyl | PHENYL | 150 | 4.6 | 10 | 120 | L11 | fully | HPLC Column | SS | 150 x 4,6 mm
ProntoSIL | 2002F050PS100 | BISCHOFF ProntoSIL 120-10-Phenyl | PHENYL | 200 | 2 | 10 | 120 | L11 | fully | HPLC Column | SS | 200 x 2,0 mm
ProntoSIL | 2003F050PS100 | BISCHOFF ProntoSIL 120-10-Phenyl | PHENYL | 200 | 3 | 10 | 120 | L11 | fully | HPLC Column | SS | 200 x 3,0 mm
ProntoSIL | 2004F050PS100 | BISCHOFF ProntoSIL 120-10-Phenyl | PHENYL | 200 | 4 | 10 | 120 | L11 | fully | HPLC Column | SS | 200 x 4,0 mm
ProntoSIL | 2046F050PS100 | BISCHOFF ProntoSIL 120-10-Phenyl | PHENYL | 200 | 4.6 | 10 | 120 | L11 | fully | HPLC Column | SS | 200 x 4,6 mm
ProntoSIL | 2502F050PS100 | BISCHOFF ProntoSIL 120-10-Phenyl | PHENYL | 250 | 2 | 10 | 120 | L11 | fully | HPLC Column | SS | 250 x 2,0 mm
ProntoSIL | 2503F050PS100 | BISCHOFF ProntoSIL 120-10-Phenyl | PHENYL | 250 | 3 | 10 | 120 | L11 | fully | HPLC Column | SS | 250 x 3,0 mm
ProntoSIL | 2504F050PS100 | BISCHOFF ProntoSIL 120-10-Phenyl | PHENYL | 250 | 4 | 10 | 120 | L11 | fully | HPLC Column | SS | 250 x 4,0 mm
ProntoSIL | 2546F050PS100 | BISCHOFF ProntoSIL 120-10-Phenyl | PHENYL | 250 | 4.6 | 10 | 120 | L11 | fully | HPLC Column | SS | 250 x 4,6 mm
ProntoSIL | 3002F050PS100 | BISCHOFF ProntoSIL 120-10-Phenyl | PHENYL | 300 | 2 | 10 | 120 | L11 | fully | HPLC Column | SS | 300 x 2,0 mm
ProntoSIL | 3003F050PS100 | BISCHOFF ProntoSIL 120-10-Phenyl | PHENYL | 300 | 3 | 10 | 120 | L11 | fully | HPLC Column | SS | 300 x 3,0 mm
ProntoSIL | 3004F050PS100 | BISCHOFF ProntoSIL 120-10-Phenyl | PHENYL | 300 | 4 | 10 | 120 | L11 | fully | HPLC Column | SS | 300 x 4,0 mm
ProntoSIL | 3046F050PS100 | BISCHOFF ProntoSIL 120-10-Phenyl | PHENYL | 300 | 4.6 | 10 | 120 | L11 | fully | HPLC Column | SS | 300 x 4,6 mm
ProntoSIL | 01P4F050PS100 | BISCHOFF ProntoSIL 120-10-Phenyl | PHENYL | 14 | 4 | 10 | 120 | L11 | fully | HPLC Column | PEEK | 14 x 4,0 mm
ProntoSIL | A2P4F050PS100 | BISCHOFF ProntoSIL 120-10-Phenyl | PHENYL | 20 | 4 | 10 | 120 | L11 | fully | HPLC Column | PEEK | 20 x 4,0 mm
ProntoSIL | 02P4F050PS100 | BISCHOFF ProntoSIL 120-10-Phenyl | PHENYL | 25 | 4 | 10 | 120 | L11 | fully | HPLC Column | PEEK | 25 x 4,0 mm
ProntoSIL | 03P4F050PS100 | BISCHOFF ProntoSIL 120-10-Phenyl | PHENYL | 30 | 4 | 10 | 120 | L11 | fully | HPLC Column | PEEK | 30 x 4,0 mm
ProntoSIL | 04P4F050PS100 | BISCHOFF ProntoSIL 120-10-Phenyl | PHENYL | 33 | 4 | 10 | 120 | L11 | fully | HPLC Column | PEEK | 33 x 4,0 mm
ProntoSIL | A4P4F050PS100 | BISCHOFF ProntoSIL 120-10-Phenyl | PHENYL | 40 | 4 | 10 | 120 | L11 | fully | HPLC Column | PEEK | 40 x 4,0 mm
ProntoSIL | 05P4F050PS100 | BISCHOFF ProntoSIL 120-10-Phenyl | PHENYL | 50 | 4 | 10 | 120 | L11 | fully | HPLC Column | PEEK | 50 x 4,0 mm
ProntoSIL | 06P4F050PS100 | BISCHOFF ProntoSIL 120-10-Phenyl | PHENYL | 53 | 4 | 10 | 120 | L11 | fully | HPLC Column | PEEK | 53 x 4,0 mm
ProntoSIL | A6P4F050PS100 | BISCHOFF ProntoSIL 120-10-Phenyl | PHENYL | 60 | 4 | 10 | 120 | L11 | fully | HPLC Column | PEEK | 60 x 4,0 mm
ProntoSIL | 07P4F050PS100 | BISCHOFF ProntoSIL 120-10-Phenyl | PHENYL | 75 | 4 | 10 | 120 | L11 | fully | HPLC Column | PEEK | 75 x 4,0 mm
ProntoSIL | 10P4F050PS100 | BISCHOFF ProntoSIL 120-10-Phenyl | PHENYL | 100 | 4 | 10 | 120 | L11 | fully | HPLC Column | PEEK | 100 x 4,0 mm
ProntoSIL | 12P4F050PS100 | BISCHOFF ProntoSIL 120-10-Phenyl | PHENYL | 125 | 4 | 10 | 120 | L11 | fully | HPLC Column | PEEK | 125 x 4,0 mm
ProntoSIL | 15P4F050PS100 | BISCHOFF ProntoSIL 120-10-Phenyl | PHENYL | 150 | 4 | 10 | 120 | L11 | fully | HPLC Column | PEEK | 150 x 4,0 mm
ProntoSIL | 20P4F050PS100 | BISCHOFF ProntoSIL 120-10-Phenyl | PHENYL | 200 | 4 | 10 | 120 | L11 | fully | HPLC Column | PEEK | 200 x 4,0 mm
ProntoSIL | 25P4F050PS100 | BISCHOFF ProntoSIL 120-10-Phenyl | PHENYL | 250 | 4 | 10 | 120 | L11 | fully | HPLC Column | PEEK | 250 x 4,0 mm
ProntoSIL | 30P4F050PS100 | BISCHOFF ProntoSIL 120-10-Phenyl | PHENYL | 300 | 4 | 10 | 120 | L11 | fully | HPLC Column | PEEK | 300 x 4,0 mm
ProntoSIL | 6305F050PS100 | BISCHOFF ProntoSIL 120-10-Phenyl | PHENYL | 5 | 4 | 10 | 120 | L11 | fully | Cartridges (5 pcs.) | SS | 5 x 4,0 mm
ProntoSIL | 6301F050PS100 | BISCHOFF ProntoSIL 120-10-Phenyl | PHENYL | 10 | 4 | 10 | 120 | L11 | fully | Cartridges (5 pcs.) | SS | 10 x 4,0 mm
ProntoSIL | 6302F050PS100 | BISCHOFF ProntoSIL 120-10-Phenyl | PHENYL | 20 | 4 | 10 | 120 | L11 | fully | Cartridges (5 pcs.) | SS | 20 x 4,0 mm
ProntoSIL | 63P1F050PS100 | BISCHOFF ProntoSIL 120-10-Phenyl | PHENYL | 10 | 4 | 10 | 120 | L11 | fully | Cartridges (5 pcs.) | PEEK | 10 x 4,0 mm
ProntoSIL | 63P2F050PS100 | BISCHOFF ProntoSIL 120-10-Phenyl | PHENYL | 20 | 4 | 10 | 120 | L11 | fully | Cartridges (5 pcs.) | PEEK | 20 x 4,0 mm
ProntoSIL | 6335F050PS100 | BISCHOFF ProntoSIL 120-10-Phenyl | PHENYL | 5 | 3 | 10 | 120 | L11 | fully | Cartridges (5 pcs.) | SS | 5 x 3,0 mm
ProntoSIL | 6331F050PS100 | BISCHOFF ProntoSIL 120-10-Phenyl | PHENYL | 10 | 3 | 10 | 120 | L11 | fully | Cartridges (5 pcs.) | SS | 10 x 3,0 mm
ProntoSIL | 6332F050PS100 | BISCHOFF ProntoSIL 120-10-Phenyl | PHENYL | 20 | 3 | 10 | 120 | L11 | fully | Cartridges (5 pcs.) | SS | 20 x 3,0 mm
ProntoSIL | 6325F050PS100 | BISCHOFF ProntoSIL 120-10-Phenyl | PHENYL | 5 | 2 | 10 | 120 | L11 | fully | Cartridges (5 pcs.) | SS | 5 x 2,0 mm
ProntoSIL | 6321F050PS100 | BISCHOFF ProntoSIL 120-10-Phenyl | PHENYL | 10 | 2 | 10 | 120 | L11 | fully | Cartridges (5 pcs.) | SS | 10 x 2,0 mm
ProntoSIL | 6322F050PS100 | BISCHOFF ProntoSIL 120-10-Phenyl | PHENYL | 20 | 2 | 10 | 120 | L11 | fully | Cartridges (5 pcs.) | SS | 20 x 2,0 mm
ProntoSIL | 0102F200PS030 | BISCHOFF ProntoSIL 120-3-CN | CN | 14 | 2 | 3 | 120 | L10 | no | HPLC Column | SS | 14 x 2,0 mm
ProntoSIL | 0103F200PS030 | BISCHOFF ProntoSIL 120-3-CN | CN | 14 | 3 | 3 | 120 | L10 | no | HPLC Column | SS | 14 x 3,0 mm
ProntoSIL | 0104F200PS030 | BISCHOFF ProntoSIL 120-3-CN | CN | 14 | 4 | 3 | 120 | L10 | no | HPLC Column | SS | 14 x 4,0 mm
ProntoSIL | 0146F200PS030 | BISCHOFF ProntoSIL 120-3-CN | CN | 14 | 4.6 | 3 | 120 | L10 | no | HPLC Column | SS | 14 x 4,6 mm
ProntoSIL | A202F200PS030 | BISCHOFF ProntoSIL 120-3-CN | CN | 20 | 2 | 3 | 120 | L10 | no | HPLC Column | SS | 20 x 2,0 mm
ProntoSIL | A203F200PS030 | BISCHOFF ProntoSIL 120-3-CN | CN | 20 | 3 | 3 | 120 | L10 | no | HPLC Column | SS | 20 x 3,0 mm
ProntoSIL | A204F200PS030 | BISCHOFF ProntoSIL 120-3-CN | CN | 20 | 4 | 3 | 120 | L10 | no | HPLC Column | SS | 20 x 4,0 mm
ProntoSIL | A246F200PS030 | BISCHOFF ProntoSIL 120-3-CN | CN | 20 | 4.6 | 3 | 120 | L10 | no | HPLC Column | SS | 20 x 4,6 mm
ProntoSIL | 0202F200PS030 | BISCHOFF ProntoSIL 120-3-CN | CN | 25 | 2 | 3 | 120 | L10 | no | HPLC Column | SS | 25 x 2,0 mm
ProntoSIL | 0203F200PS030 | BISCHOFF ProntoSIL 120-3-CN | CN | 25 | 3 | 3 | 120 | L10 | no | HPLC Column | SS | 25 x 3,0 mm
ProntoSIL | 0204F200PS030 | BISCHOFF ProntoSIL 120-3-CN | CN | 25 | 4 | 3 | 120 | L10 | no | HPLC Column | SS | 25 x 4,0 mm
ProntoSIL | 0246F200PS030 | BISCHOFF ProntoSIL 120-3-CN | CN | 25 | 4.6 | 3 | 120 | L10 | no | HPLC Column | SS | 25 x 4,6 mm
ProntoSIL | 0302F200PS030 | BISCHOFF ProntoSIL 120-3-CN | CN | 30 | 2 | 3 | 120 | L10 | no | HPLC Column | SS | 30 x 2,0 mm
ProntoSIL | 0303F200PS030 | BISCHOFF ProntoSIL 120-3-CN | CN | 30 | 3 | 3 | 120 | L10 | no | HPLC Column | SS | 30 x 3,0 mm
ProntoSIL | 0304F200PS030 | BISCHOFF ProntoSIL 120-3-CN | CN | 30 | 4 | 3 | 120 | L10 | no | HPLC Column | SS | 30 x 4,0 mm
ProntoSIL | 0346F200PS030 | BISCHOFF ProntoSIL 120-3-CN | CN | 30 | 4.6 | 3 | 120 | L10 | no | HPLC Column | SS | 30 x 4,6 mm
ProntoSIL | 0402F200PS030 | BISCHOFF ProntoSIL 120-3-CN | CN | 33 | 2 | 3 | 120 | L10 | no | HPLC Column | SS | 33 x 2,0 mm
ProntoSIL | 0403F200PS030 | BISCHOFF ProntoSIL 120-3-CN | CN | 33 | 3 | 3 | 120 | L10 | no | HPLC Column | SS | 33 x 3,0 mm
ProntoSIL | 0404F200PS030 | BISCHOFF ProntoSIL 120-3-CN | CN | 33 | 4 | 3 | 120 | L10 | no | HPLC Column | SS | 33 x 4,0 mm
ProntoSIL | 0446F200PS030 | BISCHOFF ProntoSIL 120-3-CN | CN | 33 | 4.6 | 3 | 120 | L10 | no | HPLC Column | SS | 33 x 4,6 mm
ProntoSIL | A402F200PS030 | BISCHOFF ProntoSIL 120-3-CN | CN | 40 | 2 | 3 | 120 | L10 | no | HPLC Column | SS | 40 x 2,0 mm
ProntoSIL | A403F200PS030 | BISCHOFF ProntoSIL 120-3-CN | CN | 40 | 3 | 3 | 120 | L10 | no | HPLC Column | SS | 40 x 3,0 mm
ProntoSIL | A404F200PS030 | BISCHOFF ProntoSIL 120-3-CN | CN | 40 | 4 | 3 | 120 | L10 | no | HPLC Column | SS | 40 x 4,0 mm
ProntoSIL | A446F200PS030 | BISCHOFF ProntoSIL 120-3-CN | CN | 40 | 4.6 | 3 | 120 | L10 | no | HPLC Column | SS | 40 x 4,6 mm
ProntoSIL | 0502F200PS030 | BISCHOFF ProntoSIL 120-3-CN | CN | 50 | 2 | 3 | 120 | L10 | no | HPLC Column | SS | 50 x 2,0 mm
ProntoSIL | 0503F200PS030 | BISCHOFF ProntoSIL 120-3-CN | CN | 50 | 3 | 3 | 120 | L10 | no | HPLC Column | SS | 50 x 3,0 mm
ProntoSIL | 0504F200PS030 | BISCHOFF ProntoSIL 120-3-CN | CN | 50 | 4 | 3 | 120 | L10 | no | HPLC Column | SS | 50 x 4,0 mm
ProntoSIL | 0546F200PS030 | BISCHOFF ProntoSIL 120-3-CN | CN | 50 | 4.6 | 3 | 120 | L10 | no | HPLC Column | SS | 50 x 4,6 mm
ProntoSIL | 0602F200PS030 | BISCHOFF ProntoSIL 120-3-CN | CN | 53 | 2 | 3 | 120 | L10 | no | HPLC Column | SS | 53 x 2,0 mm
ProntoSIL | 0603F200PS030 | BISCHOFF ProntoSIL 120-3-CN | CN | 53 | 3 | 3 | 120 | L10 | no | HPLC Column | SS | 53 x 3,0 mm
ProntoSIL | 0604F200PS030 | BISCHOFF ProntoSIL 120-3-CN | CN | 53 | 4 | 3 | 120 | L10 | no | HPLC Column | SS | 53 x 4,0 mm
ProntoSIL | 0646F200PS030 | BISCHOFF ProntoSIL 120-3-CN | CN | 53 | 4.6 | 3 | 120 | L10 | no | HPLC Column | SS | 53 x 4,6 mm
ProntoSIL | A602F200PS030 | BISCHOFF ProntoSIL 120-3-CN | CN | 60 | 2 | 3 | 120 | L10 | no | HPLC Column | SS | 60 x 2,0 mm
ProntoSIL | A603F200PS030 | BISCHOFF ProntoSIL 120-3-CN | CN | 60 | 3 | 3 | 120 | L10 | no | HPLC Column | SS | 60 x 3,0 mm
ProntoSIL | A604F200PS030 | BISCHOFF ProntoSIL 120-3-CN | CN | 60 | 4 | 3 | 120 | L10 | no | HPLC Column | SS | 60 x 4,0 mm
ProntoSIL | A646F200PS030 | BISCHOFF ProntoSIL 120-3-CN | CN | 60 | 4.6 | 3 | 120 | L10 | no | HPLC Column | SS | 60 x 4,6 mm
ProntoSIL | 0702F200PS030 | BISCHOFF ProntoSIL 120-3-CN | CN | 75 | 2 | 3 | 120 | L10 | no | HPLC Column | SS | 75 x 2,0 mm
ProntoSIL | 0703F200PS030 | BISCHOFF ProntoSIL 120-3-CN | CN | 75 | 3 | 3 | 120 | L10 | no | HPLC Column | SS | 75 x 3,0 mm
ProntoSIL | 0704F200PS030 | BISCHOFF ProntoSIL 120-3-CN | CN | 75 | 4 | 3 | 120 | L10 | no | HPLC Column | SS | 75 x 4,0 mm
ProntoSIL | 0746F200PS030 | BISCHOFF ProntoSIL 120-3-CN | CN | 75 | 4.6 | 3 | 120 | L10 | no | HPLC Column | SS | 75 x 4,6 mm
ProntoSIL | 1002F200PS030 | BISCHOFF ProntoSIL 120-3-CN | CN | 100 | 2 | 3 | 120 | L10 | no | HPLC Column | SS | 100 x 2,0 mm
ProntoSIL | 1003F200PS030 | BISCHOFF ProntoSIL 120-3-CN | CN | 100 | 3 | 3 | 120 | L10 | no | HPLC Column | SS | 100 x 3,0 mm
ProntoSIL | 1004F200PS030 | BISCHOFF ProntoSIL 120-3-CN | CN | 100 | 4 | 3 | 120 | L10 | no | HPLC Column | SS | 100 x 4,0 mm
ProntoSIL | 1046F200PS030 | BISCHOFF ProntoSIL 120-3-CN | CN | 100 | 4.6 | 3 | 120 | L10 | no | HPLC Column | SS | 100 x 4,6 mm
ProntoSIL | 1202F200PS030 | BISCHOFF ProntoSIL 120-3-CN | CN | 125 | 2 | 3 | 120 | L10 | no | HPLC Column | SS | 125 x 2,0 mm
ProntoSIL | 1203F200PS030 | BISCHOFF ProntoSIL 120-3-CN | CN | 125 | 3 | 3 | 120 | L10 | no | HPLC Column | SS | 125 x 3,0 mm
ProntoSIL | 1204F200PS030 | BISCHOFF ProntoSIL 120-3-CN | CN | 125 | 4 | 3 | 120 | L10 | no | HPLC Column | SS | 125 x 4,0 mm
ProntoSIL | 1246F200PS030 | BISCHOFF ProntoSIL 120-3-CN | CN | 125 | 4.6 | 3 | 120 | L10 | no | HPLC Column | SS | 125 x 4,6 mm
ProntoSIL | 1502F200PS030 | BISCHOFF ProntoSIL 120-3-CN | CN | 150 | 2 | 3 | 120 | L10 | no | HPLC Column | SS | 150 x 2,0 mm
ProntoSIL | 1503F200PS030 | BISCHOFF ProntoSIL 120-3-CN | CN | 150 | 3 | 3 | 120 | L10 | no | HPLC Column | SS | 150 x 3,0 mm
ProntoSIL | 1504F200PS030 | BISCHOFF ProntoSIL 120-3-CN | CN | 150 | 4 | 3 | 120 | L10 | no | HPLC Column | SS | 150 x 4,0 mm
ProntoSIL | 1546F200PS030 | BISCHOFF ProntoSIL 120-3-CN | CN | 150 | 4.6 | 3 | 120 | L10 | no | HPLC Column | SS | 150 x 4,6 mm
ProntoSIL | 2002F200PS030 | BISCHOFF ProntoSIL 120-3-CN | CN | 200 | 2 | 3 | 120 | L10 | no | HPLC Column | SS | 200 x 2,0 mm
ProntoSIL | 2003F200PS030 | BISCHOFF ProntoSIL 120-3-CN | CN | 200 | 3 | 3 | 120 | L10 | no | HPLC Column | SS | 200 x 3,0 mm
ProntoSIL | 2004F200PS030 | BISCHOFF ProntoSIL 120-3-CN | CN | 200 | 4 | 3 | 120 | L10 | no | HPLC Column | SS | 200 x 4,0 mm
ProntoSIL | 2046F200PS030 | BISCHOFF ProntoSIL 120-3-CN | CN | 200 | 4.6 | 3 | 120 | L10 | no | HPLC Column | SS | 200 x 4,6 mm
ProntoSIL | 2502F200PS030 | BISCHOFF ProntoSIL 120-3-CN | CN | 250 | 2 | 3 | 120 | L10 | no | HPLC Column | SS | 250 x 2,0 mm
ProntoSIL | 2503F200PS030 | BISCHOFF ProntoSIL 120-3-CN | CN | 250 | 3 | 3 | 120 | L10 | no | HPLC Column | SS | 250 x 3,0 mm
ProntoSIL | 2504F200PS030 | BISCHOFF ProntoSIL 120-3-CN | CN | 250 | 4 | 3 | 120 | L10 | no | HPLC Column | SS | 250 x 4,0 mm
ProntoSIL | 2546F200PS030 | BISCHOFF ProntoSIL 120-3-CN | CN | 250 | 4.6 | 3 | 120 | L10 | no | HPLC Column | SS | 250 x 4,6 mm
ProntoSIL | 3002F200PS030 | BISCHOFF ProntoSIL 120-3-CN | CN | 300 | 2 | 3 | 120 | L10 | no | HPLC Column | SS | 300 x 2,0 mm
ProntoSIL | 3003F200PS030 | BISCHOFF ProntoSIL 120-3-CN | CN | 300 | 3 | 3 | 120 | L10 | no | HPLC Column | SS | 300 x 3,0 mm
ProntoSIL | 3004F200PS030 | BISCHOFF ProntoSIL 120-3-CN | CN | 300 | 4 | 3 | 120 | L10 | no | HPLC Column | SS | 300 x 4,0 mm
ProntoSIL | 3046F200PS030 | BISCHOFF ProntoSIL 120-3-CN | CN | 300 | 4.6 | 3 | 120 | L10 | no | HPLC Column | SS | 300 x 4,6 mm
ProntoSIL | 01P4F200PS030 | BISCHOFF ProntoSIL 120-3-CN | CN | 14 | 4 | 3 | 120 | L10 | no | HPLC Column | PEEK | 14 x 4,0 mm
ProntoSIL | A2P4F200PS030 | BISCHOFF ProntoSIL 120-3-CN | CN | 20 | 4 | 3 | 120 | L10 | no | HPLC Column | PEEK | 20 x 4,0 mm
ProntoSIL | 02P4F200PS030 | BISCHOFF ProntoSIL 120-3-CN | CN | 25 | 4 | 3 | 120 | L10 | no | HPLC Column | PEEK | 25 x 4,0 mm
ProntoSIL | 03P4F200PS030 | BISCHOFF ProntoSIL 120-3-CN | CN | 30 | 4 | 3 | 120 | L10 | no | HPLC Column | PEEK | 30 x 4,0 mm
ProntoSIL | 04P4F200PS030 | BISCHOFF ProntoSIL 120-3-CN | CN | 33 | 4 | 3 | 120 | L10 | no | HPLC Column | PEEK | 33 x 4,0 mm
ProntoSIL | A4P4F200PS030 | BISCHOFF ProntoSIL 120-3-CN | CN | 40 | 4 | 3 | 120 | L10 | no | HPLC Column | PEEK | 40 x 4,0 mm
ProntoSIL | 05P4F200PS030 | BISCHOFF ProntoSIL 120-3-CN | CN | 50 | 4 | 3 | 120 | L10 | no | HPLC Column | PEEK | 50 x 4,0 mm
ProntoSIL | 06P4F200PS030 | BISCHOFF ProntoSIL 120-3-CN | CN | 53 | 4 | 3 | 120 | L10 | no | HPLC Column | PEEK | 53 x 4,0 mm
ProntoSIL | A6P4F200PS030 | BISCHOFF ProntoSIL 120-3-CN | CN | 60 | 4 | 3 | 120 | L10 | no | HPLC Column | PEEK | 60 x 4,0 mm
ProntoSIL | 07P4F200PS030 | BISCHOFF ProntoSIL 120-3-CN | CN | 75 | 4 | 3 | 120 | L10 | no | HPLC Column | PEEK | 75 x 4,0 mm
ProntoSIL | 10P4F200PS030 | BISCHOFF ProntoSIL 120-3-CN | CN | 100 | 4 | 3 | 120 | L10 | no | HPLC Column | PEEK | 100 x 4,0 mm
ProntoSIL | 12P4F200PS030 | BISCHOFF ProntoSIL 120-3-CN | CN | 125 | 4 | 3 | 120 | L10 | no | HPLC Column | PEEK | 125 x 4,0 mm
ProntoSIL | 15P4F200PS030 | BISCHOFF ProntoSIL 120-3-CN | CN | 150 | 4 | 3 | 120 | L10 | no | HPLC Column | PEEK | 150 x 4,0 mm
ProntoSIL | 20P4F200PS030 | BISCHOFF ProntoSIL 120-3-CN | CN | 200 | 4 | 3 | 120 | L10 | no | HPLC Column | PEEK | 200 x 4,0 mm
ProntoSIL | 25P4F200PS030 | BISCHOFF ProntoSIL 120-3-CN | CN | 250 | 4 | 3 | 120 | L10 | no | HPLC Column | PEEK | 250 x 4,0 mm
ProntoSIL | 30P4F200PS030 | BISCHOFF ProntoSIL 120-3-CN | CN | 300 | 4 | 3 | 120 | L10 | no | HPLC Column | PEEK | 300 x 4,0 mm
ProntoSIL | 6305F200PS030 | BISCHOFF ProntoSIL 120-3-CN | CN | 5 | 4 | 3 | 120 | L10 | no | Cartridges (5 pcs.) | SS | 5 x 4,0 mm
ProntoSIL | 6301F200PS030 | BISCHOFF ProntoSIL 120-3-CN | CN | 10 | 4 | 3 | 120 | L10 | no | Cartridges (5 pcs.) | SS | 10 x 4,0 mm
ProntoSIL | 6302F200PS030 | BISCHOFF ProntoSIL 120-3-CN | CN | 20 | 4 | 3 | 120 | L10 | no | Cartridges (5 pcs.) | SS | 20 x 4,0 mm
ProntoSIL | 63P1F200PS030 | BISCHOFF ProntoSIL 120-3-CN | CN | 10 | 4 | 3 | 120 | L10 | no | Cartridges (5 pcs.) | PEEK | 10 x 4,0 mm
ProntoSIL | 63P2F200PS030 | BISCHOFF ProntoSIL 120-3-CN | CN | 20 | 4 | 3 | 120 | L10 | no | Cartridges (5 pcs.) | PEEK | 20 x 4,0 mm
ProntoSIL | 6335F200PS030 | BISCHOFF ProntoSIL 120-3-CN | CN | 5 | 3 | 3 | 120 | L10 | no | Cartridges (5 pcs.) | SS | 5 x 3,0 mm
ProntoSIL | 6331F200PS030 | BISCHOFF ProntoSIL 120-3-CN | CN | 10 | 3 | 3 | 120 | L10 | no | Cartridges (5 pcs.) | SS | 10 x 3,0 mm
ProntoSIL | 6332F200PS030 | BISCHOFF ProntoSIL 120-3-CN | CN | 20 | 3 | 3 | 120 | L10 | no | Cartridges (5 pcs.) | SS | 20 x 3,0 mm
ProntoSIL | 6325F200PS030 | BISCHOFF ProntoSIL 120-3-CN | CN | 5 | 2 | 3 | 120 | L10 | no | Cartridges (5 pcs.) | SS | 5 x 2,0 mm
ProntoSIL | 6321F200PS030 | BISCHOFF ProntoSIL 120-3-CN | CN | 10 | 2 | 3 | 120 | L10 | no | Cartridges (5 pcs.) | SS | 10 x 2,0 mm
ProntoSIL | 6322F200PS030 | BISCHOFF ProntoSIL 120-3-CN | CN | 20 | 2 | 3 | 120 | L10 | no | Cartridges (5 pcs.) | SS | 20 x 2,0 mm
ProntoSIL | 0102F200PS050 | BISCHOFF ProntoSIL 120-5-CN | CN | 14 | 2 | 5 | 120 | L10 | no | HPLC Column | SS | 14 x 2,0 mm
ProntoSIL | 0103F200PS050 | BISCHOFF ProntoSIL 120-5-CN | CN | 14 | 3 | 5 | 120 | L10 | no | HPLC Column | SS | 14 x 3,0 mm
ProntoSIL | 0104F200PS050 | BISCHOFF ProntoSIL 120-5-CN | CN | 14 | 4 | 5 | 120 | L10 | no | HPLC Column | SS | 14 x 4,0 mm
ProntoSIL | 0146F200PS050 | BISCHOFF ProntoSIL 120-5-CN | CN | 14 | 4.6 | 5 | 120 | L10 | no | HPLC Column | SS | 14 x 4,6 mm
ProntoSIL | A202F200PS050 | BISCHOFF ProntoSIL 120-5-CN | CN | 20 | 2 | 5 | 120 | L10 | no | HPLC Column | SS | 20 x 2,0 mm
ProntoSIL | A203F200PS050 | BISCHOFF ProntoSIL 120-5-CN | CN | 20 | 3 | 5 | 120 | L10 | no | HPLC Column | SS | 20 x 3,0 mm
ProntoSIL | A204F200PS050 | BISCHOFF ProntoSIL 120-5-CN | CN | 20 | 4 | 5 | 120 | L10 | no | HPLC Column | SS | 20 x 4,0 mm
ProntoSIL | A246F200PS050 | BISCHOFF ProntoSIL 120-5-CN | CN | 20 | 4.6 | 5 | 120 | L10 | no | HPLC Column | SS | 20 x 4,6 mm
ProntoSIL | 0202F200PS050 | BISCHOFF ProntoSIL 120-5-CN | CN | 25 | 2 | 5 | 120 | L10 | no | HPLC Column | SS | 25 x 2,0 mm
ProntoSIL | 0203F200PS050 | BISCHOFF ProntoSIL 120-5-CN | CN | 25 | 3 | 5 | 120 | L10 | no | HPLC Column | SS | 25 x 3,0 mm
ProntoSIL | 0204F200PS050 | BISCHOFF ProntoSIL 120-5-CN | CN | 25 | 4 | 5 | 120 | L10 | no | HPLC Column | SS | 25 x 4,0 mm
ProntoSIL | 0246F200PS050 | BISCHOFF ProntoSIL 120-5-CN | CN | 25 | 4.6 | 5 | 120 | L10 | no | HPLC Column | SS | 25 x 4,6 mm
ProntoSIL | 0302F200PS050 | BISCHOFF ProntoSIL 120-5-CN | CN | 30 | 2 | 5 | 120 | L10 | no | HPLC Column | SS | 30 x 2,0 mm
ProntoSIL | 0303F200PS050 | BISCHOFF ProntoSIL 120-5-CN | CN | 30 | 3 | 5 | 120 | L10 | no | HPLC Column | SS | 30 x 3,0 mm
ProntoSIL | 0304F200PS050 | BISCHOFF ProntoSIL 120-5-CN | CN | 30 | 4 | 5 | 120 | L10 | no | HPLC Column | SS | 30 x 4,0 mm
ProntoSIL | 0346F200PS050 | BISCHOFF ProntoSIL 120-5-CN | CN | 30 | 4.6 | 5 | 120 | L10 | no | HPLC Column | SS | 30 x 4,6 mm
ProntoSIL | 0402F200PS050 | BISCHOFF ProntoSIL 120-5-CN | CN | 33 | 2 | 5 | 120 | L10 | no | HPLC Column | SS | 33 x 2,0 mm
ProntoSIL | 0403F200PS050 | BISCHOFF ProntoSIL 120-5-CN | CN | 33 | 3 | 5 | 120 | L10 | no | HPLC Column | SS | 33 x 3,0 mm
ProntoSIL | 0404F200PS050 | BISCHOFF ProntoSIL 120-5-CN | CN | 33 | 4 | 5 | 120 | L10 | no | HPLC Column | SS | 33 x 4,0 mm
ProntoSIL | 0446F200PS050 | BISCHOFF ProntoSIL 120-5-CN | CN | 33 | 4.6 | 5 | 120 | L10 | no | HPLC Column | SS | 33 x 4,6 mm
ProntoSIL | A402F200PS050 | BISCHOFF ProntoSIL 120-5-CN | CN | 40 | 2 | 5 | 120 | L10 | no | HPLC Column | SS | 40 x 2,0 mm
ProntoSIL | A403F200PS050 | BISCHOFF ProntoSIL 120-5-CN | CN | 40 | 3 | 5 | 120 | L10 | no | HPLC Column | SS | 40 x 3,0 mm
ProntoSIL | A404F200PS050 | BISCHOFF ProntoSIL 120-5-CN | CN | 40 | 4 | 5 | 120 | L10 | no | HPLC Column | SS | 40 x 4,0 mm
ProntoSIL | A446F200PS050 | BISCHOFF ProntoSIL 120-5-CN | CN | 40 | 4.6 | 5 | 120 | L10 | no | HPLC Column | SS | 40 x 4,6 mm
ProntoSIL | 0502F200PS050 | BISCHOFF ProntoSIL 120-5-CN | CN | 50 | 2 | 5 | 120 | L10 | no | HPLC Column | SS | 50 x 2,0 mm
ProntoSIL | 0503F200PS050 | BISCHOFF ProntoSIL 120-5-CN | CN | 50 | 3 | 5 | 120 | L10 | no | HPLC Column | SS | 50 x 3,0 mm
ProntoSIL | 0504F200PS050 | BISCHOFF ProntoSIL 120-5-CN | CN | 50 | 4 | 5 | 120 | L10 | no | HPLC Column | SS | 50 x 4,0 mm
ProntoSIL | 0546F200PS050 | BISCHOFF ProntoSIL 120-5-CN | CN | 50 | 4.6 | 5 | 120 | L10 | no | HPLC Column | SS | 50 x 4,6 mm
ProntoSIL | 0602F200PS050 | BISCHOFF ProntoSIL 120-5-CN | CN | 53 | 2 | 5 | 120 | L10 | no | HPLC Column | SS | 53 x 2,0 mm
ProntoSIL | 0603F200PS050 | BISCHOFF ProntoSIL 120-5-CN | CN | 53 | 3 | 5 | 120 | L10 | no | HPLC Column | SS | 53 x 3,0 mm
ProntoSIL | 0604F200PS050 | BISCHOFF ProntoSIL 120-5-CN | CN | 53 | 4 | 5 | 120 | L10 | no | HPLC Column | SS | 53 x 4,0 mm
ProntoSIL | 0646F200PS050 | BISCHOFF ProntoSIL 120-5-CN | CN | 53 | 4.6 | 5 | 120 | L10 | no | HPLC Column | SS | 53 x 4,6 mm
ProntoSIL | A602F200PS050 | BISCHOFF ProntoSIL 120-5-CN | CN | 60 | 2 | 5 | 120 | L10 | no | HPLC Column | SS | 60 x 2,0 mm
ProntoSIL | A603F200PS050 | BISCHOFF ProntoSIL 120-5-CN | CN | 60 | 3 | 5 | 120 | L10 | no | HPLC Column | SS | 60 x 3,0 mm
ProntoSIL | A604F200PS050 | BISCHOFF ProntoSIL 120-5-CN | CN | 60 | 4 | 5 | 120 | L10 | no | HPLC Column | SS | 60 x 4,0 mm
ProntoSIL | A646F200PS050 | BISCHOFF ProntoSIL 120-5-CN | CN | 60 | 4.6 | 5 | 120 | L10 | no | HPLC Column | SS | 60 x 4,6 mm
ProntoSIL | 0702F200PS050 | BISCHOFF ProntoSIL 120-5-CN | CN | 75 | 2 | 5 | 120 | L10 | no | HPLC Column | SS | 75 x 2,0 mm
ProntoSIL | 0703F200PS050 | BISCHOFF ProntoSIL 120-5-CN | CN | 75 | 3 | 5 | 120 | L10 | no | HPLC Column | SS | 75 x 3,0 mm
ProntoSIL | 0704F200PS050 | BISCHOFF ProntoSIL 120-5-CN | CN | 75 | 4 | 5 | 120 | L10 | no | HPLC Column | SS | 75 x 4,0 mm
ProntoSIL | 0746F200PS050 | BISCHOFF ProntoSIL 120-5-CN | CN | 75 | 4.6 | 5 | 120 | L10 | no | HPLC Column | SS | 75 x 4,6 mm
ProntoSIL | 1002F200PS050 | BISCHOFF ProntoSIL 120-5-CN | CN | 100 | 2 | 5 | 120 | L10 | no | HPLC Column | SS | 100 x 2,0 mm
ProntoSIL | 1003F200PS050 | BISCHOFF ProntoSIL 120-5-CN | CN | 100 | 3 | 5 | 120 | L10 | no | HPLC Column | SS | 100 x 3,0 mm
ProntoSIL | 1004F200PS050 | BISCHOFF ProntoSIL 120-5-CN | CN | 100 | 4 | 5 | 120 | L10 | no | HPLC Column | SS | 100 x 4,0 mm
ProntoSIL | 1046F200PS050 | BISCHOFF ProntoSIL 120-5-CN | CN | 100 | 4.6 | 5 | 120 | L10 | no | HPLC Column | SS | 100 x 4,6 mm
ProntoSIL | 1202F200PS050 | BISCHOFF ProntoSIL 120-5-CN | CN | 125 | 2 | 5 | 120 | L10 | no | HPLC Column | SS | 125 x 2,0 mm
ProntoSIL | 1203F200PS050 | BISCHOFF ProntoSIL 120-5-CN | CN | 125 | 3 | 5 | 120 | L10 | no | HPLC Column | SS | 125 x 3,0 mm
ProntoSIL | 1204F200PS050 | BISCHOFF ProntoSIL 120-5-CN | CN | 125 | 4 | 5 | 120 | L10 | no | HPLC Column | SS | 125 x 4,0 mm
ProntoSIL | 1246F200PS050 | BISCHOFF ProntoSIL 120-5-CN | CN | 125 | 4.6 | 5 | 120 | L10 | no | HPLC Column | SS | 125 x 4,6 mm
ProntoSIL | 1502F200PS050 | BISCHOFF ProntoSIL 120-5-CN | CN | 150 | 2 | 5 | 120 | L10 | no | HPLC Column | SS | 150 x 2,0 mm
ProntoSIL | 1503F200PS050 | BISCHOFF ProntoSIL 120-5-CN | CN | 150 | 3 | 5 | 120 | L10 | no | HPLC Column | SS | 150 x 3,0 mm
ProntoSIL | 1504F200PS050 | BISCHOFF ProntoSIL 120-5-CN | CN | 150 | 4 | 5 | 120 | L10 | no | HPLC Column | SS | 150 x 4,0 mm
ProntoSIL | 1546F200PS050 | BISCHOFF ProntoSIL 120-5-CN | CN | 150 | 4.6 | 5 | 120 | L10 | no | HPLC Column | SS | 150 x 4,6 mm
ProntoSIL | 2002F200PS050 | BISCHOFF ProntoSIL 120-5-CN | CN | 200 | 2 | 5 | 120 | L10 | no | HPLC Column | SS | 200 x 2,0 mm
ProntoSIL | 2003F200PS050 | BISCHOFF ProntoSIL 120-5-CN | CN | 200 | 3 | 5 | 120 | L10 | no | HPLC Column | SS | 200 x 3,0 mm
ProntoSIL | 2004F200PS050 | BISCHOFF ProntoSIL 120-5-CN | CN | 200 | 4 | 5 | 120 | L10 | no | HPLC Column | SS | 200 x 4,0 mm
ProntoSIL | 2046F200PS050 | BISCHOFF ProntoSIL 120-5-CN | CN | 200 | 4.6 | 5 | 120 | L10 | no | HPLC Column | SS | 200 x 4,6 mm
ProntoSIL | 2502F200PS050 | BISCHOFF ProntoSIL 120-5-CN | CN | 250 | 2 | 5 | 120 | L10 | no | HPLC Column | SS | 250 x 2,0 mm
ProntoSIL | 2503F200PS050 | BISCHOFF ProntoSIL 120-5-CN | CN | 250 | 3 | 5 | 120 | L10 | no | HPLC Column | SS | 250 x 3,0 mm
ProntoSIL | 2504F200PS050 | BISCHOFF ProntoSIL 120-5-CN | CN | 250 | 4 | 5 | 120 | L10 | no | HPLC Column | SS | 250 x 4,0 mm
ProntoSIL | 2546F200PS050 | BISCHOFF ProntoSIL 120-5-CN | CN | 250 | 4.6 | 5 | 120 | L10 | no | HPLC Column | SS | 250 x 4,6 mm
ProntoSIL | 3002F200PS050 | BISCHOFF ProntoSIL 120-5-CN | CN | 300 | 2 | 5 | 120 | L10 | no | HPLC Column | SS | 300 x 2,0 mm
ProntoSIL | 3003F200PS050 | BISCHOFF ProntoSIL 120-5-CN | CN | 300 | 3 | 5 | 120 | L10 | no | HPLC Column | SS | 300 x 3,0 mm
ProntoSIL | 3004F200PS050 | BISCHOFF ProntoSIL 120-5-CN | CN | 300 | 4 | 5 | 120 | L10 | no | HPLC Column | SS | 300 x 4,0 mm
ProntoSIL | 3046F200PS050 | BISCHOFF ProntoSIL 120-5-CN | CN | 300 | 4.6 | 5 | 120 | L10 | no | HPLC Column | SS | 300 x 4,6 mm
ProntoSIL | 01P4F200PS050 | BISCHOFF ProntoSIL 120-5-CN | CN | 14 | 4 | 5 | 120 | L10 | no | HPLC Column | PEEK | 14 x 4,0 mm
ProntoSIL | A2P4F200PS050 | BISCHOFF ProntoSIL 120-5-CN | CN | 20 | 4 | 5 | 120 | L10 | no | HPLC Column | PEEK | 20 x 4,0 mm
ProntoSIL | 02P4F200PS050 | BISCHOFF ProntoSIL 120-5-CN | CN | 25 | 4 | 5 | 120 | L10 | no | HPLC Column | PEEK | 25 x 4,0 mm
ProntoSIL | 03P4F200PS050 | BISCHOFF ProntoSIL 120-5-CN | CN | 30 | 4 | 5 | 120 | L10 | no | HPLC Column | PEEK | 30 x 4,0 mm
ProntoSIL | 04P4F200PS050 | BISCHOFF ProntoSIL 120-5-CN | CN | 33 | 4 | 5 | 120 | L10 | no | HPLC Column | PEEK | 33 x 4,0 mm
ProntoSIL | A4P4F200PS050 | BISCHOFF ProntoSIL 120-5-CN | CN | 40 | 4 | 5 | 120 | L10 | no | HPLC Column | PEEK | 40 x 4,0 mm
ProntoSIL | 05P4F200PS050 | BISCHOFF ProntoSIL 120-5-CN | CN | 50 | 4 | 5 | 120 | L10 | no | HPLC Column | PEEK | 50 x 4,0 mm
ProntoSIL | 06P4F200PS050 | BISCHOFF ProntoSIL 120-5-CN | CN | 53 | 4 | 5 | 120 | L10 | no | HPLC Column | PEEK | 53 x 4,0 mm
ProntoSIL | A6P4F200PS050 | BISCHOFF ProntoSIL 120-5-CN | CN | 60 | 4 | 5 | 120 | L10 | no | HPLC Column | PEEK | 60 x 4,0 mm
ProntoSIL | 07P4F200PS050 | BISCHOFF ProntoSIL 120-5-CN | CN | 75 | 4 | 5 | 120 | L10 | no | HPLC Column | PEEK | 75 x 4,0 mm
ProntoSIL | 10P4F200PS050 | BISCHOFF ProntoSIL 120-5-CN | CN | 100 | 4 | 5 | 120 | L10 | no | HPLC Column | PEEK | 100 x 4,0 mm
ProntoSIL | 12P4F200PS050 | BISCHOFF ProntoSIL 120-5-CN | CN | 125 | 4 | 5 | 120 | L10 | no | HPLC Column | PEEK | 125 x 4,0 mm
ProntoSIL | 15P4F200PS050 | BISCHOFF ProntoSIL 120-5-CN | CN | 150 | 4 | 5 | 120 | L10 | no | HPLC Column | PEEK | 150 x 4,0 mm
ProntoSIL | 20P4F200PS050 | BISCHOFF ProntoSIL 120-5-CN | CN | 200 | 4 | 5 | 120 | L10 | no | HPLC Column | PEEK | 200 x 4,0 mm
ProntoSIL | 25P4F200PS050 | BISCHOFF ProntoSIL 120-5-CN | CN | 250 | 4 | 5 | 120 | L10 | no | HPLC Column | PEEK | 250 x 4,0 mm
ProntoSIL | 30P4F200PS050 | BISCHOFF ProntoSIL 120-5-CN | CN | 300 | 4 | 5 | 120 | L10 | no | HPLC Column | PEEK | 300 x 4,0 mm
ProntoSIL | 6305F200PS050 | BISCHOFF ProntoSIL 120-5-CN | CN | 5 | 4 | 5 | 120 | L10 | no | Cartridges (5 pcs.) | SS | 5 x 4,0 mm
ProntoSIL | 6301F200PS050 | BISCHOFF ProntoSIL 120-5-CN | CN | 10 | 4 | 5 | 120 | L10 | no | Cartridges (5 pcs.) | SS | 10 x 4,0 mm
ProntoSIL | 6302F200PS050 | BISCHOFF ProntoSIL 120-5-CN | CN | 20 | 4 | 5 | 120 | L10 | no | Cartridges (5 pcs.) | SS | 20 x 4,0 mm
ProntoSIL | 63P1F200PS050 | BISCHOFF ProntoSIL 120-5-CN | CN | 10 | 4 | 5 | 120 | L10 | no | Cartridges (5 pcs.) | PEEK | 10 x 4,0 mm
ProntoSIL | 63P2F200PS050 | BISCHOFF ProntoSIL 120-5-CN | CN | 20 | 4 | 5 | 120 | L10 | no | Cartridges (5 pcs.) | PEEK | 20 x 4,0 mm
ProntoSIL | 6335F200PS050 | BISCHOFF ProntoSIL 120-5-CN | CN | 5 | 3 | 5 | 120 | L10 | no | Cartridges (5 pcs.) | SS | 5 x 3,0 mm
ProntoSIL | 6331F200PS050 | BISCHOFF ProntoSIL 120-5-CN | CN | 10 | 3 | 5 | 120 | L10 | no | Cartridges (5 pcs.) | SS | 10 x 3,0 mm
ProntoSIL | 6332F200PS050 | BISCHOFF ProntoSIL 120-5-CN | CN | 20 | 3 | 5 | 120 | L10 | no | Cartridges (5 pcs.) | SS | 20 x 3,0 mm
ProntoSIL | 6325F200PS050 | BISCHOFF ProntoSIL 120-5-CN | CN | 5 | 2 | 5 | 120 | L10 | no | Cartridges (5 pcs.) | SS | 5 x 2,0 mm
ProntoSIL | 6321F200PS050 | BISCHOFF ProntoSIL 120-5-CN | CN | 10 | 2 | 5 | 120 | L10 | no | Cartridges (5 pcs.) | SS | 10 x 2,0 mm
ProntoSIL | 6322F200PS050 | BISCHOFF ProntoSIL 120-5-CN | CN | 20 | 2 | 5 | 120 | L10 | no | Cartridges (5 pcs.) | SS | 20 x 2,0 mm
ProntoSIL | 0102F200PS100 | BISCHOFF ProntoSIL 120-10-CN | CN | 14 | 2 | 10 | 120 | L10 | no | HPLC Column | SS | 14 x 2,0 mm
ProntoSIL | 0103F200PS100 | BISCHOFF ProntoSIL 120-10-CN | CN | 14 | 3 | 10 | 120 | L10 | no | HPLC Column | SS | 14 x 3,0 mm
ProntoSIL | 0104F200PS100 | BISCHOFF ProntoSIL 120-10-CN | CN | 14 | 4 | 10 | 120 | L10 | no | HPLC Column | SS | 14 x 4,0 mm
ProntoSIL | 0146F200PS100 | BISCHOFF ProntoSIL 120-10-CN | CN | 14 | 4.6 | 10 | 120 | L10 | no | HPLC Column | SS | 14 x 4,6 mm
ProntoSIL | A202F200PS100 | BISCHOFF ProntoSIL 120-10-CN | CN | 20 | 2 | 10 | 120 | L10 | no | HPLC Column | SS | 20 x 2,0 mm
ProntoSIL | A203F200PS100 | BISCHOFF ProntoSIL 120-10-CN | CN | 20 | 3 | 10 | 120 | L10 | no | HPLC Column | SS | 20 x 3,0 mm
ProntoSIL | A204F200PS100 | BISCHOFF ProntoSIL 120-10-CN | CN | 20 | 4 | 10 | 120 | L10 | no | HPLC Column | SS | 20 x 4,0 mm
ProntoSIL | A246F200PS100 | BISCHOFF ProntoSIL 120-10-CN | CN | 20 | 4.6 | 10 | 120 | L10 | no | HPLC Column | SS | 20 x 4,6 mm
ProntoSIL | 0202F200PS100 | BISCHOFF ProntoSIL 120-10-CN | CN | 25 | 2 | 10 | 120 | L10 | no | HPLC Column | SS | 25 x 2,0 mm
ProntoSIL | 0203F200PS100 | BISCHOFF ProntoSIL 120-10-CN | CN | 25 | 3 | 10 | 120 | L10 | no | HPLC Column | SS | 25 x 3,0 mm
ProntoSIL | 0204F200PS100 | BISCHOFF ProntoSIL 120-10-CN | CN | 25 | 4 | 10 | 120 | L10 | no | HPLC Column | SS | 25 x 4,0 mm
ProntoSIL | 0246F200PS100 | BISCHOFF ProntoSIL 120-10-CN | CN | 25 | 4.6 | 10 | 120 | L10 | no | HPLC Column | SS | 25 x 4,6 mm
ProntoSIL | 0302F200PS100 | BISCHOFF ProntoSIL 120-10-CN | CN | 30 | 2 | 10 | 120 | L10 | no | HPLC Column | SS | 30 x 2,0 mm
ProntoSIL | 0303F200PS100 | BISCHOFF ProntoSIL 120-10-CN | CN | 30 | 3 | 10 | 120 | L10 | no | HPLC Column | SS | 30 x 3,0 mm
ProntoSIL | 0304F200PS100 | BISCHOFF ProntoSIL 120-10-CN | CN | 30 | 4 | 10 | 120 | L10 | no | HPLC Column | SS | 30 x 4,0 mm
ProntoSIL | 0346F200PS100 | BISCHOFF ProntoSIL 120-10-CN | CN | 30 | 4.6 | 10 | 120 | L10 | no | HPLC Column | SS | 30 x 4,6 mm
ProntoSIL | 0402F200PS100 | BISCHOFF ProntoSIL 120-10-CN | CN | 33 | 2 | 10 | 120 | L10 | no | HPLC Column | SS | 33 x 2,0 mm
ProntoSIL | 0403F200PS100 | BISCHOFF ProntoSIL 120-10-CN | CN | 33 | 3 | 10 | 120 | L10 | no | HPLC Column | SS | 33 x 3,0 mm
ProntoSIL | 0404F200PS100 | BISCHOFF ProntoSIL 120-10-CN | CN | 33 | 4 | 10 | 120 | L10 | no | HPLC Column | SS | 33 x 4,0 mm
ProntoSIL | 0446F200PS100 | BISCHOFF ProntoSIL 120-10-CN | CN | 33 | 4.6 | 10 | 120 | L10 | no | HPLC Column | SS | 33 x 4,6 mm
ProntoSIL | A402F200PS100 | BISCHOFF ProntoSIL 120-10-CN | CN | 40 | 2 | 10 | 120 | L10 | no | HPLC Column | SS | 40 x 2,0 mm
ProntoSIL | A403F200PS100 | BISCHOFF ProntoSIL 120-10-CN | CN | 40 | 3 | 10 | 120 | L10 | no | HPLC Column | SS | 40 x 3,0 mm
ProntoSIL | A404F200PS100 | BISCHOFF ProntoSIL 120-10-CN | CN | 40 | 4 | 10 | 120 | L10 | no | HPLC Column | SS | 40 x 4,0 mm
ProntoSIL | A446F200PS100 | BISCHOFF ProntoSIL 120-10-CN | CN | 40 | 4.6 | 10 | 120 | L10 | no | HPLC Column | SS | 40 x 4,6 mm
ProntoSIL | 0502F200PS100 | BISCHOFF ProntoSIL 120-10-CN | CN | 50 | 2 | 10 | 120 | L10 | no | HPLC Column | SS | 50 x 2,0 mm
ProntoSIL | 0503F200PS100 | BISCHOFF ProntoSIL 120-10-CN | CN | 50 | 3 | 10 | 120 | L10 | no | HPLC Column | SS | 50 x 3,0 mm
ProntoSIL | 0504F200PS100 | BISCHOFF ProntoSIL 120-10-CN | CN | 50 | 4 | 10 | 120 | L10 | no | HPLC Column | SS | 50 x 4,0 mm
ProntoSIL | 0546F200PS100 | BISCHOFF ProntoSIL 120-10-CN | CN | 50 | 4.6 | 10 | 120 | L10 | no | HPLC Column | SS | 50 x 4,6 mm
ProntoSIL | 0602F200PS100 | BISCHOFF ProntoSIL 120-10-CN | CN | 53 | 2 | 10 | 120 | L10 | no | HPLC Column | SS | 53 x 2,0 mm
ProntoSIL | 0603F200PS100 | BISCHOFF ProntoSIL 120-10-CN | CN | 53 | 3 | 10 | 120 | L10 | no | HPLC Column | SS | 53 x 3,0 mm
ProntoSIL | 0604F200PS100 | BISCHOFF ProntoSIL 120-10-CN | CN | 53 | 4 | 10 | 120 | L10 | no | HPLC Column | SS | 53 x 4,0 mm
ProntoSIL | 0646F200PS100 | BISCHOFF ProntoSIL 120-10-CN | CN | 53 | 4.6 | 10 | 120 | L10 | no | HPLC Column | SS | 53 x 4,6 mm
ProntoSIL | A602F200PS100 | BISCHOFF ProntoSIL 120-10-CN | CN | 60 | 2 | 10 | 120 | L10 | no | HPLC Column | SS | 60 x 2,0 mm
ProntoSIL | A603F200PS100 | BISCHOFF ProntoSIL 120-10-CN | CN | 60 | 3 | 10 | 120 | L10 | no | HPLC Column | SS | 60 x 3,0 mm
ProntoSIL | A604F200PS100 | BISCHOFF ProntoSIL 120-10-CN | CN | 60 | 4 | 10 | 120 | L10 | no | HPLC Column | SS | 60 x 4,0 mm
ProntoSIL | A646F200PS100 | BISCHOFF ProntoSIL 120-10-CN | CN | 60 | 4.6 | 10 | 120 | L10 | no | HPLC Column | SS | 60 x 4,6 mm
ProntoSIL | 0702F200PS100 | BISCHOFF ProntoSIL 120-10-CN | CN | 75 | 2 | 10 | 120 | L10 | no | HPLC Column | SS | 75 x 2,0 mm
ProntoSIL | 0703F200PS100 | BISCHOFF ProntoSIL 120-10-CN | CN | 75 | 3 | 10 | 120 | L10 | no | HPLC Column | SS | 75 x 3,0 mm
ProntoSIL | 0704F200PS100 | BISCHOFF ProntoSIL 120-10-CN | CN | 75 | 4 | 10 | 120 | L10 | no | HPLC Column | SS | 75 x 4,0 mm
ProntoSIL | 0746F200PS100 | BISCHOFF ProntoSIL 120-10-CN | CN | 75 | 4.6 | 10 | 120 | L10 | no | HPLC Column | SS | 75 x 4,6 mm
ProntoSIL | 1002F200PS100 | BISCHOFF ProntoSIL 120-10-CN | CN | 100 | 2 | 10 | 120 | L10 | no | HPLC Column | SS | 100 x 2,0 mm
ProntoSIL | 1003F200PS100 | BISCHOFF ProntoSIL 120-10-CN | CN | 100 | 3 | 10 | 120 | L10 | no | HPLC Column | SS | 100 x 3,0 mm
ProntoSIL | 1004F200PS100 | BISCHOFF ProntoSIL 120-10-CN | CN | 100 | 4 | 10 | 120 | L10 | no | HPLC Column | SS | 100 x 4,0 mm
ProntoSIL | 1046F200PS100 | BISCHOFF ProntoSIL 120-10-CN | CN | 100 | 4.6 | 10 | 120 | L10 | no | HPLC Column | SS | 100 x 4,6 mm
ProntoSIL | 1202F200PS100 | BISCHOFF ProntoSIL 120-10-CN | CN | 125 | 2 | 10 | 120 | L10 | no | HPLC Column | SS | 125 x 2,0 mm
ProntoSIL | 1203F200PS100 | BISCHOFF ProntoSIL 120-10-CN | CN | 125 | 3 | 10 | 120 | L10 | no | HPLC Column | SS | 125 x 3,0 mm
ProntoSIL | 1204F200PS100 | BISCHOFF ProntoSIL 120-10-CN | CN | 125 | 4 | 10 | 120 | L10 | no | HPLC Column | SS | 125 x 4,0 mm
ProntoSIL | 1246F200PS100 | BISCHOFF ProntoSIL 120-10-CN | CN | 125 | 4.6 | 10 | 120 | L10 | no | HPLC Column | SS | 125 x 4,6 mm
ProntoSIL | 1502F200PS100 | BISCHOFF ProntoSIL 120-10-CN | CN | 150 | 2 | 10 | 120 | L10 | no | HPLC Column | SS | 150 x 2,0 mm
ProntoSIL | 1503F200PS100 | BISCHOFF ProntoSIL 120-10-CN | CN | 150 | 3 | 10 | 120 | L10 | no | HPLC Column | SS | 150 x 3,0 mm
ProntoSIL | 1504F200PS100 | BISCHOFF ProntoSIL 120-10-CN | CN | 150 | 4 | 10 | 120 | L10 | no | HPLC Column | SS | 150 x 4,0 mm
ProntoSIL | 1546F200PS100 | BISCHOFF ProntoSIL 120-10-CN | CN | 150 | 4.6 | 10 | 120 | L10 | no | HPLC Column | SS | 150 x 4,6 mm
ProntoSIL | 2002F200PS100 | BISCHOFF ProntoSIL 120-10-CN | CN | 200 | 2 | 10 | 120 | L10 | no | HPLC Column | SS | 200 x 2,0 mm
ProntoSIL | 2003F200PS100 | BISCHOFF ProntoSIL 120-10-CN | CN | 200 | 3 | 10 | 120 | L10 | no | HPLC Column | SS | 200 x 3,0 mm
ProntoSIL | 2004F200PS100 | BISCHOFF ProntoSIL 120-10-CN | CN | 200 | 4 | 10 | 120 | L10 | no | HPLC Column | SS | 200 x 4,0 mm
ProntoSIL | 2046F200PS100 | BISCHOFF ProntoSIL 120-10-CN | CN | 200 | 4.6 | 10 | 120 | L10 | no | HPLC Column | SS | 200 x 4,6 mm
ProntoSIL | 2502F200PS100 | BISCHOFF ProntoSIL 120-10-CN | CN | 250 | 2 | 10 | 120 | L10 | no | HPLC Column | SS | 250 x 2,0 mm
ProntoSIL | 2503F200PS100 | BISCHOFF ProntoSIL 120-10-CN | CN | 250 | 3 | 10 | 120 | L10 | no | HPLC Column | SS | 250 x 3,0 mm
ProntoSIL | 2504F200PS100 | BISCHOFF ProntoSIL 120-10-CN | CN | 250 | 4 | 10 | 120 | L10 | no | HPLC Column | SS | 250 x 4,0 mm
ProntoSIL | 2546F200PS100 | BISCHOFF ProntoSIL 120-10-CN | CN | 250 | 4.6 | 10 | 120 | L10 | no | HPLC Column | SS | 250 x 4,6 mm
ProntoSIL | 3002F200PS100 | BISCHOFF ProntoSIL 120-10-CN | CN | 300 | 2 | 10 | 120 | L10 | no | HPLC Column | SS | 300 x 2,0 mm
ProntoSIL | 3003F200PS100 | BISCHOFF ProntoSIL 120-10-CN | CN | 300 | 3 | 10 | 120 | L10 | no | HPLC Column | SS | 300 x 3,0 mm
ProntoSIL | 3004F200PS100 | BISCHOFF ProntoSIL 120-10-CN | CN | 300 | 4 | 10 | 120 | L10 | no | HPLC Column | SS | 300 x 4,0 mm
ProntoSIL | 3046F200PS100 | BISCHOFF ProntoSIL 120-10-CN | CN | 300 | 4.6 | 10 | 120 | L10 | no | HPLC Column | SS | 300 x 4,6 mm
ProntoSIL | 01P4F200PS100 | BISCHOFF ProntoSIL 120-10-CN | CN | 14 | 4 | 10 | 120 | L10 | no | HPLC Column | PEEK | 14 x 4,0 mm
ProntoSIL | A2P4F200PS100 | BISCHOFF ProntoSIL 120-10-CN | CN | 20 | 4 | 10 | 120 | L10 | no | HPLC Column | PEEK | 20 x 4,0 mm
ProntoSIL | 02P4F200PS100 | BISCHOFF ProntoSIL 120-10-CN | CN | 25 | 4 | 10 | 120 | L10 | no | HPLC Column | PEEK | 25 x 4,0 mm
ProntoSIL | 03P4F200PS100 | BISCHOFF ProntoSIL 120-10-CN | CN | 30 | 4 | 10 | 120 | L10 | no | HPLC Column | PEEK | 30 x 4,0 mm
ProntoSIL | 04P4F200PS100 | BISCHOFF ProntoSIL 120-10-CN | CN | 33 | 4 | 10 | 120 | L10 | no | HPLC Column | PEEK | 33 x 4,0 mm
ProntoSIL | A4P4F200PS100 | BISCHOFF ProntoSIL 120-10-CN | CN | 40 | 4 | 10 | 120 | L10 | no | HPLC Column | PEEK | 40 x 4,0 mm
ProntoSIL | 05P4F200PS100 | BISCHOFF ProntoSIL 120-10-CN | CN | 50 | 4 | 10 | 120 | L10 | no | HPLC Column | PEEK | 50 x 4,0 mm
ProntoSIL | 06P4F200PS100 | BISCHOFF ProntoSIL 120-10-CN | CN | 53 | 4 | 10 | 120 | L10 | no | HPLC Column | PEEK | 53 x 4,0 mm
ProntoSIL | A6P4F200PS100 | BISCHOFF ProntoSIL 120-10-CN | CN | 60 | 4 | 10 | 120 | L10 | no | HPLC Column | PEEK | 60 x 4,0 mm
ProntoSIL | 07P4F200PS100 | BISCHOFF ProntoSIL 120-10-CN | CN | 75 | 4 | 10 | 120 | L10 | no | HPLC Column | PEEK | 75 x 4,0 mm
ProntoSIL | 10P4F200PS100 | BISCHOFF ProntoSIL 120-10-CN | CN | 100 | 4 | 10 | 120 | L10 | no | HPLC Column | PEEK | 100 x 4,0 mm
ProntoSIL | 12P4F200PS100 | BISCHOFF ProntoSIL 120-10-CN | CN | 125 | 4 | 10 | 120 | L10 | no | HPLC Column | PEEK | 125 x 4,0 mm
ProntoSIL | 15P4F200PS100 | BISCHOFF ProntoSIL 120-10-CN | CN | 150 | 4 | 10 | 120 | L10 | no | HPLC Column | PEEK | 150 x 4,0 mm
ProntoSIL | 20P4F200PS100 | BISCHOFF ProntoSIL 120-10-CN | CN | 200 | 4 | 10 | 120 | L10 | no | HPLC Column | PEEK | 200 x 4,0 mm
ProntoSIL | 25P4F200PS100 | BISCHOFF ProntoSIL 120-10-CN | CN | 250 | 4 | 10 | 120 | L10 | no | HPLC Column | PEEK | 250 x 4,0 mm
ProntoSIL | 30P4F200PS100 | BISCHOFF ProntoSIL 120-10-CN | CN | 300 | 4 | 10 | 120 | L10 | no | HPLC Column | PEEK | 300 x 4,0 mm
ProntoSIL | 6305F200PS100 | BISCHOFF ProntoSIL 120-10-CN | CN | 5 | 4 | 10 | 120 | L10 | no | Cartridges (5 pcs.) | SS | 5 x 4,0 mm
ProntoSIL | 6301F200PS100 | BISCHOFF ProntoSIL 120-10-CN | CN | 10 | 4 | 10 | 120 | L10 | no | Cartridges (5 pcs.) | SS | 10 x 4,0 mm
ProntoSIL | 6302F200PS100 | BISCHOFF ProntoSIL 120-10-CN | CN | 20 | 4 | 10 | 120 | L10 | no | Cartridges (5 pcs.) | SS | 20 x 4,0 mm
ProntoSIL | 63P1F200PS100 | BISCHOFF ProntoSIL 120-10-CN | CN | 10 | 4 | 10 | 120 | L10 | no | Cartridges (5 pcs.) | PEEK | 10 x 4,0 mm
ProntoSIL | 63P2F200PS100 | BISCHOFF ProntoSIL 120-10-CN | CN | 20 | 4 | 10 | 120 | L10 | no | Cartridges (5 pcs.) | PEEK | 20 x 4,0 mm
ProntoSIL | 6335F200PS100 | BISCHOFF ProntoSIL 120-10-CN | CN | 5 | 3 | 10 | 120 | L10 | no | Cartridges (5 pcs.) | SS | 5 x 3,0 mm
ProntoSIL | 6331F200PS100 | BISCHOFF ProntoSIL 120-10-CN | CN | 10 | 3 | 10 | 120 | L10 | no | Cartridges (5 pcs.) | SS | 10 x 3,0 mm
ProntoSIL | 6332F200PS100 | BISCHOFF ProntoSIL 120-10-CN | CN | 20 | 3 | 10 | 120 | L10 | no | Cartridges (5 pcs.) | SS | 20 x 3,0 mm
ProntoSIL | 6325F200PS100 | BISCHOFF ProntoSIL 120-10-CN | CN | 5 | 2 | 10 | 120 | L10 | no | Cartridges (5 pcs.) | SS | 5 x 2,0 mm
ProntoSIL | 6321F200PS100 | BISCHOFF ProntoSIL 120-10-CN | CN | 10 | 2 | 10 | 120 | L10 | no | Cartridges (5 pcs.) | SS | 10 x 2,0 mm
ProntoSIL | 6322F200PS100 | BISCHOFF ProntoSIL 120-10-CN | CN | 20 | 2 | 10 | 120 | L10 | no | Cartridges (5 pcs.) | SS | 20 x 2,0 mm
ProntoSIL | 0102F201PS050 | BISCHOFF ProntoSIL 120-5-CN EC | CN | 14 | 2 | 5 | 120 | L10 | fully | HPLC Column | SS | 14 x 2,0 mm
ProntoSIL | 0103F201PS050 | BISCHOFF ProntoSIL 120-5-CN EC | CN | 14 | 3 | 5 | 120 | L10 | fully | HPLC Column | SS | 14 x 3,0 mm
ProntoSIL | 0104F201PS050 | BISCHOFF ProntoSIL 120-5-CN EC | CN | 14 | 4 | 5 | 120 | L10 | fully | HPLC Column | SS | 14 x 4,0 mm
ProntoSIL | 0146F201PS050 | BISCHOFF ProntoSIL 120-5-CN EC | CN | 14 | 4.6 | 5 | 120 | L10 | fully | HPLC Column | SS | 14 x 4,6 mm
ProntoSIL | A202F201PS050 | BISCHOFF ProntoSIL 120-5-CN EC | CN | 20 | 2 | 5 | 120 | L10 | fully | HPLC Column | SS | 20 x 2,0 mm
ProntoSIL | A203F201PS050 | BISCHOFF ProntoSIL 120-5-CN EC | CN | 20 | 3 | 5 | 120 | L10 | fully | HPLC Column | SS | 20 x 3,0 mm
ProntoSIL | A204F201PS050 | BISCHOFF ProntoSIL 120-5-CN EC | CN | 20 | 4 | 5 | 120 | L10 | fully | HPLC Column | SS | 20 x 4,0 mm
ProntoSIL | A246F201PS050 | BISCHOFF ProntoSIL 120-5-CN EC | CN | 20 | 4.6 | 5 | 120 | L10 | fully | HPLC Column | SS | 20 x 4,6 mm
ProntoSIL | 0202F201PS050 | BISCHOFF ProntoSIL 120-5-CN EC | CN | 25 | 2 | 5 | 120 | L10 | fully | HPLC Column | SS | 25 x 2,0 mm
ProntoSIL | 0203F201PS050 | BISCHOFF ProntoSIL 120-5-CN EC | CN | 25 | 3 | 5 | 120 | L10 | fully | HPLC Column | SS | 25 x 3,0 mm
ProntoSIL | 0204F201PS050 | BISCHOFF ProntoSIL 120-5-CN EC | CN | 25 | 4 | 5 | 120 | L10 | fully | HPLC Column | SS | 25 x 4,0 mm
ProntoSIL | 0246F201PS050 | BISCHOFF ProntoSIL 120-5-CN EC | CN | 25 | 4.6 | 5 | 120 | L10 | fully | HPLC Column | SS | 25 x 4,6 mm
ProntoSIL | 0302F201PS050 | BISCHOFF ProntoSIL 120-5-CN EC | CN | 30 | 2 | 5 | 120 | L10 | fully | HPLC Column | SS | 30 x 2,0 mm
ProntoSIL | 0303F201PS050 | BISCHOFF ProntoSIL 120-5-CN EC | CN | 30 | 3 | 5 | 120 | L10 | fully | HPLC Column | SS | 30 x 3,0 mm
ProntoSIL | 0304F201PS050 | BISCHOFF ProntoSIL 120-5-CN EC | CN | 30 | 4 | 5 | 120 | L10 | fully | HPLC Column | SS | 30 x 4,0 mm
ProntoSIL | 0346F201PS050 | BISCHOFF ProntoSIL 120-5-CN EC | CN | 30 | 4.6 | 5 | 120 | L10 | fully | HPLC Column | SS | 30 x 4,6 mm
ProntoSIL | 0402F201PS050 | BISCHOFF ProntoSIL 120-5-CN EC | CN | 33 | 2 | 5 | 120 | L10 | fully | HPLC Column | SS | 33 x 2,0 mm
ProntoSIL | 0403F201PS050 | BISCHOFF ProntoSIL 120-5-CN EC | CN | 33 | 3 | 5 | 120 | L10 | fully | HPLC Column | SS | 33 x 3,0 mm
ProntoSIL | 0404F201PS050 | BISCHOFF ProntoSIL 120-5-CN EC | CN | 33 | 4 | 5 | 120 | L10 | fully | HPLC Column | SS | 33 x 4,0 mm
ProntoSIL | 0446F201PS050 | BISCHOFF ProntoSIL 120-5-CN EC | CN | 33 | 4.6 | 5 | 120 | L10 | fully | HPLC Column | SS | 33 x 4,6 mm
ProntoSIL | A402F201PS050 | BISCHOFF ProntoSIL 120-5-CN EC | CN | 40 | 2 | 5 | 120 | L10 | fully | HPLC Column | SS | 40 x 2,0 mm
ProntoSIL | A403F201PS050 | BISCHOFF ProntoSIL 120-5-CN EC | CN | 40 | 3 | 5 | 120 | L10 | fully | HPLC Column | SS | 40 x 3,0 mm
ProntoSIL | A404F201PS050 | BISCHOFF ProntoSIL 120-5-CN EC | CN | 40 | 4 | 5 | 120 | L10 | fully | HPLC Column | SS | 40 x 4,0 mm
ProntoSIL | A446F201PS050 | BISCHOFF ProntoSIL 120-5-CN EC | CN | 40 | 4.6 | 5 | 120 | L10 | fully | HPLC Column | SS | 40 x 4,6 mm
ProntoSIL | 0502F201PS050 | BISCHOFF ProntoSIL 120-5-CN EC | CN | 50 | 2 | 5 | 120 | L10 | fully | HPLC Column | SS | 50 x 2,0 mm
ProntoSIL | 0503F201PS050 | BISCHOFF ProntoSIL 120-5-CN EC | CN | 50 | 3 | 5 | 120 | L10 | fully | HPLC Column | SS | 50 x 3,0 mm
ProntoSIL | 0504F201PS050 | BISCHOFF ProntoSIL 120-5-CN EC | CN | 50 | 4 | 5 | 120 | L10 | fully | HPLC Column | SS | 50 x 4,0 mm
ProntoSIL | 0546F201PS050 | BISCHOFF ProntoSIL 120-5-CN EC | CN | 50 | 4.6 | 5 | 120 | L10 | fully | HPLC Column | SS | 50 x 4,6 mm
ProntoSIL | 0602F201PS050 | BISCHOFF ProntoSIL 120-5-CN EC | CN | 53 | 2 | 5 | 120 | L10 | fully | HPLC Column | SS | 53 x 2,0 mm
ProntoSIL | 0603F201PS050 | BISCHOFF ProntoSIL 120-5-CN EC | CN | 53 | 3 | 5 | 120 | L10 | fully | HPLC Column | SS | 53 x 3,0 mm
ProntoSIL | 0604F201PS050 | BISCHOFF ProntoSIL 120-5-CN EC | CN | 53 | 4 | 5 | 120 | L10 | fully | HPLC Column | SS | 53 x 4,0 mm
ProntoSIL | 0646F201PS050 | BISCHOFF ProntoSIL 120-5-CN EC | CN | 53 | 4.6 | 5 | 120 | L10 | fully | HPLC Column | SS | 53 x 4,6 mm
ProntoSIL | A602F201PS050 | BISCHOFF ProntoSIL 120-5-CN EC | CN | 60 | 2 | 5 | 120 | L10 | fully | HPLC Column | SS | 60 x 2,0 mm
ProntoSIL | A603F201PS050 | BISCHOFF ProntoSIL 120-5-CN EC | CN | 60 | 3 | 5 | 120 | L10 | fully | HPLC Column | SS | 60 x 3,0 mm
ProntoSIL | A604F201PS050 | BISCHOFF ProntoSIL 120-5-CN EC | CN | 60 | 4 | 5 | 120 | L10 | fully | HPLC Column | SS | 60 x 4,0 mm
ProntoSIL | A646F201PS050 | BISCHOFF ProntoSIL 120-5-CN EC | CN | 60 | 4.6 | 5 | 120 | L10 | fully | HPLC Column | SS | 60 x 4,6 mm
ProntoSIL | 0702F201PS050 | BISCHOFF ProntoSIL 120-5-CN EC | CN | 75 | 2 | 5 | 120 | L10 | fully | HPLC Column | SS | 75 x 2,0 mm
ProntoSIL | 0703F201PS050 | BISCHOFF ProntoSIL 120-5-CN EC | CN | 75 | 3 | 5 | 120 | L10 | fully | HPLC Column | SS | 75 x 3,0 mm
ProntoSIL | 0704F201PS050 | BISCHOFF ProntoSIL 120-5-CN EC | CN | 75 | 4 | 5 | 120 | L10 | fully | HPLC Column | SS | 75 x 4,0 mm
ProntoSIL | 0746F201PS050 | BISCHOFF ProntoSIL 120-5-CN EC | CN | 75 | 4.6 | 5 | 120 | L10 | fully | HPLC Column | SS | 75 x 4,6 mm
ProntoSIL | 1002F201PS050 | BISCHOFF ProntoSIL 120-5-CN EC | CN | 100 | 2 | 5 | 120 | L10 | fully | HPLC Column | SS | 100 x 2,0 mm
ProntoSIL | 1003F201PS050 | BISCHOFF ProntoSIL 120-5-CN EC | CN | 100 | 3 | 5 | 120 | L10 | fully | HPLC Column | SS | 100 x 3,0 mm
ProntoSIL | 1004F201PS050 | BISCHOFF ProntoSIL 120-5-CN EC | CN | 100 | 4 | 5 | 120 | L10 | fully | HPLC Column | SS | 100 x 4,0 mm
ProntoSIL | 1046F201PS050 | BISCHOFF ProntoSIL 120-5-CN EC | CN | 100 | 4.6 | 5 | 120 | L10 | fully | HPLC Column | SS | 100 x 4,6 mm
ProntoSIL | 1202F201PS050 | BISCHOFF ProntoSIL 120-5-CN EC | CN | 125 | 2 | 5 | 120 | L10 | fully | HPLC Column | SS | 125 x 2,0 mm
ProntoSIL | 1203F201PS050 | BISCHOFF ProntoSIL 120-5-CN EC | CN | 125 | 3 | 5 | 120 | L10 | fully | HPLC Column | SS | 125 x 3,0 mm
ProntoSIL | 1204F201PS050 | BISCHOFF ProntoSIL 120-5-CN EC | CN | 125 | 4 | 5 | 120 | L10 | fully | HPLC Column | SS | 125 x 4,0 mm
ProntoSIL | 1246F201PS050 | BISCHOFF ProntoSIL 120-5-CN EC | CN | 125 | 4.6 | 5 | 120 | L10 | fully | HPLC Column | SS | 125 x 4,6 mm
ProntoSIL | 1502F201PS050 | BISCHOFF ProntoSIL 120-5-CN EC | CN | 150 | 2 | 5 | 120 | L10 | fully | HPLC Column | SS | 150 x 2,0 mm
ProntoSIL | 1503F201PS050 | BISCHOFF ProntoSIL 120-5-CN EC | CN | 150 | 3 | 5 | 120 | L10 | fully | HPLC Column | SS | 150 x 3,0 mm
ProntoSIL | 1504F201PS050 | BISCHOFF ProntoSIL 120-5-CN EC | CN | 150 | 4 | 5 | 120 | L10 | fully | HPLC Column | SS | 150 x 4,0 mm
ProntoSIL | 1546F201PS050 | BISCHOFF ProntoSIL 120-5-CN EC | CN | 150 | 4.6 | 5 | 120 | L10 | fully | HPLC Column | SS | 150 x 4,6 mm
ProntoSIL | 2002F201PS050 | BISCHOFF ProntoSIL 120-5-CN EC | CN | 200 | 2 | 5 | 120 | L10 | fully | HPLC Column | SS | 200 x 2,0 mm
ProntoSIL | 2003F201PS050 | BISCHOFF ProntoSIL 120-5-CN EC | CN | 200 | 3 | 5 | 120 | L10 | fully | HPLC Column | SS | 200 x 3,0 mm
ProntoSIL | 2004F201PS050 | BISCHOFF ProntoSIL 120-5-CN EC | CN | 200 | 4 | 5 | 120 | L10 | fully | HPLC Column | SS | 200 x 4,0 mm
ProntoSIL | 2046F201PS050 | BISCHOFF ProntoSIL 120-5-CN EC | CN | 200 | 4.6 | 5 | 120 | L10 | fully | HPLC Column | SS | 200 x 4,6 mm
ProntoSIL | 2502F201PS050 | BISCHOFF ProntoSIL 120-5-CN EC | CN | 250 | 2 | 5 | 120 | L10 | fully | HPLC Column | SS | 250 x 2,0 mm
ProntoSIL | 2503F201PS050 | BISCHOFF ProntoSIL 120-5-CN EC | CN | 250 | 3 | 5 | 120 | L10 | fully | HPLC Column | SS | 250 x 3,0 mm
ProntoSIL | 2504F201PS050 | BISCHOFF ProntoSIL 120-5-CN EC | CN | 250 | 4 | 5 | 120 | L10 | fully | HPLC Column | SS | 250 x 4,0 mm
ProntoSIL | 2546F201PS050 | BISCHOFF ProntoSIL 120-5-CN EC | CN | 250 | 4.6 | 5 | 120 | L10 | fully | HPLC Column | SS | 250 x 4,6 mm
ProntoSIL | 3002F201PS050 | BISCHOFF ProntoSIL 120-5-CN EC | CN | 300 | 2 | 5 | 120 | L10 | fully | HPLC Column | SS | 300 x 2,0 mm
ProntoSIL | 3003F201PS050 | BISCHOFF ProntoSIL 120-5-CN EC | CN | 300 | 3 | 5 | 120 | L10 | fully | HPLC Column | SS | 300 x 3,0 mm
ProntoSIL | 3004F201PS050 | BISCHOFF ProntoSIL 120-5-CN EC | CN | 300 | 4 | 5 | 120 | L10 | fully | HPLC Column | SS | 300 x 4,0 mm
ProntoSIL | 3046F201PS050 | BISCHOFF ProntoSIL 120-5-CN EC | CN | 300 | 4.6 | 5 | 120 | L10 | fully | HPLC Column | SS | 300 x 4,6 mm
ProntoSIL | 01P4F201PS050 | BISCHOFF ProntoSIL 120-5-CN EC | CN | 14 | 4 | 5 | 120 | L10 | fully | HPLC Column | PEEK | 14 x 4,0 mm
ProntoSIL | A2P4F201PS050 | BISCHOFF ProntoSIL 120-5-CN EC | CN | 20 | 4 | 5 | 120 | L10 | fully | HPLC Column | PEEK | 20 x 4,0 mm
ProntoSIL | 02P4F201PS050 | BISCHOFF ProntoSIL 120-5-CN EC | CN | 25 | 4 | 5 | 120 | L10 | fully | HPLC Column | PEEK | 25 x 4,0 mm
ProntoSIL | 03P4F201PS050 | BISCHOFF ProntoSIL 120-5-CN EC | CN | 30 | 4 | 5 | 120 | L10 | fully | HPLC Column | PEEK | 30 x 4,0 mm
ProntoSIL | 04P4F201PS050 | BISCHOFF ProntoSIL 120-5-CN EC | CN | 33 | 4 | 5 | 120 | L10 | fully | HPLC Column | PEEK | 33 x 4,0 mm
ProntoSIL | A4P4F201PS050 | BISCHOFF ProntoSIL 120-5-CN EC | CN | 40 | 4 | 5 | 120 | L10 | fully | HPLC Column | PEEK | 40 x 4,0 mm
ProntoSIL | 05P4F201PS050 | BISCHOFF ProntoSIL 120-5-CN EC | CN | 50 | 4 | 5 | 120 | L10 | fully | HPLC Column | PEEK | 50 x 4,0 mm
ProntoSIL | 06P4F201PS050 | BISCHOFF ProntoSIL 120-5-CN EC | CN | 53 | 4 | 5 | 120 | L10 | fully | HPLC Column | PEEK | 53 x 4,0 mm
ProntoSIL | A6P4F201PS050 | BISCHOFF ProntoSIL 120-5-CN EC | CN | 60 | 4 | 5 | 120 | L10 | fully | HPLC Column | PEEK | 60 x 4,0 mm
ProntoSIL | 07P4F201PS050 | BISCHOFF ProntoSIL 120-5-CN EC | CN | 75 | 4 | 5 | 120 | L10 | fully | HPLC Column | PEEK | 75 x 4,0 mm
ProntoSIL | 10P4F201PS050 | BISCHOFF ProntoSIL 120-5-CN EC | CN | 100 | 4 | 5 | 120 | L10 | fully | HPLC Column | PEEK | 100 x 4,0 mm
ProntoSIL | 12P4F201PS050 | BISCHOFF ProntoSIL 120-5-CN EC | CN | 125 | 4 | 5 | 120 | L10 | fully | HPLC Column | PEEK | 125 x 4,0 mm
ProntoSIL | 15P4F201PS050 | BISCHOFF ProntoSIL 120-5-CN EC | CN | 150 | 4 | 5 | 120 | L10 | fully | HPLC Column | PEEK | 150 x 4,0 mm
ProntoSIL | 20P4F201PS050 | BISCHOFF ProntoSIL 120-5-CN EC | CN | 200 | 4 | 5 | 120 | L10 | fully | HPLC Column | PEEK | 200 x 4,0 mm
ProntoSIL | 25P4F201PS050 | BISCHOFF ProntoSIL 120-5-CN EC | CN | 250 | 4 | 5 | 120 | L10 | fully | HPLC Column | PEEK | 250 x 4,0 mm
ProntoSIL | 30P4F201PS050 | BISCHOFF ProntoSIL 120-5-CN EC | CN | 300 | 4 | 5 | 120 | L10 | fully | HPLC Column | PEEK | 300 x 4,0 mm
ProntoSIL | 6305F201PS050 | BISCHOFF ProntoSIL 120-5-CN EC | CN | 5 | 4 | 5 | 120 | L10 | fully | Cartridges (5 pcs.) | SS | 5 x 4,0 mm
ProntoSIL | 6301F201PS050 | BISCHOFF ProntoSIL 120-5-CN EC | CN | 10 | 4 | 5 | 120 | L10 | fully | Cartridges (5 pcs.) | SS | 10 x 4,0 mm
ProntoSIL | 6302F201PS050 | BISCHOFF ProntoSIL 120-5-CN EC | CN | 20 | 4 | 5 | 120 | L10 | fully | Cartridges (5 pcs.) | SS | 20 x 4,0 mm
ProntoSIL | 63P1F201PS050 | BISCHOFF ProntoSIL 120-5-CN EC | CN | 10 | 4 | 5 | 120 | L10 | fully | Cartridges (5 pcs.) | PEEK | 10 x 4,0 mm
ProntoSIL | 63P2F201PS050 | BISCHOFF ProntoSIL 120-5-CN EC | CN | 20 | 4 | 5 | 120 | L10 | fully | Cartridges (5 pcs.) | PEEK | 20 x 4,0 mm
ProntoSIL | 6335F201PS050 | BISCHOFF ProntoSIL 120-5-CN EC | CN | 5 | 3 | 5 | 120 | L10 | fully | Cartridges (5 pcs.) | SS | 5 x 3,0 mm
ProntoSIL | 6331F201PS050 | BISCHOFF ProntoSIL 120-5-CN EC | CN | 10 | 3 | 5 | 120 | L10 | fully | Cartridges (5 pcs.) | SS | 10 x 3,0 mm
ProntoSIL | 6332F201PS050 | BISCHOFF ProntoSIL 120-5-CN EC | CN | 20 | 3 | 5 | 120 | L10 | fully | Cartridges (5 pcs.) | SS | 20 x 3,0 mm
ProntoSIL | 6325F201PS050 | BISCHOFF ProntoSIL 120-5-CN EC | CN | 5 | 2 | 5 | 120 | L10 | fully | Cartridges (5 pcs.) | SS | 5 x 2,0 mm
ProntoSIL | 6321F201PS050 | BISCHOFF ProntoSIL 120-5-CN EC | CN | 10 | 2 | 5 | 120 | L10 | fully | Cartridges (5 pcs.) | SS | 10 x 2,0 mm
ProntoSIL | 6322F201PS050 | BISCHOFF ProntoSIL 120-5-CN EC | CN | 20 | 2 | 5 | 120 | L10 | fully | Cartridges (5 pcs.) | SS | 20 x 2,0 mm
ProntoSIL | 0102C410PS030 | BISCHOFF ProntoSIL 60-3-DIOL | DIOL | 14 | 2 | 3 | 60 | L20 | no | HPLC Column | SS | 14 x 2,0 mm
ProntoSIL | 0103C410PS030 | BISCHOFF ProntoSIL 60-3-DIOL | DIOL | 14 | 3 | 3 | 60 | L20 | no | HPLC Column | SS | 14 x 3,0 mm
ProntoSIL | 0104C410PS030 | BISCHOFF ProntoSIL 60-3-DIOL | DIOL | 14 | 4 | 3 | 60 | L20 | no | HPLC Column | SS | 14 x 4,0 mm
ProntoSIL | 0146C410PS030 | BISCHOFF ProntoSIL 60-3-DIOL | DIOL | 14 | 4.6 | 3 | 60 | L20 | no | HPLC Column | SS | 14 x 4,6 mm
ProntoSIL | A202C410PS030 | BISCHOFF ProntoSIL 60-3-DIOL | DIOL | 20 | 2 | 3 | 60 | L20 | no | HPLC Column | SS | 20 x 2,0 mm
ProntoSIL | A203C410PS030 | BISCHOFF ProntoSIL 60-3-DIOL | DIOL | 20 | 3 | 3 | 60 | L20 | no | HPLC Column | SS | 20 x 3,0 mm
ProntoSIL | A204C410PS030 | BISCHOFF ProntoSIL 60-3-DIOL | DIOL | 20 | 4 | 3 | 60 | L20 | no | HPLC Column | SS | 20 x 4,0 mm
ProntoSIL | A246C410PS030 | BISCHOFF ProntoSIL 60-3-DIOL | DIOL | 20 | 4.6 | 3 | 60 | L20 | no | HPLC Column | SS | 20 x 4,6 mm
ProntoSIL | 0202C410PS030 | BISCHOFF ProntoSIL 60-3-DIOL | DIOL | 25 | 2 | 3 | 60 | L20 | no | HPLC Column | SS | 25 x 2,0 mm
ProntoSIL | 0203C410PS030 | BISCHOFF ProntoSIL 60-3-DIOL | DIOL | 25 | 3 | 3 | 60 | L20 | no | HPLC Column | SS | 25 x 3,0 mm
ProntoSIL | 0204C410PS030 | BISCHOFF ProntoSIL 60-3-DIOL | DIOL | 25 | 4 | 3 | 60 | L20 | no | HPLC Column | SS | 25 x 4,0 mm
ProntoSIL | 0246C410PS030 | BISCHOFF ProntoSIL 60-3-DIOL | DIOL | 25 | 4.6 | 3 | 60 | L20 | no | HPLC Column | SS | 25 x 4,6 mm
ProntoSIL | 0302C410PS030 | BISCHOFF ProntoSIL 60-3-DIOL | DIOL | 30 | 2 | 3 | 60 | L20 | no | HPLC Column | SS | 30 x 2,0 mm
ProntoSIL | 0303C410PS030 | BISCHOFF ProntoSIL 60-3-DIOL | DIOL | 30 | 3 | 3 | 60 | L20 | no | HPLC Column | SS | 30 x 3,0 mm
ProntoSIL | 0304C410PS030 | BISCHOFF ProntoSIL 60-3-DIOL | DIOL | 30 | 4 | 3 | 60 | L20 | no | HPLC Column | SS | 30 x 4,0 mm
ProntoSIL | 0346C410PS030 | BISCHOFF ProntoSIL 60-3-DIOL | DIOL | 30 | 4.6 | 3 | 60 | L20 | no | HPLC Column | SS | 30 x 4,6 mm
ProntoSIL | 0402C410PS030 | BISCHOFF ProntoSIL 60-3-DIOL | DIOL | 33 | 2 | 3 | 60 | L20 | no | HPLC Column | SS | 33 x 2,0 mm
ProntoSIL | 0403C410PS030 | BISCHOFF ProntoSIL 60-3-DIOL | DIOL | 33 | 3 | 3 | 60 | L20 | no | HPLC Column | SS | 33 x 3,0 mm
ProntoSIL | 0404C410PS030 | BISCHOFF ProntoSIL 60-3-DIOL | DIOL | 33 | 4 | 3 | 60 | L20 | no | HPLC Column | SS | 33 x 4,0 mm
ProntoSIL | 0446C410PS030 | BISCHOFF ProntoSIL 60-3-DIOL | DIOL | 33 | 4.6 | 3 | 60 | L20 | no | HPLC Column | SS | 33 x 4,6 mm
ProntoSIL | A402C410PS030 | BISCHOFF ProntoSIL 60-3-DIOL | DIOL | 40 | 2 | 3 | 60 | L20 | no | HPLC Column | SS | 40 x 2,0 mm
ProntoSIL | A403C410PS030 | BISCHOFF ProntoSIL 60-3-DIOL | DIOL | 40 | 3 | 3 | 60 | L20 | no | HPLC Column | SS | 40 x 3,0 mm
ProntoSIL | A404C410PS030 | BISCHOFF ProntoSIL 60-3-DIOL | DIOL | 40 | 4 | 3 | 60 | L20 | no | HPLC Column | SS | 40 x 4,0 mm
ProntoSIL | A446C410PS030 | BISCHOFF ProntoSIL 60-3-DIOL | DIOL | 40 | 4.6 | 3 | 60 | L20 | no | HPLC Column | SS | 40 x 4,6 mm
ProntoSIL | 0502C410PS030 | BISCHOFF ProntoSIL 60-3-DIOL | DIOL | 50 | 2 | 3 | 60 | L20 | no | HPLC Column | SS | 50 x 2,0 mm
ProntoSIL | 0503C410PS030 | BISCHOFF ProntoSIL 60-3-DIOL | DIOL | 50 | 3 | 3 | 60 | L20 | no | HPLC Column | SS | 50 x 3,0 mm
ProntoSIL | 0504C410PS030 | BISCHOFF ProntoSIL 60-3-DIOL | DIOL | 50 | 4 | 3 | 60 | L20 | no | HPLC Column | SS | 50 x 4,0 mm
ProntoSIL | 0546C410PS030 | BISCHOFF ProntoSIL 60-3-DIOL | DIOL | 50 | 4.6 | 3 | 60 | L20 | no | HPLC Column | SS | 50 x 4,6 mm
ProntoSIL | 0602C410PS030 | BISCHOFF ProntoSIL 60-3-DIOL | DIOL | 53 | 2 | 3 | 60 | L20 | no | HPLC Column | SS | 53 x 2,0 mm
ProntoSIL | 0603C410PS030 | BISCHOFF ProntoSIL 60-3-DIOL | DIOL | 53 | 3 | 3 | 60 | L20 | no | HPLC Column | SS | 53 x 3,0 mm
ProntoSIL | 0604C410PS030 | BISCHOFF ProntoSIL 60-3-DIOL | DIOL | 53 | 4 | 3 | 60 | L20 | no | HPLC Column | SS | 53 x 4,0 mm
ProntoSIL | 0646C410PS030 | BISCHOFF ProntoSIL 60-3-DIOL | DIOL | 53 | 4.6 | 3 | 60 | L20 | no | HPLC Column | SS | 53 x 4,6 mm
ProntoSIL | A602C410PS030 | BISCHOFF ProntoSIL 60-3-DIOL | DIOL | 60 | 2 | 3 | 60 | L20 | no | HPLC Column | SS | 60 x 2,0 mm
ProntoSIL | A603C410PS030 | BISCHOFF ProntoSIL 60-3-DIOL | DIOL | 60 | 3 | 3 | 60 | L20 | no | HPLC Column | SS | 60 x 3,0 mm
ProntoSIL | A604C410PS030 | BISCHOFF ProntoSIL 60-3-DIOL | DIOL | 60 | 4 | 3 | 60 | L20 | no | HPLC Column | SS | 60 x 4,0 mm
ProntoSIL | A646C410PS030 | BISCHOFF ProntoSIL 60-3-DIOL | DIOL | 60 | 4.6 | 3 | 60 | L20 | no | HPLC Column | SS | 60 x 4,6 mm
ProntoSIL | 0702C410PS030 | BISCHOFF ProntoSIL 60-3-DIOL | DIOL | 75 | 2 | 3 | 60 | L20 | no | HPLC Column | SS | 75 x 2,0 mm
ProntoSIL | 0703C410PS030 | BISCHOFF ProntoSIL 60-3-DIOL | DIOL | 75 | 3 | 3 | 60 | L20 | no | HPLC Column | SS | 75 x 3,0 mm
ProntoSIL | 0704C410PS030 | BISCHOFF ProntoSIL 60-3-DIOL | DIOL | 75 | 4 | 3 | 60 | L20 | no | HPLC Column | SS | 75 x 4,0 mm
ProntoSIL | 0746C410PS030 | BISCHOFF ProntoSIL 60-3-DIOL | DIOL | 75 | 4.6 | 3 | 60 | L20 | no | HPLC Column | SS | 75 x 4,6 mm
ProntoSIL | 1002C410PS030 | BISCHOFF ProntoSIL 60-3-DIOL | DIOL | 100 | 2 | 3 | 60 | L20 | no | HPLC Column | SS | 100 x 2,0 mm
ProntoSIL | 1003C410PS030 | BISCHOFF ProntoSIL 60-3-DIOL | DIOL | 100 | 3 | 3 | 60 | L20 | no | HPLC Column | SS | 100 x 3,0 mm
ProntoSIL | 1004C410PS030 | BISCHOFF ProntoSIL 60-3-DIOL | DIOL | 100 | 4 | 3 | 60 | L20 | no | HPLC Column | SS | 100 x 4,0 mm
ProntoSIL | 1046C410PS030 | BISCHOFF ProntoSIL 60-3-DIOL | DIOL | 100 | 4.6 | 3 | 60 | L20 | no | HPLC Column | SS | 100 x 4,6 mm
ProntoSIL | 1202C410PS030 | BISCHOFF ProntoSIL 60-3-DIOL | DIOL | 125 | 2 | 3 | 60 | L20 | no | HPLC Column | SS | 125 x 2,0 mm
ProntoSIL | 1203C410PS030 | BISCHOFF ProntoSIL 60-3-DIOL | DIOL | 125 | 3 | 3 | 60 | L20 | no | HPLC Column | SS | 125 x 3,0 mm
ProntoSIL | 1204C410PS030 | BISCHOFF ProntoSIL 60-3-DIOL | DIOL | 125 | 4 | 3 | 60 | L20 | no | HPLC Column | SS | 125 x 4,0 mm
ProntoSIL | 1246C410PS030 | BISCHOFF ProntoSIL 60-3-DIOL | DIOL | 125 | 4.6 | 3 | 60 | L20 | no | HPLC Column | SS | 125 x 4,6 mm
ProntoSIL | 1502C410PS030 | BISCHOFF ProntoSIL 60-3-DIOL | DIOL | 150 | 2 | 3 | 60 | L20 | no | HPLC Column | SS | 150 x 2,0 mm
ProntoSIL | 1503C410PS030 | BISCHOFF ProntoSIL 60-3-DIOL | DIOL | 150 | 3 | 3 | 60 | L20 | no | HPLC Column | SS | 150 x 3,0 mm
ProntoSIL | 1504C410PS030 | BISCHOFF ProntoSIL 60-3-DIOL | DIOL | 150 | 4 | 3 | 60 | L20 | no | HPLC Column | SS | 150 x 4,0 mm
ProntoSIL | 1546C410PS030 | BISCHOFF ProntoSIL 60-3-DIOL | DIOL | 150 | 4.6 | 3 | 60 | L20 | no | HPLC Column | SS | 150 x 4,6 mm
ProntoSIL | 2002C410PS030 | BISCHOFF ProntoSIL 60-3-DIOL | DIOL | 200 | 2 | 3 | 60 | L20 | no | HPLC Column | SS | 200 x 2,0 mm
ProntoSIL | 2003C410PS030 | BISCHOFF ProntoSIL 60-3-DIOL | DIOL | 200 | 3 | 3 | 60 | L20 | no | HPLC Column | SS | 200 x 3,0 mm
ProntoSIL | 2004C410PS030 | BISCHOFF ProntoSIL 60-3-DIOL | DIOL | 200 | 4 | 3 | 60 | L20 | no | HPLC Column | SS | 200 x 4,0 mm
ProntoSIL | 2046C410PS030 | BISCHOFF ProntoSIL 60-3-DIOL | DIOL | 200 | 4.6 | 3 | 60 | L20 | no | HPLC Column | SS | 200 x 4,6 mm
ProntoSIL | 2502C410PS030 | BISCHOFF ProntoSIL 60-3-DIOL | DIOL | 250 | 2 | 3 | 60 | L20 | no | HPLC Column | SS | 250 x 2,0 mm
ProntoSIL | 2503C410PS030 | BISCHOFF ProntoSIL 60-3-DIOL | DIOL | 250 | 3 | 3 | 60 | L20 | no | HPLC Column | SS | 250 x 3,0 mm
ProntoSIL | 2504C410PS030 | BISCHOFF ProntoSIL 60-3-DIOL | DIOL | 250 | 4 | 3 | 60 | L20 | no | HPLC Column | SS | 250 x 4,0 mm
ProntoSIL | 2546C410PS030 | BISCHOFF ProntoSIL 60-3-DIOL | DIOL | 250 | 4.6 | 3 | 60 | L20 | no | HPLC Column | SS | 250 x 4,6 mm
ProntoSIL | 3002C410PS030 | BISCHOFF ProntoSIL 60-3-DIOL | DIOL | 300 | 2 | 3 | 60 | L20 | no | HPLC Column | SS | 300 x 2,0 mm
ProntoSIL | 3003C410PS030 | BISCHOFF ProntoSIL 60-3-DIOL | DIOL | 300 | 3 | 3 | 60 | L20 | no | HPLC Column | SS | 300 x 3,0 mm
ProntoSIL | 3004C410PS030 | BISCHOFF ProntoSIL 60-3-DIOL | DIOL | 300 | 4 | 3 | 60 | L20 | no | HPLC Column | SS | 300 x 4,0 mm
ProntoSIL | 3046C410PS030 | BISCHOFF ProntoSIL 60-3-DIOL | DIOL | 300 | 4.6 | 3 | 60 | L20 | no | HPLC Column | SS | 300 x 4,6 mm
ProntoSIL | 01P4C410PS030 | BISCHOFF ProntoSIL 60-3-DIOL | DIOL | 14 | 4 | 3 | 60 | L20 | no | HPLC Column | PEEK | 14 x 4,0 mm
ProntoSIL | A2P4C410PS030 | BISCHOFF ProntoSIL 60-3-DIOL | DIOL | 20 | 4 | 3 | 60 | L20 | no | HPLC Column | PEEK | 20 x 4,0 mm
ProntoSIL | 02P4C410PS030 | BISCHOFF ProntoSIL 60-3-DIOL | DIOL | 25 | 4 | 3 | 60 | L20 | no | HPLC Column | PEEK | 25 x 4,0 mm
ProntoSIL | 03P4C410PS030 | BISCHOFF ProntoSIL 60-3-DIOL | DIOL | 30 | 4 | 3 | 60 | L20 | no | HPLC Column | PEEK | 30 x 4,0 mm
ProntoSIL | 04P4C410PS030 | BISCHOFF ProntoSIL 60-3-DIOL | DIOL | 33 | 4 | 3 | 60 | L20 | no | HPLC Column | PEEK | 33 x 4,0 mm
ProntoSIL | A4P4C410PS030 | BISCHOFF ProntoSIL 60-3-DIOL | DIOL | 40 | 4 | 3 | 60 | L20 | no | HPLC Column | PEEK | 40 x 4,0 mm
ProntoSIL | 05P4C410PS030 | BISCHOFF ProntoSIL 60-3-DIOL | DIOL | 50 | 4 | 3 | 60 | L20 | no | HPLC Column | PEEK | 50 x 4,0 mm
ProntoSIL | 06P4C410PS030 | BISCHOFF ProntoSIL 60-3-DIOL | DIOL | 53 | 4 | 3 | 60 | L20 | no | HPLC Column | PEEK | 53 x 4,0 mm
ProntoSIL | A6P4C410PS030 | BISCHOFF ProntoSIL 60-3-DIOL | DIOL | 60 | 4 | 3 | 60 | L20 | no | HPLC Column | PEEK | 60 x 4,0 mm
ProntoSIL | 07P4C410PS030 | BISCHOFF ProntoSIL 60-3-DIOL | DIOL | 75 | 4 | 3 | 60 | L20 | no | HPLC Column | PEEK | 75 x 4,0 mm
ProntoSIL | 10P4C410PS030 | BISCHOFF ProntoSIL 60-3-DIOL | DIOL | 100 | 4 | 3 | 60 | L20 | no | HPLC Column | PEEK | 100 x 4,0 mm
ProntoSIL | 12P4C410PS030 | BISCHOFF ProntoSIL 60-3-DIOL | DIOL | 125 | 4 | 3 | 60 | L20 | no | HPLC Column | PEEK | 125 x 4,0 mm
ProntoSIL | 15P4C410PS030 | BISCHOFF ProntoSIL 60-3-DIOL | DIOL | 150 | 4 | 3 | 60 | L20 | no | HPLC Column | PEEK | 150 x 4,0 mm
ProntoSIL | 20P4C410PS030 | BISCHOFF ProntoSIL 60-3-DIOL | DIOL | 200 | 4 | 3 | 60 | L20 | no | HPLC Column | PEEK | 200 x 4,0 mm
ProntoSIL | 25P4C410PS030 | BISCHOFF ProntoSIL 60-3-DIOL | DIOL | 250 | 4 | 3 | 60 | L20 | no | HPLC Column | PEEK | 250 x 4,0 mm
ProntoSIL | 30P4C410PS030 | BISCHOFF ProntoSIL 60-3-DIOL | DIOL | 300 | 4 | 3 | 60 | L20 | no | HPLC Column | PEEK | 300 x 4,0 mm
ProntoSIL | 6305C410PS030 | BISCHOFF ProntoSIL 60-3-DIOL | DIOL | 5 | 4 | 3 | 60 | L20 | no | Cartridges (5 pcs.) | SS | 5 x 4,0 mm
ProntoSIL | 6301C410PS030 | BISCHOFF ProntoSIL 60-3-DIOL | DIOL | 10 | 4 | 3 | 60 | L20 | no | Cartridges (5 pcs.) | SS | 10 x 4,0 mm
ProntoSIL | 6302C410PS030 | BISCHOFF ProntoSIL 60-3-DIOL | DIOL | 20 | 4 | 3 | 60 | L20 | no | Cartridges (5 pcs.) | SS | 20 x 4,0 mm
ProntoSIL | 63P1C410PS030 | BISCHOFF ProntoSIL 60-3-DIOL | DIOL | 10 | 4 | 3 | 60 | L20 | no | Cartridges (5 pcs.) | PEEK | 10 x 4,0 mm
ProntoSIL | 63P2C410PS030 | BISCHOFF ProntoSIL 60-3-DIOL | DIOL | 20 | 4 | 3 | 60 | L20 | no | Cartridges (5 pcs.) | PEEK | 20 x 4,0 mm
ProntoSIL | 6335C410PS030 | BISCHOFF ProntoSIL 60-3-DIOL | DIOL | 5 | 3 | 3 | 60 | L20 | no | Cartridges (5 pcs.) | SS | 5 x 3,0 mm
ProntoSIL | 6331C410PS030 | BISCHOFF ProntoSIL 60-3-DIOL | DIOL | 10 | 3 | 3 | 60 | L20 | no | Cartridges (5 pcs.) | SS | 10 x 3,0 mm
ProntoSIL | 6332C410PS030 | BISCHOFF ProntoSIL 60-3-DIOL | DIOL | 20 | 3 | 3 | 60 | L20 | no | Cartridges (5 pcs.) | SS | 20 x 3,0 mm
ProntoSIL | 6325C410PS030 | BISCHOFF ProntoSIL 60-3-DIOL | DIOL | 5 | 2 | 3 | 60 | L20 | no | Cartridges (5 pcs.) | SS | 5 x 2,0 mm
ProntoSIL | 6321C410PS030 | BISCHOFF ProntoSIL 60-3-DIOL | DIOL | 10 | 2 | 3 | 60 | L20 | no | Cartridges (5 pcs.) | SS | 10 x 2,0 mm
ProntoSIL | 6322C410PS030 | BISCHOFF ProntoSIL 60-3-DIOL | DIOL | 20 | 2 | 3 | 60 | L20 | no | Cartridges (5 pcs.) | SS | 20 x 2,0 mm
ProntoSIL | 0102C410PS050 | BISCHOFF ProntoSIL 60-5-DIOL | DIOL | 14 | 2 | 5 | 60 | L20 | no | HPLC Column | SS | 14 x 2,0 mm
ProntoSIL | 0103C410PS050 | BISCHOFF ProntoSIL 60-5-DIOL | DIOL | 14 | 3 | 5 | 60 | L20 | no | HPLC Column | SS | 14 x 3,0 mm
ProntoSIL | 0104C410PS050 | BISCHOFF ProntoSIL 60-5-DIOL | DIOL | 14 | 4 | 5 | 60 | L20 | no | HPLC Column | SS | 14 x 4,0 mm
ProntoSIL | 0146C410PS050 | BISCHOFF ProntoSIL 60-5-DIOL | DIOL | 14 | 4.6 | 5 | 60 | L20 | no | HPLC Column | SS | 14 x 4,6 mm
ProntoSIL | A202C410PS050 | BISCHOFF ProntoSIL 60-5-DIOL | DIOL | 20 | 2 | 5 | 60 | L20 | no | HPLC Column | SS | 20 x 2,0 mm
ProntoSIL | A203C410PS050 | BISCHOFF ProntoSIL 60-5-DIOL | DIOL | 20 | 3 | 5 | 60 | L20 | no | HPLC Column | SS | 20 x 3,0 mm
ProntoSIL | A204C410PS050 | BISCHOFF ProntoSIL 60-5-DIOL | DIOL | 20 | 4 | 5 | 60 | L20 | no | HPLC Column | SS | 20 x 4,0 mm
ProntoSIL | A246C410PS050 | BISCHOFF ProntoSIL 60-5-DIOL | DIOL | 20 | 4.6 | 5 | 60 | L20 | no | HPLC Column | SS | 20 x 4,6 mm
ProntoSIL | 0202C410PS050 | BISCHOFF ProntoSIL 60-5-DIOL | DIOL | 25 | 2 | 5 | 60 | L20 | no | HPLC Column | SS | 25 x 2,0 mm
ProntoSIL | 0203C410PS050 | BISCHOFF ProntoSIL 60-5-DIOL | DIOL | 25 | 3 | 5 | 60 | L20 | no | HPLC Column | SS | 25 x 3,0 mm
ProntoSIL | 0204C410PS050 | BISCHOFF ProntoSIL 60-5-DIOL | DIOL | 25 | 4 | 5 | 60 | L20 | no | HPLC Column | SS | 25 x 4,0 mm
ProntoSIL | 0246C410PS050 | BISCHOFF ProntoSIL 60-5-DIOL | DIOL | 25 | 4.6 | 5 | 60 | L20 | no | HPLC Column | SS | 25 x 4,6 mm
ProntoSIL | 0302C410PS050 | BISCHOFF ProntoSIL 60-5-DIOL | DIOL | 30 | 2 | 5 | 60 | L20 | no | HPLC Column | SS | 30 x 2,0 mm
ProntoSIL | 0303C410PS050 | BISCHOFF ProntoSIL 60-5-DIOL | DIOL | 30 | 3 | 5 | 60 | L20 | no | HPLC Column | SS | 30 x 3,0 mm
ProntoSIL | 0304C410PS050 | BISCHOFF ProntoSIL 60-5-DIOL | DIOL | 30 | 4 | 5 | 60 | L20 | no | HPLC Column | SS | 30 x 4,0 mm
ProntoSIL | 0346C410PS050 | BISCHOFF ProntoSIL 60-5-DIOL | DIOL | 30 | 4.6 | 5 | 60 | L20 | no | HPLC Column | SS | 30 x 4,6 mm
ProntoSIL | 0402C410PS050 | BISCHOFF ProntoSIL 60-5-DIOL | DIOL | 33 | 2 | 5 | 60 | L20 | no | HPLC Column | SS | 33 x 2,0 mm
ProntoSIL | 0403C410PS050 | BISCHOFF ProntoSIL 60-5-DIOL | DIOL | 33 | 3 | 5 | 60 | L20 | no | HPLC Column | SS | 33 x 3,0 mm
ProntoSIL | 0404C410PS050 | BISCHOFF ProntoSIL 60-5-DIOL | DIOL | 33 | 4 | 5 | 60 | L20 | no | HPLC Column | SS | 33 x 4,0 mm
ProntoSIL | 0446C410PS050 | BISCHOFF ProntoSIL 60-5-DIOL | DIOL | 33 | 4.6 | 5 | 60 | L20 | no | HPLC Column | SS | 33 x 4,6 mm
ProntoSIL | A402C410PS050 | BISCHOFF ProntoSIL 60-5-DIOL | DIOL | 40 | 2 | 5 | 60 | L20 | no | HPLC Column | SS | 40 x 2,0 mm
ProntoSIL | A403C410PS050 | BISCHOFF ProntoSIL 60-5-DIOL | DIOL | 40 | 3 | 5 | 60 | L20 | no | HPLC Column | SS | 40 x 3,0 mm
ProntoSIL | A404C410PS050 | BISCHOFF ProntoSIL 60-5-DIOL | DIOL | 40 | 4 | 5 | 60 | L20 | no | HPLC Column | SS | 40 x 4,0 mm
ProntoSIL | A446C410PS050 | BISCHOFF ProntoSIL 60-5-DIOL | DIOL | 40 | 4.6 | 5 | 60 | L20 | no | HPLC Column | SS | 40 x 4,6 mm
ProntoSIL | 0502C410PS050 | BISCHOFF ProntoSIL 60-5-DIOL | DIOL | 50 | 2 | 5 | 60 | L20 | no | HPLC Column | SS | 50 x 2,0 mm
ProntoSIL | 0503C410PS050 | BISCHOFF ProntoSIL 60-5-DIOL | DIOL | 50 | 3 | 5 | 60 | L20 | no | HPLC Column | SS | 50 x 3,0 mm
ProntoSIL | 0504C410PS050 | BISCHOFF ProntoSIL 60-5-DIOL | DIOL | 50 | 4 | 5 | 60 | L20 | no | HPLC Column | SS | 50 x 4,0 mm
ProntoSIL | 0546C410PS050 | BISCHOFF ProntoSIL 60-5-DIOL | DIOL | 50 | 4.6 | 5 | 60 | L20 | no | HPLC Column | SS | 50 x 4,6 mm
ProntoSIL | 0602C410PS050 | BISCHOFF ProntoSIL 60-5-DIOL | DIOL | 53 | 2 | 5 | 60 | L20 | no | HPLC Column | SS | 53 x 2,0 mm
ProntoSIL | 0603C410PS050 | BISCHOFF ProntoSIL 60-5-DIOL | DIOL | 53 | 3 | 5 | 60 | L20 | no | HPLC Column | SS | 53 x 3,0 mm
ProntoSIL | 0604C410PS050 | BISCHOFF ProntoSIL 60-5-DIOL | DIOL | 53 | 4 | 5 | 60 | L20 | no | HPLC Column | SS | 53 x 4,0 mm
ProntoSIL | 0646C410PS050 | BISCHOFF ProntoSIL 60-5-DIOL | DIOL | 53 | 4.6 | 5 | 60 | L20 | no | HPLC Column | SS | 53 x 4,6 mm
ProntoSIL | A602C410PS050 | BISCHOFF ProntoSIL 60-5-DIOL | DIOL | 60 | 2 | 5 | 60 | L20 | no | HPLC Column | SS | 60 x 2,0 mm
ProntoSIL | A603C410PS050 | BISCHOFF ProntoSIL 60-5-DIOL | DIOL | 60 | 3 | 5 | 60 | L20 | no | HPLC Column | SS | 60 x 3,0 mm
ProntoSIL | A604C410PS050 | BISCHOFF ProntoSIL 60-5-DIOL | DIOL | 60 | 4 | 5 | 60 | L20 | no | HPLC Column | SS | 60 x 4,0 mm
ProntoSIL | A646C410PS050 | BISCHOFF ProntoSIL 60-5-DIOL | DIOL | 60 | 4.6 | 5 | 60 | L20 | no | HPLC Column | SS | 60 x 4,6 mm
ProntoSIL | 0702C410PS050 | BISCHOFF ProntoSIL 60-5-DIOL | DIOL | 75 | 2 | 5 | 60 | L20 | no | HPLC Column | SS | 75 x 2,0 mm
ProntoSIL | 0703C410PS050 | BISCHOFF ProntoSIL 60-5-DIOL | DIOL | 75 | 3 | 5 | 60 | L20 | no | HPLC Column | SS | 75 x 3,0 mm
ProntoSIL | 0704C410PS050 | BISCHOFF ProntoSIL 60-5-DIOL | DIOL | 75 | 4 | 5 | 60 | L20 | no | HPLC Column | SS | 75 x 4,0 mm
ProntoSIL | 0746C410PS050 | BISCHOFF ProntoSIL 60-5-DIOL | DIOL | 75 | 4.6 | 5 | 60 | L20 | no | HPLC Column | SS | 75 x 4,6 mm
ProntoSIL | 1002C410PS050 | BISCHOFF ProntoSIL 60-5-DIOL | DIOL | 100 | 2 | 5 | 60 | L20 | no | HPLC Column | SS | 100 x 2,0 mm
ProntoSIL | 1003C410PS050 | BISCHOFF ProntoSIL 60-5-DIOL | DIOL | 100 | 3 | 5 | 60 | L20 | no | HPLC Column | SS | 100 x 3,0 mm
ProntoSIL | 1004C410PS050 | BISCHOFF ProntoSIL 60-5-DIOL | DIOL | 100 | 4 | 5 | 60 | L20 | no | HPLC Column | SS | 100 x 4,0 mm
ProntoSIL | 1046C410PS050 | BISCHOFF ProntoSIL 60-5-DIOL | DIOL | 100 | 4.6 | 5 | 60 | L20 | no | HPLC Column | SS | 100 x 4,6 mm
ProntoSIL | 1202C410PS050 | BISCHOFF ProntoSIL 60-5-DIOL | DIOL | 125 | 2 | 5 | 60 | L20 | no | HPLC Column | SS | 125 x 2,0 mm
ProntoSIL | 1203C410PS050 | BISCHOFF ProntoSIL 60-5-DIOL | DIOL | 125 | 3 | 5 | 60 | L20 | no | HPLC Column | SS | 125 x 3,0 mm
ProntoSIL | 1204C410PS050 | BISCHOFF ProntoSIL 60-5-DIOL | DIOL | 125 | 4 | 5 | 60 | L20 | no | HPLC Column | SS | 125 x 4,0 mm
ProntoSIL | 1246C410PS050 | BISCHOFF ProntoSIL 60-5-DIOL | DIOL | 125 | 4.6 | 5 | 60 | L20 | no | HPLC Column | SS | 125 x 4,6 mm
ProntoSIL | 1502C410PS050 | BISCHOFF ProntoSIL 60-5-DIOL | DIOL | 150 | 2 | 5 | 60 | L20 | no | HPLC Column | SS | 150 x 2,0 mm
ProntoSIL | 1503C410PS050 | BISCHOFF ProntoSIL 60-5-DIOL | DIOL | 150 | 3 | 5 | 60 | L20 | no | HPLC Column | SS | 150 x 3,0 mm
ProntoSIL | 1504C410PS050 | BISCHOFF ProntoSIL 60-5-DIOL | DIOL | 150 | 4 | 5 | 60 | L20 | no | HPLC Column | SS | 150 x 4,0 mm
ProntoSIL | 1546C410PS050 | BISCHOFF ProntoSIL 60-5-DIOL | DIOL | 150 | 4.6 | 5 | 60 | L20 | no | HPLC Column | SS | 150 x 4,6 mm
ProntoSIL | 2002C410PS050 | BISCHOFF ProntoSIL 60-5-DIOL | DIOL | 200 | 2 | 5 | 60 | L20 | no | HPLC Column | SS | 200 x 2,0 mm
ProntoSIL | 2003C410PS050 | BISCHOFF ProntoSIL 60-5-DIOL | DIOL | 200 | 3 | 5 | 60 | L20 | no | HPLC Column | SS | 200 x 3,0 mm
ProntoSIL | 2004C410PS050 | BISCHOFF ProntoSIL 60-5-DIOL | DIOL | 200 | 4 | 5 | 60 | L20 | no | HPLC Column | SS | 200 x 4,0 mm
ProntoSIL | 2046C410PS050 | BISCHOFF ProntoSIL 60-5-DIOL | DIOL | 200 | 4.6 | 5 | 60 | L20 | no | HPLC Column | SS | 200 x 4,6 mm
ProntoSIL | 2502C410PS050 | BISCHOFF ProntoSIL 60-5-DIOL | DIOL | 250 | 2 | 5 | 60 | L20 | no | HPLC Column | SS | 250 x 2,0 mm
ProntoSIL | 2503C410PS050 | BISCHOFF ProntoSIL 60-5-DIOL | DIOL | 250 | 3 | 5 | 60 | L20 | no | HPLC Column | SS | 250 x 3,0 mm
ProntoSIL | 2504C410PS050 | BISCHOFF ProntoSIL 60-5-DIOL | DIOL | 250 | 4 | 5 | 60 | L20 | no | HPLC Column | SS | 250 x 4,0 mm
ProntoSIL | 2546C410PS050 | BISCHOFF ProntoSIL 60-5-DIOL | DIOL | 250 | 4.6 | 5 | 60 | L20 | no | HPLC Column | SS | 250 x 4,6 mm
ProntoSIL | 3002C410PS050 | BISCHOFF ProntoSIL 60-5-DIOL | DIOL | 300 | 2 | 5 | 60 | L20 | no | HPLC Column | SS | 300 x 2,0 mm
ProntoSIL | 3003C410PS050 | BISCHOFF ProntoSIL 60-5-DIOL | DIOL | 300 | 3 | 5 | 60 | L20 | no | HPLC Column | SS | 300 x 3,0 mm
ProntoSIL | 3004C410PS050 | BISCHOFF ProntoSIL 60-5-DIOL | DIOL | 300 | 4 | 5 | 60 | L20 | no | HPLC Column | SS | 300 x 4,0 mm
ProntoSIL | 3046C410PS050 | BISCHOFF ProntoSIL 60-5-DIOL | DIOL | 300 | 4.6 | 5 | 60 | L20 | no | HPLC Column | SS | 300 x 4,6 mm
ProntoSIL | 01P4C410PS050 | BISCHOFF ProntoSIL 60-5-DIOL | DIOL | 14 | 4 | 5 | 60 | L20 | no | HPLC Column | PEEK | 14 x 4,0 mm
ProntoSIL | A2P4C410PS050 | BISCHOFF ProntoSIL 60-5-DIOL | DIOL | 20 | 4 | 5 | 60 | L20 | no | HPLC Column | PEEK | 20 x 4,0 mm
ProntoSIL | 02P4C410PS050 | BISCHOFF ProntoSIL 60-5-DIOL | DIOL | 25 | 4 | 5 | 60 | L20 | no | HPLC Column | PEEK | 25 x 4,0 mm
ProntoSIL | 03P4C410PS050 | BISCHOFF ProntoSIL 60-5-DIOL | DIOL | 30 | 4 | 5 | 60 | L20 | no | HPLC Column | PEEK | 30 x 4,0 mm
ProntoSIL | 04P4C410PS050 | BISCHOFF ProntoSIL 60-5-DIOL | DIOL | 33 | 4 | 5 | 60 | L20 | no | HPLC Column | PEEK | 33 x 4,0 mm
ProntoSIL | A4P4C410PS050 | BISCHOFF ProntoSIL 60-5-DIOL | DIOL | 40 | 4 | 5 | 60 | L20 | no | HPLC Column | PEEK | 40 x 4,0 mm
ProntoSIL | 05P4C410PS050 | BISCHOFF ProntoSIL 60-5-DIOL | DIOL | 50 | 4 | 5 | 60 | L20 | no | HPLC Column | PEEK | 50 x 4,0 mm
ProntoSIL | 06P4C410PS050 | BISCHOFF ProntoSIL 60-5-DIOL | DIOL | 53 | 4 | 5 | 60 | L20 | no | HPLC Column | PEEK | 53 x 4,0 mm
ProntoSIL | A6P4C410PS050 | BISCHOFF ProntoSIL 60-5-DIOL | DIOL | 60 | 4 | 5 | 60 | L20 | no | HPLC Column | PEEK | 60 x 4,0 mm
ProntoSIL | 07P4C410PS050 | BISCHOFF ProntoSIL 60-5-DIOL | DIOL | 75 | 4 | 5 | 60 | L20 | no | HPLC Column | PEEK | 75 x 4,0 mm
ProntoSIL | 10P4C410PS050 | BISCHOFF ProntoSIL 60-5-DIOL | DIOL | 100 | 4 | 5 | 60 | L20 | no | HPLC Column | PEEK | 100 x 4,0 mm
ProntoSIL | 12P4C410PS050 | BISCHOFF ProntoSIL 60-5-DIOL | DIOL | 125 | 4 | 5 | 60 | L20 | no | HPLC Column | PEEK | 125 x 4,0 mm
ProntoSIL | 15P4C410PS050 | BISCHOFF ProntoSIL 60-5-DIOL | DIOL | 150 | 4 | 5 | 60 | L20 | no | HPLC Column | PEEK | 150 x 4,0 mm
ProntoSIL | 20P4C410PS050 | BISCHOFF ProntoSIL 60-5-DIOL | DIOL | 200 | 4 | 5 | 60 | L20 | no | HPLC Column | PEEK | 200 x 4,0 mm
ProntoSIL | 25P4C410PS050 | BISCHOFF ProntoSIL 60-5-DIOL | DIOL | 250 | 4 | 5 | 60 | L20 | no | HPLC Column | PEEK | 250 x 4,0 mm
ProntoSIL | 30P4C410PS050 | BISCHOFF ProntoSIL 60-5-DIOL | DIOL | 300 | 4 | 5 | 60 | L20 | no | HPLC Column | PEEK | 300 x 4,0 mm
ProntoSIL | 6305C410PS050 | BISCHOFF ProntoSIL 60-5-DIOL | DIOL | 5 | 4 | 5 | 60 | L20 | no | Cartridges (5 pcs.) | SS | 5 x 4,0 mm
ProntoSIL | 6301C410PS050 | BISCHOFF ProntoSIL 60-5-DIOL | DIOL | 10 | 4 | 5 | 60 | L20 | no | Cartridges (5 pcs.) | SS | 10 x 4,0 mm
ProntoSIL | 6302C410PS050 | BISCHOFF ProntoSIL 60-5-DIOL | DIOL | 20 | 4 | 5 | 60 | L20 | no | Cartridges (5 pcs.) | SS | 20 x 4,0 mm
ProntoSIL | 63P1C410PS050 | BISCHOFF ProntoSIL 60-5-DIOL | DIOL | 10 | 4 | 5 | 60 | L20 | no | Cartridges (5 pcs.) | PEEK | 10 x 4,0 mm
ProntoSIL | 63P2C410PS050 | BISCHOFF ProntoSIL 60-5-DIOL | DIOL | 20 | 4 | 5 | 60 | L20 | no | Cartridges (5 pcs.) | PEEK | 20 x 4,0 mm
ProntoSIL | 6335C410PS050 | BISCHOFF ProntoSIL 60-5-DIOL | DIOL | 5 | 3 | 5 | 60 | L20 | no | Cartridges (5 pcs.) | SS | 5 x 3,0 mm
ProntoSIL | 6331C410PS050 | BISCHOFF ProntoSIL 60-5-DIOL | DIOL | 10 | 3 | 5 | 60 | L20 | no | Cartridges (5 pcs.) | SS | 10 x 3,0 mm
ProntoSIL | 6332C410PS050 | BISCHOFF ProntoSIL 60-5-DIOL | DIOL | 20 | 3 | 5 | 60 | L20 | no | Cartridges (5 pcs.) | SS | 20 x 3,0 mm
ProntoSIL | 6325C410PS050 | BISCHOFF ProntoSIL 60-5-DIOL | DIOL | 5 | 2 | 5 | 60 | L20 | no | Cartridges (5 pcs.) | SS | 5 x 2,0 mm
ProntoSIL | 6321C410PS050 | BISCHOFF ProntoSIL 60-5-DIOL | DIOL | 10 | 2 | 5 | 60 | L20 | no | Cartridges (5 pcs.) | SS | 10 x 2,0 mm
ProntoSIL | 6322C410PS050 | BISCHOFF ProntoSIL 60-5-DIOL | DIOL | 20 | 2 | 5 | 60 | L20 | no | Cartridges (5 pcs.) | SS | 20 x 2,0 mm
ProntoSIL | 0102C410PS100 | BISCHOFF ProntoSIL 60-10-DIOL | DIOL | 14 | 2 | 10 | 60 | L20 | no | HPLC Column | SS | 14 x 2,0 mm
ProntoSIL | 0103C410PS100 | BISCHOFF ProntoSIL 60-10-DIOL | DIOL | 14 | 3 | 10 | 60 | L20 | no | HPLC Column | SS | 14 x 3,0 mm
ProntoSIL | 0104C410PS100 | BISCHOFF ProntoSIL 60-10-DIOL | DIOL | 14 | 4 | 10 | 60 | L20 | no | HPLC Column | SS | 14 x 4,0 mm
ProntoSIL | 0146C410PS100 | BISCHOFF ProntoSIL 60-10-DIOL | DIOL | 14 | 4.6 | 10 | 60 | L20 | no | HPLC Column | SS | 14 x 4,6 mm
ProntoSIL | A202C410PS100 | BISCHOFF ProntoSIL 60-10-DIOL | DIOL | 20 | 2 | 10 | 60 | L20 | no | HPLC Column | SS | 20 x 2,0 mm
ProntoSIL | A203C410PS100 | BISCHOFF ProntoSIL 60-10-DIOL | DIOL | 20 | 3 | 10 | 60 | L20 | no | HPLC Column | SS | 20 x 3,0 mm
ProntoSIL | A204C410PS100 | BISCHOFF ProntoSIL 60-10-DIOL | DIOL | 20 | 4 | 10 | 60 | L20 | no | HPLC Column | SS | 20 x 4,0 mm
ProntoSIL | A246C410PS100 | BISCHOFF ProntoSIL 60-10-DIOL | DIOL | 20 | 4.6 | 10 | 60 | L20 | no | HPLC Column | SS | 20 x 4,6 mm
ProntoSIL | 0202C410PS100 | BISCHOFF ProntoSIL 60-10-DIOL | DIOL | 25 | 2 | 10 | 60 | L20 | no | HPLC Column | SS | 25 x 2,0 mm
ProntoSIL | 0203C410PS100 | BISCHOFF ProntoSIL 60-10-DIOL | DIOL | 25 | 3 | 10 | 60 | L20 | no | HPLC Column | SS | 25 x 3,0 mm
ProntoSIL | 0204C410PS100 | BISCHOFF ProntoSIL 60-10-DIOL | DIOL | 25 | 4 | 10 | 60 | L20 | no | HPLC Column | SS | 25 x 4,0 mm
ProntoSIL | 0246C410PS100 | BISCHOFF ProntoSIL 60-10-DIOL | DIOL | 25 | 4.6 | 10 | 60 | L20 | no | HPLC Column | SS | 25 x 4,6 mm
ProntoSIL | 0302C410PS100 | BISCHOFF ProntoSIL 60-10-DIOL | DIOL | 30 | 2 | 10 | 60 | L20 | no | HPLC Column | SS | 30 x 2,0 mm
ProntoSIL | 0303C410PS100 | BISCHOFF ProntoSIL 60-10-DIOL | DIOL | 30 | 3 | 10 | 60 | L20 | no | HPLC Column | SS | 30 x 3,0 mm
ProntoSIL | 0304C410PS100 | BISCHOFF ProntoSIL 60-10-DIOL | DIOL | 30 | 4 | 10 | 60 | L20 | no | HPLC Column | SS | 30 x 4,0 mm
ProntoSIL | 0346C410PS100 | BISCHOFF ProntoSIL 60-10-DIOL | DIOL | 30 | 4.6 | 10 | 60 | L20 | no | HPLC Column | SS | 30 x 4,6 mm
ProntoSIL | 0402C410PS100 | BISCHOFF ProntoSIL 60-10-DIOL | DIOL | 33 | 2 | 10 | 60 | L20 | no | HPLC Column | SS | 33 x 2,0 mm
ProntoSIL | 0403C410PS100 | BISCHOFF ProntoSIL 60-10-DIOL | DIOL | 33 | 3 | 10 | 60 | L20 | no | HPLC Column | SS | 33 x 3,0 mm
ProntoSIL | 0404C410PS100 | BISCHOFF ProntoSIL 60-10-DIOL | DIOL | 33 | 4 | 10 | 60 | L20 | no | HPLC Column | SS | 33 x 4,0 mm
ProntoSIL | 0446C410PS100 | BISCHOFF ProntoSIL 60-10-DIOL | DIOL | 33 | 4.6 | 10 | 60 | L20 | no | HPLC Column | SS | 33 x 4,6 mm
ProntoSIL | A402C410PS100 | BISCHOFF ProntoSIL 60-10-DIOL | DIOL | 40 | 2 | 10 | 60 | L20 | no | HPLC Column | SS | 40 x 2,0 mm
ProntoSIL | A403C410PS100 | BISCHOFF ProntoSIL 60-10-DIOL | DIOL | 40 | 3 | 10 | 60 | L20 | no | HPLC Column | SS | 40 x 3,0 mm
ProntoSIL | A404C410PS100 | BISCHOFF ProntoSIL 60-10-DIOL | DIOL | 40 | 4 | 10 | 60 | L20 | no | HPLC Column | SS | 40 x 4,0 mm
ProntoSIL | A446C410PS100 | BISCHOFF ProntoSIL 60-10-DIOL | DIOL | 40 | 4.6 | 10 | 60 | L20 | no | HPLC Column | SS | 40 x 4,6 mm
ProntoSIL | 0502C410PS100 | BISCHOFF ProntoSIL 60-10-DIOL | DIOL | 50 | 2 | 10 | 60 | L20 | no | HPLC Column | SS | 50 x 2,0 mm
ProntoSIL | 0503C410PS100 | BISCHOFF ProntoSIL 60-10-DIOL | DIOL | 50 | 3 | 10 | 60 | L20 | no | HPLC Column | SS | 50 x 3,0 mm
ProntoSIL | 0504C410PS100 | BISCHOFF ProntoSIL 60-10-DIOL | DIOL | 50 | 4 | 10 | 60 | L20 | no | HPLC Column | SS | 50 x 4,0 mm
ProntoSIL | 0546C410PS100 | BISCHOFF ProntoSIL 60-10-DIOL | DIOL | 50 | 4.6 | 10 | 60 | L20 | no | HPLC Column | SS | 50 x 4,6 mm
ProntoSIL | 0602C410PS100 | BISCHOFF ProntoSIL 60-10-DIOL | DIOL | 53 | 2 | 10 | 60 | L20 | no | HPLC Column | SS | 53 x 2,0 mm
ProntoSIL | 0603C410PS100 | BISCHOFF ProntoSIL 60-10-DIOL | DIOL | 53 | 3 | 10 | 60 | L20 | no | HPLC Column | SS | 53 x 3,0 mm
ProntoSIL | 0604C410PS100 | BISCHOFF ProntoSIL 60-10-DIOL | DIOL | 53 | 4 | 10 | 60 | L20 | no | HPLC Column | SS | 53 x 4,0 mm
ProntoSIL | 0646C410PS100 | BISCHOFF ProntoSIL 60-10-DIOL | DIOL | 53 | 4.6 | 10 | 60 | L20 | no | HPLC Column | SS | 53 x 4,6 mm
ProntoSIL | A602C410PS100 | BISCHOFF ProntoSIL 60-10-DIOL | DIOL | 60 | 2 | 10 | 60 | L20 | no | HPLC Column | SS | 60 x 2,0 mm
ProntoSIL | A603C410PS100 | BISCHOFF ProntoSIL 60-10-DIOL | DIOL | 60 | 3 | 10 | 60 | L20 | no | HPLC Column | SS | 60 x 3,0 mm
ProntoSIL | A604C410PS100 | BISCHOFF ProntoSIL 60-10-DIOL | DIOL | 60 | 4 | 10 | 60 | L20 | no | HPLC Column | SS | 60 x 4,0 mm
ProntoSIL | A646C410PS100 | BISCHOFF ProntoSIL 60-10-DIOL | DIOL | 60 | 4.6 | 10 | 60 | L20 | no | HPLC Column | SS | 60 x 4,6 mm
ProntoSIL | 0702C410PS100 | BISCHOFF ProntoSIL 60-10-DIOL | DIOL | 75 | 2 | 10 | 60 | L20 | no | HPLC Column | SS | 75 x 2,0 mm
ProntoSIL | 0703C410PS100 | BISCHOFF ProntoSIL 60-10-DIOL | DIOL | 75 | 3 | 10 | 60 | L20 | no | HPLC Column | SS | 75 x 3,0 mm
ProntoSIL | 0704C410PS100 | BISCHOFF ProntoSIL 60-10-DIOL | DIOL | 75 | 4 | 10 | 60 | L20 | no | HPLC Column | SS | 75 x 4,0 mm
ProntoSIL | 0746C410PS100 | BISCHOFF ProntoSIL 60-10-DIOL | DIOL | 75 | 4.6 | 10 | 60 | L20 | no | HPLC Column | SS | 75 x 4,6 mm
ProntoSIL | 1002C410PS100 | BISCHOFF ProntoSIL 60-10-DIOL | DIOL | 100 | 2 | 10 | 60 | L20 | no | HPLC Column | SS | 100 x 2,0 mm
ProntoSIL | 1003C410PS100 | BISCHOFF ProntoSIL 60-10-DIOL | DIOL | 100 | 3 | 10 | 60 | L20 | no | HPLC Column | SS | 100 x 3,0 mm
ProntoSIL | 1004C410PS100 | BISCHOFF ProntoSIL 60-10-DIOL | DIOL | 100 | 4 | 10 | 60 | L20 | no | HPLC Column | SS | 100 x 4,0 mm
ProntoSIL | 1046C410PS100 | BISCHOFF ProntoSIL 60-10-DIOL | DIOL | 100 | 4.6 | 10 | 60 | L20 | no | HPLC Column | SS | 100 x 4,6 mm
ProntoSIL | 1202C410PS100 | BISCHOFF ProntoSIL 60-10-DIOL | DIOL | 125 | 2 | 10 | 60 | L20 | no | HPLC Column | SS | 125 x 2,0 mm
ProntoSIL | 1203C410PS100 | BISCHOFF ProntoSIL 60-10-DIOL | DIOL | 125 | 3 | 10 | 60 | L20 | no | HPLC Column | SS | 125 x 3,0 mm
ProntoSIL | 1204C410PS100 | BISCHOFF ProntoSIL 60-10-DIOL | DIOL | 125 | 4 | 10 | 60 | L20 | no | HPLC Column | SS | 125 x 4,0 mm
ProntoSIL | 1246C410PS100 | BISCHOFF ProntoSIL 60-10-DIOL | DIOL | 125 | 4.6 | 10 | 60 | L20 | no | HPLC Column | SS | 125 x 4,6 mm
ProntoSIL | 1502C410PS100 | BISCHOFF ProntoSIL 60-10-DIOL | DIOL | 150 | 2 | 10 | 60 | L20 | no | HPLC Column | SS | 150 x 2,0 mm
ProntoSIL | 1503C410PS100 | BISCHOFF ProntoSIL 60-10-DIOL | DIOL | 150 | 3 | 10 | 60 | L20 | no | HPLC Column | SS | 150 x 3,0 mm
ProntoSIL | 1504C410PS100 | BISCHOFF ProntoSIL 60-10-DIOL | DIOL | 150 | 4 | 10 | 60 | L20 | no | HPLC Column | SS | 150 x 4,0 mm
ProntoSIL | 1546C410PS100 | BISCHOFF ProntoSIL 60-10-DIOL | DIOL | 150 | 4.6 | 10 | 60 | L20 | no | HPLC Column | SS | 150 x 4,6 mm
ProntoSIL | 2002C410PS100 | BISCHOFF ProntoSIL 60-10-DIOL | DIOL | 200 | 2 | 10 | 60 | L20 | no | HPLC Column | SS | 200 x 2,0 mm
ProntoSIL | 2003C410PS100 | BISCHOFF ProntoSIL 60-10-DIOL | DIOL | 200 | 3 | 10 | 60 | L20 | no | HPLC Column | SS | 200 x 3,0 mm
ProntoSIL | 2004C410PS100 | BISCHOFF ProntoSIL 60-10-DIOL | DIOL | 200 | 4 | 10 | 60 | L20 | no | HPLC Column | SS | 200 x 4,0 mm
ProntoSIL | 2046C410PS100 | BISCHOFF ProntoSIL 60-10-DIOL | DIOL | 200 | 4.6 | 10 | 60 | L20 | no | HPLC Column | SS | 200 x 4,6 mm
ProntoSIL | 2502C410PS100 | BISCHOFF ProntoSIL 60-10-DIOL | DIOL | 250 | 2 | 10 | 60 | L20 | no | HPLC Column | SS | 250 x 2,0 mm
ProntoSIL | 2503C410PS100 | BISCHOFF ProntoSIL 60-10-DIOL | DIOL | 250 | 3 | 10 | 60 | L20 | no | HPLC Column | SS | 250 x 3,0 mm
ProntoSIL | 2504C410PS100 | BISCHOFF ProntoSIL 60-10-DIOL | DIOL | 250 | 4 | 10 | 60 | L20 | no | HPLC Column | SS | 250 x 4,0 mm
ProntoSIL | 2546C410PS100 | BISCHOFF ProntoSIL 60-10-DIOL | DIOL | 250 | 4.6 | 10 | 60 | L20 | no | HPLC Column | SS | 250 x 4,6 mm
ProntoSIL | 3002C410PS100 | BISCHOFF ProntoSIL 60-10-DIOL | DIOL | 300 | 2 | 10 | 60 | L20 | no | HPLC Column | SS | 300 x 2,0 mm
ProntoSIL | 3003C410PS100 | BISCHOFF ProntoSIL 60-10-DIOL | DIOL | 300 | 3 | 10 | 60 | L20 | no | HPLC Column | SS | 300 x 3,0 mm
ProntoSIL | 3004C410PS100 | BISCHOFF ProntoSIL 60-10-DIOL | DIOL | 300 | 4 | 10 | 60 | L20 | no | HPLC Column | SS | 300 x 4,0 mm
ProntoSIL | 3046C410PS100 | BISCHOFF ProntoSIL 60-10-DIOL | DIOL | 300 | 4.6 | 10 | 60 | L20 | no | HPLC Column | SS | 300 x 4,6 mm
ProntoSIL | 01P4C410PS100 | BISCHOFF ProntoSIL 60-10-DIOL | DIOL | 14 | 4 | 10 | 60 | L20 | no | HPLC Column | PEEK | 14 x 4,0 mm
ProntoSIL | A2P4C410PS100 | BISCHOFF ProntoSIL 60-10-DIOL | DIOL | 20 | 4 | 10 | 60 | L20 | no | HPLC Column | PEEK | 20 x 4,0 mm
ProntoSIL | 02P4C410PS100 | BISCHOFF ProntoSIL 60-10-DIOL | DIOL | 25 | 4 | 10 | 60 | L20 | no | HPLC Column | PEEK | 25 x 4,0 mm
ProntoSIL | 03P4C410PS100 | BISCHOFF ProntoSIL 60-10-DIOL | DIOL | 30 | 4 | 10 | 60 | L20 | no | HPLC Column | PEEK | 30 x 4,0 mm
ProntoSIL | 04P4C410PS100 | BISCHOFF ProntoSIL 60-10-DIOL | DIOL | 33 | 4 | 10 | 60 | L20 | no | HPLC Column | PEEK | 33 x 4,0 mm
ProntoSIL | A4P4C410PS100 | BISCHOFF ProntoSIL 60-10-DIOL | DIOL | 40 | 4 | 10 | 60 | L20 | no | HPLC Column | PEEK | 40 x 4,0 mm
ProntoSIL | 05P4C410PS100 | BISCHOFF ProntoSIL 60-10-DIOL | DIOL | 50 | 4 | 10 | 60 | L20 | no | HPLC Column | PEEK | 50 x 4,0 mm
ProntoSIL | 06P4C410PS100 | BISCHOFF ProntoSIL 60-10-DIOL | DIOL | 53 | 4 | 10 | 60 | L20 | no | HPLC Column | PEEK | 53 x 4,0 mm
ProntoSIL | A6P4C410PS100 | BISCHOFF ProntoSIL 60-10-DIOL | DIOL | 60 | 4 | 10 | 60 | L20 | no | HPLC Column | PEEK | 60 x 4,0 mm
ProntoSIL | 07P4C410PS100 | BISCHOFF ProntoSIL 60-10-DIOL | DIOL | 75 | 4 | 10 | 60 | L20 | no | HPLC Column | PEEK | 75 x 4,0 mm
ProntoSIL | 10P4C410PS100 | BISCHOFF ProntoSIL 60-10-DIOL | DIOL | 100 | 4 | 10 | 60 | L20 | no | HPLC Column | PEEK | 100 x 4,0 mm
ProntoSIL | 12P4C410PS100 | BISCHOFF ProntoSIL 60-10-DIOL | DIOL | 125 | 4 | 10 | 60 | L20 | no | HPLC Column | PEEK | 125 x 4,0 mm
ProntoSIL | 15P4C410PS100 | BISCHOFF ProntoSIL 60-10-DIOL | DIOL | 150 | 4 | 10 | 60 | L20 | no | HPLC Column | PEEK | 150 x 4,0 mm
ProntoSIL | 20P4C410PS100 | BISCHOFF ProntoSIL 60-10-DIOL | DIOL | 200 | 4 | 10 | 60 | L20 | no | HPLC Column | PEEK | 200 x 4,0 mm
ProntoSIL | 25P4C410PS100 | BISCHOFF ProntoSIL 60-10-DIOL | DIOL | 250 | 4 | 10 | 60 | L20 | no | HPLC Column | PEEK | 250 x 4,0 mm
ProntoSIL | 30P4C410PS100 | BISCHOFF ProntoSIL 60-10-DIOL | DIOL | 300 | 4 | 10 | 60 | L20 | no | HPLC Column | PEEK | 300 x 4,0 mm
ProntoSIL | 6305C410PS100 | BISCHOFF ProntoSIL 60-10-DIOL | DIOL | 5 | 4 | 10 | 60 | L20 | no | Cartridges (5 pcs.) | SS | 5 x 4,0 mm
ProntoSIL | 6301C410PS100 | BISCHOFF ProntoSIL 60-10-DIOL | DIOL | 10 | 4 | 10 | 60 | L20 | no | Cartridges (5 pcs.) | SS | 10 x 4,0 mm
ProntoSIL | 6302C410PS100 | BISCHOFF ProntoSIL 60-10-DIOL | DIOL | 20 | 4 | 10 | 60 | L20 | no | Cartridges (5 pcs.) | SS | 20 x 4,0 mm
ProntoSIL | 63P1C410PS100 | BISCHOFF ProntoSIL 60-10-DIOL | DIOL | 10 | 4 | 10 | 60 | L20 | no | Cartridges (5 pcs.) | PEEK | 10 x 4,0 mm
ProntoSIL | 63P2C410PS100 | BISCHOFF ProntoSIL 60-10-DIOL | DIOL | 20 | 4 | 10 | 60 | L20 | no | Cartridges (5 pcs.) | PEEK | 20 x 4,0 mm
ProntoSIL | 6335C410PS100 | BISCHOFF ProntoSIL 60-10-DIOL | DIOL | 5 | 3 | 10 | 60 | L20 | no | Cartridges (5 pcs.) | SS | 5 x 3,0 mm
ProntoSIL | 6331C410PS100 | BISCHOFF ProntoSIL 60-10-DIOL | DIOL | 10 | 3 | 10 | 60 | L20 | no | Cartridges (5 pcs.) | SS | 10 x 3,0 mm
ProntoSIL | 6332C410PS100 | BISCHOFF ProntoSIL 60-10-DIOL | DIOL | 20 | 3 | 10 | 60 | L20 | no | Cartridges (5 pcs.) | SS | 20 x 3,0 mm
ProntoSIL | 6325C410PS100 | BISCHOFF ProntoSIL 60-10-DIOL | DIOL | 5 | 2 | 10 | 60 | L20 | no | Cartridges (5 pcs.) | SS | 5 x 2,0 mm
ProntoSIL | 6321C410PS100 | BISCHOFF ProntoSIL 60-10-DIOL | DIOL | 10 | 2 | 10 | 60 | L20 | no | Cartridges (5 pcs.) | SS | 10 x 2,0 mm
ProntoSIL | 6322C410PS100 | BISCHOFF ProntoSIL 60-10-DIOL | DIOL | 20 | 2 | 10 | 60 | L20 | no | Cartridges (5 pcs.) | SS | 20 x 2,0 mm
ProntoSIL | 0102F410PS030 | BISCHOFF ProntoSIL 120-3-DIOL | DIOL | 14 | 2 | 3 | 120 | L20 | no | HPLC Column | SS | 14 x 2,0 mm
ProntoSIL | 0103F410PS030 | BISCHOFF ProntoSIL 120-3-DIOL | DIOL | 14 | 3 | 3 | 120 | L20 | no | HPLC Column | SS | 14 x 3,0 mm
ProntoSIL | 0104F410PS030 | BISCHOFF ProntoSIL 120-3-DIOL | DIOL | 14 | 4 | 3 | 120 | L20 | no | HPLC Column | SS | 14 x 4,0 mm
ProntoSIL | 0146F410PS030 | BISCHOFF ProntoSIL 120-3-DIOL | DIOL | 14 | 4.6 | 3 | 120 | L20 | no | HPLC Column | SS | 14 x 4,6 mm
ProntoSIL | A202F410PS030 | BISCHOFF ProntoSIL 120-3-DIOL | DIOL | 20 | 2 | 3 | 120 | L20 | no | HPLC Column | SS | 20 x 2,0 mm
ProntoSIL | A203F410PS030 | BISCHOFF ProntoSIL 120-3-DIOL | DIOL | 20 | 3 | 3 | 120 | L20 | no | HPLC Column | SS | 20 x 3,0 mm
ProntoSIL | A204F410PS030 | BISCHOFF ProntoSIL 120-3-DIOL | DIOL | 20 | 4 | 3 | 120 | L20 | no | HPLC Column | SS | 20 x 4,0 mm
ProntoSIL | A246F410PS030 | BISCHOFF ProntoSIL 120-3-DIOL | DIOL | 20 | 4.6 | 3 | 120 | L20 | no | HPLC Column | SS | 20 x 4,6 mm
ProntoSIL | 0202F410PS030 | BISCHOFF ProntoSIL 120-3-DIOL | DIOL | 25 | 2 | 3 | 120 | L20 | no | HPLC Column | SS | 25 x 2,0 mm
ProntoSIL | 0203F410PS030 | BISCHOFF ProntoSIL 120-3-DIOL | DIOL | 25 | 3 | 3 | 120 | L20 | no | HPLC Column | SS | 25 x 3,0 mm
ProntoSIL | 0204F410PS030 | BISCHOFF ProntoSIL 120-3-DIOL | DIOL | 25 | 4 | 3 | 120 | L20 | no | HPLC Column | SS | 25 x 4,0 mm
ProntoSIL | 0246F410PS030 | BISCHOFF ProntoSIL 120-3-DIOL | DIOL | 25 | 4.6 | 3 | 120 | L20 | no | HPLC Column | SS | 25 x 4,6 mm
ProntoSIL | 0302F410PS030 | BISCHOFF ProntoSIL 120-3-DIOL | DIOL | 30 | 2 | 3 | 120 | L20 | no | HPLC Column | SS | 30 x 2,0 mm
ProntoSIL | 0303F410PS030 | BISCHOFF ProntoSIL 120-3-DIOL | DIOL | 30 | 3 | 3 | 120 | L20 | no | HPLC Column | SS | 30 x 3,0 mm
ProntoSIL | 0304F410PS030 | BISCHOFF ProntoSIL 120-3-DIOL | DIOL | 30 | 4 | 3 | 120 | L20 | no | HPLC Column | SS | 30 x 4,0 mm
ProntoSIL | 0346F410PS030 | BISCHOFF ProntoSIL 120-3-DIOL | DIOL | 30 | 4.6 | 3 | 120 | L20 | no | HPLC Column | SS | 30 x 4,6 mm
ProntoSIL | 0402F410PS030 | BISCHOFF ProntoSIL 120-3-DIOL | DIOL | 33 | 2 | 3 | 120 | L20 | no | HPLC Column | SS | 33 x 2,0 mm
ProntoSIL | 0403F410PS030 | BISCHOFF ProntoSIL 120-3-DIOL | DIOL | 33 | 3 | 3 | 120 | L20 | no | HPLC Column | SS | 33 x 3,0 mm
ProntoSIL | 0404F410PS030 | BISCHOFF ProntoSIL 120-3-DIOL | DIOL | 33 | 4 | 3 | 120 | L20 | no | HPLC Column | SS | 33 x 4,0 mm
ProntoSIL | 0446F410PS030 | BISCHOFF ProntoSIL 120-3-DIOL | DIOL | 33 | 4.6 | 3 | 120 | L20 | no | HPLC Column | SS | 33 x 4,6 mm
ProntoSIL | A402F410PS030 | BISCHOFF ProntoSIL 120-3-DIOL | DIOL | 40 | 2 | 3 | 120 | L20 | no | HPLC Column | SS | 40 x 2,0 mm
ProntoSIL | A403F410PS030 | BISCHOFF ProntoSIL 120-3-DIOL | DIOL | 40 | 3 | 3 | 120 | L20 | no | HPLC Column | SS | 40 x 3,0 mm
ProntoSIL | A404F410PS030 | BISCHOFF ProntoSIL 120-3-DIOL | DIOL | 40 | 4 | 3 | 120 | L20 | no | HPLC Column | SS | 40 x 4,0 mm
ProntoSIL | A446F410PS030 | BISCHOFF ProntoSIL 120-3-DIOL | DIOL | 40 | 4.6 | 3 | 120 | L20 | no | HPLC Column | SS | 40 x 4,6 mm
ProntoSIL | 0502F410PS030 | BISCHOFF ProntoSIL 120-3-DIOL | DIOL | 50 | 2 | 3 | 120 | L20 | no | HPLC Column | SS | 50 x 2,0 mm
ProntoSIL | 0503F410PS030 | BISCHOFF ProntoSIL 120-3-DIOL | DIOL | 50 | 3 | 3 | 120 | L20 | no | HPLC Column | SS | 50 x 3,0 mm
ProntoSIL | 0504F410PS030 | BISCHOFF ProntoSIL 120-3-DIOL | DIOL | 50 | 4 | 3 | 120 | L20 | no | HPLC Column | SS | 50 x 4,0 mm
ProntoSIL | 0546F410PS030 | BISCHOFF ProntoSIL 120-3-DIOL | DIOL | 50 | 4.6 | 3 | 120 | L20 | no | HPLC Column | SS | 50 x 4,6 mm
ProntoSIL | 0602F410PS030 | BISCHOFF ProntoSIL 120-3-DIOL | DIOL | 53 | 2 | 3 | 120 | L20 | no | HPLC Column | SS | 53 x 2,0 mm
ProntoSIL | 0603F410PS030 | BISCHOFF ProntoSIL 120-3-DIOL | DIOL | 53 | 3 | 3 | 120 | L20 | no | HPLC Column | SS | 53 x 3,0 mm
ProntoSIL | 0604F410PS030 | BISCHOFF ProntoSIL 120-3-DIOL | DIOL | 53 | 4 | 3 | 120 | L20 | no | HPLC Column | SS | 53 x 4,0 mm
ProntoSIL | 0646F410PS030 | BISCHOFF ProntoSIL 120-3-DIOL | DIOL | 53 | 4.6 | 3 | 120 | L20 | no | HPLC Column | SS | 53 x 4,6 mm
ProntoSIL | A602F410PS030 | BISCHOFF ProntoSIL 120-3-DIOL | DIOL | 60 | 2 | 3 | 120 | L20 | no | HPLC Column | SS | 60 x 2,0 mm
ProntoSIL | A603F410PS030 | BISCHOFF ProntoSIL 120-3-DIOL | DIOL | 60 | 3 | 3 | 120 | L20 | no | HPLC Column | SS | 60 x 3,0 mm
ProntoSIL | A604F410PS030 | BISCHOFF ProntoSIL 120-3-DIOL | DIOL | 60 | 4 | 3 | 120 | L20 | no | HPLC Column | SS | 60 x 4,0 mm
ProntoSIL | A646F410PS030 | BISCHOFF ProntoSIL 120-3-DIOL | DIOL | 60 | 4.6 | 3 | 120 | L20 | no | HPLC Column | SS | 60 x 4,6 mm
ProntoSIL | 0702F410PS030 | BISCHOFF ProntoSIL 120-3-DIOL | DIOL | 75 | 2 | 3 | 120 | L20 | no | HPLC Column | SS | 75 x 2,0 mm
ProntoSIL | 0703F410PS030 | BISCHOFF ProntoSIL 120-3-DIOL | DIOL | 75 | 3 | 3 | 120 | L20 | no | HPLC Column | SS | 75 x 3,0 mm
ProntoSIL | 0704F410PS030 | BISCHOFF ProntoSIL 120-3-DIOL | DIOL | 75 | 4 | 3 | 120 | L20 | no | HPLC Column | SS | 75 x 4,0 mm
ProntoSIL | 0746F410PS030 | BISCHOFF ProntoSIL 120-3-DIOL | DIOL | 75 | 4.6 | 3 | 120 | L20 | no | HPLC Column | SS | 75 x 4,6 mm
ProntoSIL | 1002F410PS030 | BISCHOFF ProntoSIL 120-3-DIOL | DIOL | 100 | 2 | 3 | 120 | L20 | no | HPLC Column | SS | 100 x 2,0 mm
ProntoSIL | 1003F410PS030 | BISCHOFF ProntoSIL 120-3-DIOL | DIOL | 100 | 3 | 3 | 120 | L20 | no | HPLC Column | SS | 100 x 3,0 mm
ProntoSIL | 1004F410PS030 | BISCHOFF ProntoSIL 120-3-DIOL | DIOL | 100 | 4 | 3 | 120 | L20 | no | HPLC Column | SS | 100 x 4,0 mm
ProntoSIL | 1046F410PS030 | BISCHOFF ProntoSIL 120-3-DIOL | DIOL | 100 | 4.6 | 3 | 120 | L20 | no | HPLC Column | SS | 100 x 4,6 mm
ProntoSIL | 1202F410PS030 | BISCHOFF ProntoSIL 120-3-DIOL | DIOL | 125 | 2 | 3 | 120 | L20 | no | HPLC Column | SS | 125 x 2,0 mm
ProntoSIL | 1203F410PS030 | BISCHOFF ProntoSIL 120-3-DIOL | DIOL | 125 | 3 | 3 | 120 | L20 | no | HPLC Column | SS | 125 x 3,0 mm
ProntoSIL | 1204F410PS030 | BISCHOFF ProntoSIL 120-3-DIOL | DIOL | 125 | 4 | 3 | 120 | L20 | no | HPLC Column | SS | 125 x 4,0 mm
ProntoSIL | 1246F410PS030 | BISCHOFF ProntoSIL 120-3-DIOL | DIOL | 125 | 4.6 | 3 | 120 | L20 | no | HPLC Column | SS | 125 x 4,6 mm
ProntoSIL | 1502F410PS030 | BISCHOFF ProntoSIL 120-3-DIOL | DIOL | 150 | 2 | 3 | 120 | L20 | no | HPLC Column | SS | 150 x 2,0 mm
ProntoSIL | 1503F410PS030 | BISCHOFF ProntoSIL 120-3-DIOL | DIOL | 150 | 3 | 3 | 120 | L20 | no | HPLC Column | SS | 150 x 3,0 mm
ProntoSIL | 1504F410PS030 | BISCHOFF ProntoSIL 120-3-DIOL | DIOL | 150 | 4 | 3 | 120 | L20 | no | HPLC Column | SS | 150 x 4,0 mm
ProntoSIL | 1546F410PS030 | BISCHOFF ProntoSIL 120-3-DIOL | DIOL | 150 | 4.6 | 3 | 120 | L20 | no | HPLC Column | SS | 150 x 4,6 mm
ProntoSIL | 2002F410PS030 | BISCHOFF ProntoSIL 120-3-DIOL | DIOL | 200 | 2 | 3 | 120 | L20 | no | HPLC Column | SS | 200 x 2,0 mm
ProntoSIL | 2003F410PS030 | BISCHOFF ProntoSIL 120-3-DIOL | DIOL | 200 | 3 | 3 | 120 | L20 | no | HPLC Column | SS | 200 x 3,0 mm
ProntoSIL | 2004F410PS030 | BISCHOFF ProntoSIL 120-3-DIOL | DIOL | 200 | 4 | 3 | 120 | L20 | no | HPLC Column | SS | 200 x 4,0 mm
ProntoSIL | 2046F410PS030 | BISCHOFF ProntoSIL 120-3-DIOL | DIOL | 200 | 4.6 | 3 | 120 | L20 | no | HPLC Column | SS | 200 x 4,6 mm
ProntoSIL | 2502F410PS030 | BISCHOFF ProntoSIL 120-3-DIOL | DIOL | 250 | 2 | 3 | 120 | L20 | no | HPLC Column | SS | 250 x 2,0 mm
ProntoSIL | 2503F410PS030 | BISCHOFF ProntoSIL 120-3-DIOL | DIOL | 250 | 3 | 3 | 120 | L20 | no | HPLC Column | SS | 250 x 3,0 mm
ProntoSIL | 2504F410PS030 | BISCHOFF ProntoSIL 120-3-DIOL | DIOL | 250 | 4 | 3 | 120 | L20 | no | HPLC Column | SS | 250 x 4,0 mm
ProntoSIL | 2546F410PS030 | BISCHOFF ProntoSIL 120-3-DIOL | DIOL | 250 | 4.6 | 3 | 120 | L20 | no | HPLC Column | SS | 250 x 4,6 mm
ProntoSIL | 3002F410PS030 | BISCHOFF ProntoSIL 120-3-DIOL | DIOL | 300 | 2 | 3 | 120 | L20 | no | HPLC Column | SS | 300 x 2,0 mm
ProntoSIL | 3003F410PS030 | BISCHOFF ProntoSIL 120-3-DIOL | DIOL | 300 | 3 | 3 | 120 | L20 | no | HPLC Column | SS | 300 x 3,0 mm
ProntoSIL | 3004F410PS030 | BISCHOFF ProntoSIL 120-3-DIOL | DIOL | 300 | 4 | 3 | 120 | L20 | no | HPLC Column | SS | 300 x 4,0 mm
ProntoSIL | 3046F410PS030 | BISCHOFF ProntoSIL 120-3-DIOL | DIOL | 300 | 4.6 | 3 | 120 | L20 | no | HPLC Column | SS | 300 x 4,6 mm
ProntoSIL | 01P4F410PS030 | BISCHOFF ProntoSIL 120-3-DIOL | DIOL | 14 | 4 | 3 | 120 | L20 | no | HPLC Column | PEEK | 14 x 4,0 mm
ProntoSIL | A2P4F410PS030 | BISCHOFF ProntoSIL 120-3-DIOL | DIOL | 20 | 4 | 3 | 120 | L20 | no | HPLC Column | PEEK | 20 x 4,0 mm
ProntoSIL | 02P4F410PS030 | BISCHOFF ProntoSIL 120-3-DIOL | DIOL | 25 | 4 | 3 | 120 | L20 | no | HPLC Column | PEEK | 25 x 4,0 mm
ProntoSIL | 03P4F410PS030 | BISCHOFF ProntoSIL 120-3-DIOL | DIOL | 30 | 4 | 3 | 120 | L20 | no | HPLC Column | PEEK | 30 x 4,0 mm
ProntoSIL | 04P4F410PS030 | BISCHOFF ProntoSIL 120-3-DIOL | DIOL | 33 | 4 | 3 | 120 | L20 | no | HPLC Column | PEEK | 33 x 4,0 mm
ProntoSIL | A4P4F410PS030 | BISCHOFF ProntoSIL 120-3-DIOL | DIOL | 40 | 4 | 3 | 120 | L20 | no | HPLC Column | PEEK | 40 x 4,0 mm
ProntoSIL | 05P4F410PS030 | BISCHOFF ProntoSIL 120-3-DIOL | DIOL | 50 | 4 | 3 | 120 | L20 | no | HPLC Column | PEEK | 50 x 4,0 mm
ProntoSIL | 06P4F410PS030 | BISCHOFF ProntoSIL 120-3-DIOL | DIOL | 53 | 4 | 3 | 120 | L20 | no | HPLC Column | PEEK | 53 x 4,0 mm
ProntoSIL | A6P4F410PS030 | BISCHOFF ProntoSIL 120-3-DIOL | DIOL | 60 | 4 | 3 | 120 | L20 | no | HPLC Column | PEEK | 60 x 4,0 mm
ProntoSIL | 07P4F410PS030 | BISCHOFF ProntoSIL 120-3-DIOL | DIOL | 75 | 4 | 3 | 120 | L20 | no | HPLC Column | PEEK | 75 x 4,0 mm
ProntoSIL | 10P4F410PS030 | BISCHOFF ProntoSIL 120-3-DIOL | DIOL | 100 | 4 | 3 | 120 | L20 | no | HPLC Column | PEEK | 100 x 4,0 mm
ProntoSIL | 12P4F410PS030 | BISCHOFF ProntoSIL 120-3-DIOL | DIOL | 125 | 4 | 3 | 120 | L20 | no | HPLC Column | PEEK | 125 x 4,0 mm
ProntoSIL | 15P4F410PS030 | BISCHOFF ProntoSIL 120-3-DIOL | DIOL | 150 | 4 | 3 | 120 | L20 | no | HPLC Column | PEEK | 150 x 4,0 mm
ProntoSIL | 20P4F410PS030 | BISCHOFF ProntoSIL 120-3-DIOL | DIOL | 200 | 4 | 3 | 120 | L20 | no | HPLC Column | PEEK | 200 x 4,0 mm
ProntoSIL | 25P4F410PS030 | BISCHOFF ProntoSIL 120-3-DIOL | DIOL | 250 | 4 | 3 | 120 | L20 | no | HPLC Column | PEEK | 250 x 4,0 mm
ProntoSIL | 30P4F410PS030 | BISCHOFF ProntoSIL 120-3-DIOL | DIOL | 300 | 4 | 3 | 120 | L20 | no | HPLC Column | PEEK | 300 x 4,0 mm
ProntoSIL | 6305F410PS030 | BISCHOFF ProntoSIL 120-3-DIOL | DIOL | 5 | 4 | 3 | 120 | L20 | no | Cartridges (5 pcs.) | SS | 5 x 4,0 mm
ProntoSIL | 6301F410PS030 | BISCHOFF ProntoSIL 120-3-DIOL | DIOL | 10 | 4 | 3 | 120 | L20 | no | Cartridges (5 pcs.) | SS | 10 x 4,0 mm
ProntoSIL | 6302F410PS030 | BISCHOFF ProntoSIL 120-3-DIOL | DIOL | 20 | 4 | 3 | 120 | L20 | no | Cartridges (5 pcs.) | SS | 20 x 4,0 mm
ProntoSIL | 63P1F410PS030 | BISCHOFF ProntoSIL 120-3-DIOL | DIOL | 10 | 4 | 3 | 120 | L20 | no | Cartridges (5 pcs.) | PEEK | 10 x 4,0 mm
ProntoSIL | 63P2F410PS030 | BISCHOFF ProntoSIL 120-3-DIOL | DIOL | 20 | 4 | 3 | 120 | L20 | no | Cartridges (5 pcs.) | PEEK | 20 x 4,0 mm
ProntoSIL | 6335F410PS030 | BISCHOFF ProntoSIL 120-3-DIOL | DIOL | 5 | 3 | 3 | 120 | L20 | no | Cartridges (5 pcs.) | SS | 5 x 3,0 mm
ProntoSIL | 6331F410PS030 | BISCHOFF ProntoSIL 120-3-DIOL | DIOL | 10 | 3 | 3 | 120 | L20 | no | Cartridges (5 pcs.) | SS | 10 x 3,0 mm
ProntoSIL | 6332F410PS030 | BISCHOFF ProntoSIL 120-3-DIOL | DIOL | 20 | 3 | 3 | 120 | L20 | no | Cartridges (5 pcs.) | SS | 20 x 3,0 mm
ProntoSIL | 6325F410PS030 | BISCHOFF ProntoSIL 120-3-DIOL | DIOL | 5 | 2 | 3 | 120 | L20 | no | Cartridges (5 pcs.) | SS | 5 x 2,0 mm
ProntoSIL | 6321F410PS030 | BISCHOFF ProntoSIL 120-3-DIOL | DIOL | 10 | 2 | 3 | 120 | L20 | no | Cartridges (5 pcs.) | SS | 10 x 2,0 mm
ProntoSIL | 6322F410PS030 | BISCHOFF ProntoSIL 120-3-DIOL | DIOL | 20 | 2 | 3 | 120 | L20 | no | Cartridges (5 pcs.) | SS | 20 x 2,0 mm
ProntoSIL | 0102F410PS050 | BISCHOFF ProntoSIL 120-5-DIOL | DIOL | 14 | 2 | 5 | 120 | L20 | no | HPLC Column | SS | 14 x 2,0 mm
ProntoSIL | 0103F410PS050 | BISCHOFF ProntoSIL 120-5-DIOL | DIOL | 14 | 3 | 5 | 120 | L20 | no | HPLC Column | SS | 14 x 3,0 mm
ProntoSIL | 0104F410PS050 | BISCHOFF ProntoSIL 120-5-DIOL | DIOL | 14 | 4 | 5 | 120 | L20 | no | HPLC Column | SS | 14 x 4,0 mm
ProntoSIL | 0146F410PS050 | BISCHOFF ProntoSIL 120-5-DIOL | DIOL | 14 | 4.6 | 5 | 120 | L20 | no | HPLC Column | SS | 14 x 4,6 mm
ProntoSIL | A202F410PS050 | BISCHOFF ProntoSIL 120-5-DIOL | DIOL | 20 | 2 | 5 | 120 | L20 | no | HPLC Column | SS | 20 x 2,0 mm
ProntoSIL | A203F410PS050 | BISCHOFF ProntoSIL 120-5-DIOL | DIOL | 20 | 3 | 5 | 120 | L20 | no | HPLC Column | SS | 20 x 3,0 mm
ProntoSIL | A204F410PS050 | BISCHOFF ProntoSIL 120-5-DIOL | DIOL | 20 | 4 | 5 | 120 | L20 | no | HPLC Column | SS | 20 x 4,0 mm
ProntoSIL | A246F410PS050 | BISCHOFF ProntoSIL 120-5-DIOL | DIOL | 20 | 4.6 | 5 | 120 | L20 | no | HPLC Column | SS | 20 x 4,6 mm
ProntoSIL | 0202F410PS050 | BISCHOFF ProntoSIL 120-5-DIOL | DIOL | 25 | 2 | 5 | 120 | L20 | no | HPLC Column | SS | 25 x 2,0 mm
ProntoSIL | 0203F410PS050 | BISCHOFF ProntoSIL 120-5-DIOL | DIOL | 25 | 3 | 5 | 120 | L20 | no | HPLC Column | SS | 25 x 3,0 mm
ProntoSIL | 0204F410PS050 | BISCHOFF ProntoSIL 120-5-DIOL | DIOL | 25 | 4 | 5 | 120 | L20 | no | HPLC Column | SS | 25 x 4,0 mm
ProntoSIL | 0246F410PS050 | BISCHOFF ProntoSIL 120-5-DIOL | DIOL | 25 | 4.6 | 5 | 120 | L20 | no | HPLC Column | SS | 25 x 4,6 mm
ProntoSIL | 0302F410PS050 | BISCHOFF ProntoSIL 120-5-DIOL | DIOL | 30 | 2 | 5 | 120 | L20 | no | HPLC Column | SS | 30 x 2,0 mm
ProntoSIL | 0303F410PS050 | BISCHOFF ProntoSIL 120-5-DIOL | DIOL | 30 | 3 | 5 | 120 | L20 | no | HPLC Column | SS | 30 x 3,0 mm
ProntoSIL | 0304F410PS050 | BISCHOFF ProntoSIL 120-5-DIOL | DIOL | 30 | 4 | 5 | 120 | L20 | no | HPLC Column | SS | 30 x 4,0 mm
ProntoSIL | 0346F410PS050 | BISCHOFF ProntoSIL 120-5-DIOL | DIOL | 30 | 4.6 | 5 | 120 | L20 | no | HPLC Column | SS | 30 x 4,6 mm
ProntoSIL | 0402F410PS050 | BISCHOFF ProntoSIL 120-5-DIOL | DIOL | 33 | 2 | 5 | 120 | L20 | no | HPLC Column | SS | 33 x 2,0 mm
ProntoSIL | 0403F410PS050 | BISCHOFF ProntoSIL 120-5-DIOL | DIOL | 33 | 3 | 5 | 120 | L20 | no | HPLC Column | SS | 33 x 3,0 mm
ProntoSIL | 0404F410PS050 | BISCHOFF ProntoSIL 120-5-DIOL | DIOL | 33 | 4 | 5 | 120 | L20 | no | HPLC Column | SS | 33 x 4,0 mm
ProntoSIL | 0446F410PS050 | BISCHOFF ProntoSIL 120-5-DIOL | DIOL | 33 | 4.6 | 5 | 120 | L20 | no | HPLC Column | SS | 33 x 4,6 mm
ProntoSIL | A402F410PS050 | BISCHOFF ProntoSIL 120-5-DIOL | DIOL | 40 | 2 | 5 | 120 | L20 | no | HPLC Column | SS | 40 x 2,0 mm
ProntoSIL | A403F410PS050 | BISCHOFF ProntoSIL 120-5-DIOL | DIOL | 40 | 3 | 5 | 120 | L20 | no | HPLC Column | SS | 40 x 3,0 mm
ProntoSIL | A404F410PS050 | BISCHOFF ProntoSIL 120-5-DIOL | DIOL | 40 | 4 | 5 | 120 | L20 | no | HPLC Column | SS | 40 x 4,0 mm
ProntoSIL | A446F410PS050 | BISCHOFF ProntoSIL 120-5-DIOL | DIOL | 40 | 4.6 | 5 | 120 | L20 | no | HPLC Column | SS | 40 x 4,6 mm
ProntoSIL | 0502F410PS050 | BISCHOFF ProntoSIL 120-5-DIOL | DIOL | 50 | 2 | 5 | 120 | L20 | no | HPLC Column | SS | 50 x 2,0 mm
ProntoSIL | 0503F410PS050 | BISCHOFF ProntoSIL 120-5-DIOL | DIOL | 50 | 3 | 5 | 120 | L20 | no | HPLC Column | SS | 50 x 3,0 mm
ProntoSIL | 0504F410PS050 | BISCHOFF ProntoSIL 120-5-DIOL | DIOL | 50 | 4 | 5 | 120 | L20 | no | HPLC Column | SS | 50 x 4,0 mm
ProntoSIL | 0546F410PS050 | BISCHOFF ProntoSIL 120-5-DIOL | DIOL | 50 | 4.6 | 5 | 120 | L20 | no | HPLC Column | SS | 50 x 4,6 mm
ProntoSIL | 0602F410PS050 | BISCHOFF ProntoSIL 120-5-DIOL | DIOL | 53 | 2 | 5 | 120 | L20 | no | HPLC Column | SS | 53 x 2,0 mm
ProntoSIL | 0603F410PS050 | BISCHOFF ProntoSIL 120-5-DIOL | DIOL | 53 | 3 | 5 | 120 | L20 | no | HPLC Column | SS | 53 x 3,0 mm
ProntoSIL | 0604F410PS050 | BISCHOFF ProntoSIL 120-5-DIOL | DIOL | 53 | 4 | 5 | 120 | L20 | no | HPLC Column | SS | 53 x 4,0 mm
ProntoSIL | 0646F410PS050 | BISCHOFF ProntoSIL 120-5-DIOL | DIOL | 53 | 4.6 | 5 | 120 | L20 | no | HPLC Column | SS | 53 x 4,6 mm
ProntoSIL | A602F410PS050 | BISCHOFF ProntoSIL 120-5-DIOL | DIOL | 60 | 2 | 5 | 120 | L20 | no | HPLC Column | SS | 60 x 2,0 mm
ProntoSIL | A603F410PS050 | BISCHOFF ProntoSIL 120-5-DIOL | DIOL | 60 | 3 | 5 | 120 | L20 | no | HPLC Column | SS | 60 x 3,0 mm
ProntoSIL | A604F410PS050 | BISCHOFF ProntoSIL 120-5-DIOL | DIOL | 60 | 4 | 5 | 120 | L20 | no | HPLC Column | SS | 60 x 4,0 mm
ProntoSIL | A646F410PS050 | BISCHOFF ProntoSIL 120-5-DIOL | DIOL | 60 | 4.6 | 5 | 120 | L20 | no | HPLC Column | SS | 60 x 4,6 mm
ProntoSIL | 0702F410PS050 | BISCHOFF ProntoSIL 120-5-DIOL | DIOL | 75 | 2 | 5 | 120 | L20 | no | HPLC Column | SS | 75 x 2,0 mm
ProntoSIL | 0703F410PS050 | BISCHOFF ProntoSIL 120-5-DIOL | DIOL | 75 | 3 | 5 | 120 | L20 | no | HPLC Column | SS | 75 x 3,0 mm
ProntoSIL | 0704F410PS050 | BISCHOFF ProntoSIL 120-5-DIOL | DIOL | 75 | 4 | 5 | 120 | L20 | no | HPLC Column | SS | 75 x 4,0 mm
ProntoSIL | 0746F410PS050 | BISCHOFF ProntoSIL 120-5-DIOL | DIOL | 75 | 4.6 | 5 | 120 | L20 | no | HPLC Column | SS | 75 x 4,6 mm
ProntoSIL | 1002F410PS050 | BISCHOFF ProntoSIL 120-5-DIOL | DIOL | 100 | 2 | 5 | 120 | L20 | no | HPLC Column | SS | 100 x 2,0 mm
ProntoSIL | 1003F410PS050 | BISCHOFF ProntoSIL 120-5-DIOL | DIOL | 100 | 3 | 5 | 120 | L20 | no | HPLC Column | SS | 100 x 3,0 mm
ProntoSIL | 1004F410PS050 | BISCHOFF ProntoSIL 120-5-DIOL | DIOL | 100 | 4 | 5 | 120 | L20 | no | HPLC Column | SS | 100 x 4,0 mm
ProntoSIL | 1046F410PS050 | BISCHOFF ProntoSIL 120-5-DIOL | DIOL | 100 | 4.6 | 5 | 120 | L20 | no | HPLC Column | SS | 100 x 4,6 mm
ProntoSIL | 1202F410PS050 | BISCHOFF ProntoSIL 120-5-DIOL | DIOL | 125 | 2 | 5 | 120 | L20 | no | HPLC Column | SS | 125 x 2,0 mm
ProntoSIL | 1203F410PS050 | BISCHOFF ProntoSIL 120-5-DIOL | DIOL | 125 | 3 | 5 | 120 | L20 | no | HPLC Column | SS | 125 x 3,0 mm
ProntoSIL | 1204F410PS050 | BISCHOFF ProntoSIL 120-5-DIOL | DIOL | 125 | 4 | 5 | 120 | L20 | no | HPLC Column | SS | 125 x 4,0 mm
ProntoSIL | 1246F410PS050 | BISCHOFF ProntoSIL 120-5-DIOL | DIOL | 125 | 4.6 | 5 | 120 | L20 | no | HPLC Column | SS | 125 x 4,6 mm
ProntoSIL | 1502F410PS050 | BISCHOFF ProntoSIL 120-5-DIOL | DIOL | 150 | 2 | 5 | 120 | L20 | no | HPLC Column | SS | 150 x 2,0 mm
ProntoSIL | 1503F410PS050 | BISCHOFF ProntoSIL 120-5-DIOL | DIOL | 150 | 3 | 5 | 120 | L20 | no | HPLC Column | SS | 150 x 3,0 mm
ProntoSIL | 1504F410PS050 | BISCHOFF ProntoSIL 120-5-DIOL | DIOL | 150 | 4 | 5 | 120 | L20 | no | HPLC Column | SS | 150 x 4,0 mm
ProntoSIL | 1546F410PS050 | BISCHOFF ProntoSIL 120-5-DIOL | DIOL | 150 | 4.6 | 5 | 120 | L20 | no | HPLC Column | SS | 150 x 4,6 mm
ProntoSIL | 2002F410PS050 | BISCHOFF ProntoSIL 120-5-DIOL | DIOL | 200 | 2 | 5 | 120 | L20 | no | HPLC Column | SS | 200 x 2,0 mm
ProntoSIL | 2003F410PS050 | BISCHOFF ProntoSIL 120-5-DIOL | DIOL | 200 | 3 | 5 | 120 | L20 | no | HPLC Column | SS | 200 x 3,0 mm
ProntoSIL | 2004F410PS050 | BISCHOFF ProntoSIL 120-5-DIOL | DIOL | 200 | 4 | 5 | 120 | L20 | no | HPLC Column | SS | 200 x 4,0 mm
ProntoSIL | 2046F410PS050 | BISCHOFF ProntoSIL 120-5-DIOL | DIOL | 200 | 4.6 | 5 | 120 | L20 | no | HPLC Column | SS | 200 x 4,6 mm
ProntoSIL | 2502F410PS050 | BISCHOFF ProntoSIL 120-5-DIOL | DIOL | 250 | 2 | 5 | 120 | L20 | no | HPLC Column | SS | 250 x 2,0 mm
ProntoSIL | 2503F410PS050 | BISCHOFF ProntoSIL 120-5-DIOL | DIOL | 250 | 3 | 5 | 120 | L20 | no | HPLC Column | SS | 250 x 3,0 mm
ProntoSIL | 2504F410PS050 | BISCHOFF ProntoSIL 120-5-DIOL | DIOL | 250 | 4 | 5 | 120 | L20 | no | HPLC Column | SS | 250 x 4,0 mm
ProntoSIL | 2546F410PS050 | BISCHOFF ProntoSIL 120-5-DIOL | DIOL | 250 | 4.6 | 5 | 120 | L20 | no | HPLC Column | SS | 250 x 4,6 mm
ProntoSIL | 3002F410PS050 | BISCHOFF ProntoSIL 120-5-DIOL | DIOL | 300 | 2 | 5 | 120 | L20 | no | HPLC Column | SS | 300 x 2,0 mm
ProntoSIL | 3003F410PS050 | BISCHOFF ProntoSIL 120-5-DIOL | DIOL | 300 | 3 | 5 | 120 | L20 | no | HPLC Column | SS | 300 x 3,0 mm
ProntoSIL | 3004F410PS050 | BISCHOFF ProntoSIL 120-5-DIOL | DIOL | 300 | 4 | 5 | 120 | L20 | no | HPLC Column | SS | 300 x 4,0 mm
ProntoSIL | 3046F410PS050 | BISCHOFF ProntoSIL 120-5-DIOL | DIOL | 300 | 4.6 | 5 | 120 | L20 | no | HPLC Column | SS | 300 x 4,6 mm
ProntoSIL | 01P4F410PS050 | BISCHOFF ProntoSIL 120-5-DIOL | DIOL | 14 | 4 | 5 | 120 | L20 | no | HPLC Column | PEEK | 14 x 4,0 mm
ProntoSIL | A2P4F410PS050 | BISCHOFF ProntoSIL 120-5-DIOL | DIOL | 20 | 4 | 5 | 120 | L20 | no | HPLC Column | PEEK | 20 x 4,0 mm
ProntoSIL | 02P4F410PS050 | BISCHOFF ProntoSIL 120-5-DIOL | DIOL | 25 | 4 | 5 | 120 | L20 | no | HPLC Column | PEEK | 25 x 4,0 mm
ProntoSIL | 03P4F410PS050 | BISCHOFF ProntoSIL 120-5-DIOL | DIOL | 30 | 4 | 5 | 120 | L20 | no | HPLC Column | PEEK | 30 x 4,0 mm
ProntoSIL | 04P4F410PS050 | BISCHOFF ProntoSIL 120-5-DIOL | DIOL | 33 | 4 | 5 | 120 | L20 | no | HPLC Column | PEEK | 33 x 4,0 mm
ProntoSIL | A4P4F410PS050 | BISCHOFF ProntoSIL 120-5-DIOL | DIOL | 40 | 4 | 5 | 120 | L20 | no | HPLC Column | PEEK | 40 x 4,0 mm
ProntoSIL | 05P4F410PS050 | BISCHOFF ProntoSIL 120-5-DIOL | DIOL | 50 | 4 | 5 | 120 | L20 | no | HPLC Column | PEEK | 50 x 4,0 mm
ProntoSIL | 06P4F410PS050 | BISCHOFF ProntoSIL 120-5-DIOL | DIOL | 53 | 4 | 5 | 120 | L20 | no | HPLC Column | PEEK | 53 x 4,0 mm
ProntoSIL | A6P4F410PS050 | BISCHOFF ProntoSIL 120-5-DIOL | DIOL | 60 | 4 | 5 | 120 | L20 | no | HPLC Column | PEEK | 60 x 4,0 mm
ProntoSIL | 07P4F410PS050 | BISCHOFF ProntoSIL 120-5-DIOL | DIOL | 75 | 4 | 5 | 120 | L20 | no | HPLC Column | PEEK | 75 x 4,0 mm
ProntoSIL | 10P4F410PS050 | BISCHOFF ProntoSIL 120-5-DIOL | DIOL | 100 | 4 | 5 | 120 | L20 | no | HPLC Column | PEEK | 100 x 4,0 mm
ProntoSIL | 12P4F410PS050 | BISCHOFF ProntoSIL 120-5-DIOL | DIOL | 125 | 4 | 5 | 120 | L20 | no | HPLC Column | PEEK | 125 x 4,0 mm
ProntoSIL | 15P4F410PS050 | BISCHOFF ProntoSIL 120-5-DIOL | DIOL | 150 | 4 | 5 | 120 | L20 | no | HPLC Column | PEEK | 150 x 4,0 mm
ProntoSIL | 20P4F410PS050 | BISCHOFF ProntoSIL 120-5-DIOL | DIOL | 200 | 4 | 5 | 120 | L20 | no | HPLC Column | PEEK | 200 x 4,0 mm
ProntoSIL | 25P4F410PS050 | BISCHOFF ProntoSIL 120-5-DIOL | DIOL | 250 | 4 | 5 | 120 | L20 | no | HPLC Column | PEEK | 250 x 4,0 mm
ProntoSIL | 30P4F410PS050 | BISCHOFF ProntoSIL 120-5-DIOL | DIOL | 300 | 4 | 5 | 120 | L20 | no | HPLC Column | PEEK | 300 x 4,0 mm
ProntoSIL | 6305F410PS050 | BISCHOFF ProntoSIL 120-5-DIOL | DIOL | 5 | 4 | 5 | 120 | L20 | no | Cartridges (5 pcs.) | SS | 5 x 4,0 mm
ProntoSIL | 6301F410PS050 | BISCHOFF ProntoSIL 120-5-DIOL | DIOL | 10 | 4 | 5 | 120 | L20 | no | Cartridges (5 pcs.) | SS | 10 x 4,0 mm
ProntoSIL | 6302F410PS050 | BISCHOFF ProntoSIL 120-5-DIOL | DIOL | 20 | 4 | 5 | 120 | L20 | no | Cartridges (5 pcs.) | SS | 20 x 4,0 mm
ProntoSIL | 63P1F410PS050 | BISCHOFF ProntoSIL 120-5-DIOL | DIOL | 10 | 4 | 5 | 120 | L20 | no | Cartridges (5 pcs.) | PEEK | 10 x 4,0 mm
ProntoSIL | 63P2F410PS050 | BISCHOFF ProntoSIL 120-5-DIOL | DIOL | 20 | 4 | 5 | 120 | L20 | no | Cartridges (5 pcs.) | PEEK | 20 x 4,0 mm
ProntoSIL | 6335F410PS050 | BISCHOFF ProntoSIL 120-5-DIOL | DIOL | 5 | 3 | 5 | 120 | L20 | no | Cartridges (5 pcs.) | SS | 5 x 3,0 mm
ProntoSIL | 6331F410PS050 | BISCHOFF ProntoSIL 120-5-DIOL | DIOL | 10 | 3 | 5 | 120 | L20 | no | Cartridges (5 pcs.) | SS | 10 x 3,0 mm
ProntoSIL | 6332F410PS050 | BISCHOFF ProntoSIL 120-5-DIOL | DIOL | 20 | 3 | 5 | 120 | L20 | no | Cartridges (5 pcs.) | SS | 20 x 3,0 mm
ProntoSIL | 6325F410PS050 | BISCHOFF ProntoSIL 120-5-DIOL | DIOL | 5 | 2 | 5 | 120 | L20 | no | Cartridges (5 pcs.) | SS | 5 x 2,0 mm
ProntoSIL | 6321F410PS050 | BISCHOFF ProntoSIL 120-5-DIOL | DIOL | 10 | 2 | 5 | 120 | L20 | no | Cartridges (5 pcs.) | SS | 10 x 2,0 mm
ProntoSIL | 6322F410PS050 | BISCHOFF ProntoSIL 120-5-DIOL | DIOL | 20 | 2 | 5 | 120 | L20 | no | Cartridges (5 pcs.) | SS | 20 x 2,0 mm
ProntoSIL | 0102F410PS100 | BISCHOFF ProntoSIL 120-10-DIOL | DIOL | 14 | 2 | 10 | 120 | L20 | no | HPLC Column | SS | 14 x 2,0 mm
ProntoSIL | 0103F410PS100 | BISCHOFF ProntoSIL 120-10-DIOL | DIOL | 14 | 3 | 10 | 120 | L20 | no | HPLC Column | SS | 14 x 3,0 mm
ProntoSIL | 0104F410PS100 | BISCHOFF ProntoSIL 120-10-DIOL | DIOL | 14 | 4 | 10 | 120 | L20 | no | HPLC Column | SS | 14 x 4,0 mm
ProntoSIL | 0146F410PS100 | BISCHOFF ProntoSIL 120-10-DIOL | DIOL | 14 | 4.6 | 10 | 120 | L20 | no | HPLC Column | SS | 14 x 4,6 mm
ProntoSIL | A202F410PS100 | BISCHOFF ProntoSIL 120-10-DIOL | DIOL | 20 | 2 | 10 | 120 | L20 | no | HPLC Column | SS | 20 x 2,0 mm
ProntoSIL | A203F410PS100 | BISCHOFF ProntoSIL 120-10-DIOL | DIOL | 20 | 3 | 10 | 120 | L20 | no | HPLC Column | SS | 20 x 3,0 mm
ProntoSIL | A204F410PS100 | BISCHOFF ProntoSIL 120-10-DIOL | DIOL | 20 | 4 | 10 | 120 | L20 | no | HPLC Column | SS | 20 x 4,0 mm
ProntoSIL | A246F410PS100 | BISCHOFF ProntoSIL 120-10-DIOL | DIOL | 20 | 4.6 | 10 | 120 | L20 | no | HPLC Column | SS | 20 x 4,6 mm
ProntoSIL | 0202F410PS100 | BISCHOFF ProntoSIL 120-10-DIOL | DIOL | 25 | 2 | 10 | 120 | L20 | no | HPLC Column | SS | 25 x 2,0 mm
ProntoSIL | 0203F410PS100 | BISCHOFF ProntoSIL 120-10-DIOL | DIOL | 25 | 3 | 10 | 120 | L20 | no | HPLC Column | SS | 25 x 3,0 mm
ProntoSIL | 0204F410PS100 | BISCHOFF ProntoSIL 120-10-DIOL | DIOL | 25 | 4 | 10 | 120 | L20 | no | HPLC Column | SS | 25 x 4,0 mm
ProntoSIL | 0246F410PS100 | BISCHOFF ProntoSIL 120-10-DIOL | DIOL | 25 | 4.6 | 10 | 120 | L20 | no | HPLC Column | SS | 25 x 4,6 mm
ProntoSIL | 0302F410PS100 | BISCHOFF ProntoSIL 120-10-DIOL | DIOL | 30 | 2 | 10 | 120 | L20 | no | HPLC Column | SS | 30 x 2,0 mm
ProntoSIL | 0303F410PS100 | BISCHOFF ProntoSIL 120-10-DIOL | DIOL | 30 | 3 | 10 | 120 | L20 | no | HPLC Column | SS | 30 x 3,0 mm
ProntoSIL | 0304F410PS100 | BISCHOFF ProntoSIL 120-10-DIOL | DIOL | 30 | 4 | 10 | 120 | L20 | no | HPLC Column | SS | 30 x 4,0 mm
ProntoSIL | 0346F410PS100 | BISCHOFF ProntoSIL 120-10-DIOL | DIOL | 30 | 4.6 | 10 | 120 | L20 | no | HPLC Column | SS | 30 x 4,6 mm
ProntoSIL | 0402F410PS100 | BISCHOFF ProntoSIL 120-10-DIOL | DIOL | 33 | 2 | 10 | 120 | L20 | no | HPLC Column | SS | 33 x 2,0 mm
ProntoSIL | 0403F410PS100 | BISCHOFF ProntoSIL 120-10-DIOL | DIOL | 33 | 3 | 10 | 120 | L20 | no | HPLC Column | SS | 33 x 3,0 mm
ProntoSIL | 0404F410PS100 | BISCHOFF ProntoSIL 120-10-DIOL | DIOL | 33 | 4 | 10 | 120 | L20 | no | HPLC Column | SS | 33 x 4,0 mm
ProntoSIL | 0446F410PS100 | BISCHOFF ProntoSIL 120-10-DIOL | DIOL | 33 | 4.6 | 10 | 120 | L20 | no | HPLC Column | SS | 33 x 4,6 mm
ProntoSIL | A402F410PS100 | BISCHOFF ProntoSIL 120-10-DIOL | DIOL | 40 | 2 | 10 | 120 | L20 | no | HPLC Column | SS | 40 x 2,0 mm
ProntoSIL | A403F410PS100 | BISCHOFF ProntoSIL 120-10-DIOL | DIOL | 40 | 3 | 10 | 120 | L20 | no | HPLC Column | SS | 40 x 3,0 mm
ProntoSIL | A404F410PS100 | BISCHOFF ProntoSIL 120-10-DIOL | DIOL | 40 | 4 | 10 | 120 | L20 | no | HPLC Column | SS | 40 x 4,0 mm
ProntoSIL | A446F410PS100 | BISCHOFF ProntoSIL 120-10-DIOL | DIOL | 40 | 4.6 | 10 | 120 | L20 | no | HPLC Column | SS | 40 x 4,6 mm
ProntoSIL | 0502F410PS100 | BISCHOFF ProntoSIL 120-10-DIOL | DIOL | 50 | 2 | 10 | 120 | L20 | no | HPLC Column | SS | 50 x 2,0 mm
ProntoSIL | 0503F410PS100 | BISCHOFF ProntoSIL 120-10-DIOL | DIOL | 50 | 3 | 10 | 120 | L20 | no | HPLC Column | SS | 50 x 3,0 mm
ProntoSIL | 0504F410PS100 | BISCHOFF ProntoSIL 120-10-DIOL | DIOL | 50 | 4 | 10 | 120 | L20 | no | HPLC Column | SS | 50 x 4,0 mm
ProntoSIL | 0546F410PS100 | BISCHOFF ProntoSIL 120-10-DIOL | DIOL | 50 | 4.6 | 10 | 120 | L20 | no | HPLC Column | SS | 50 x 4,6 mm
ProntoSIL | 0602F410PS100 | BISCHOFF ProntoSIL 120-10-DIOL | DIOL | 53 | 2 | 10 | 120 | L20 | no | HPLC Column | SS | 53 x 2,0 mm
ProntoSIL | 0603F410PS100 | BISCHOFF ProntoSIL 120-10-DIOL | DIOL | 53 | 3 | 10 | 120 | L20 | no | HPLC Column | SS | 53 x 3,0 mm
ProntoSIL | 0604F410PS100 | BISCHOFF ProntoSIL 120-10-DIOL | DIOL | 53 | 4 | 10 | 120 | L20 | no | HPLC Column | SS | 53 x 4,0 mm
ProntoSIL | 0646F410PS100 | BISCHOFF ProntoSIL 120-10-DIOL | DIOL | 53 | 4.6 | 10 | 120 | L20 | no | HPLC Column | SS | 53 x 4,6 mm
ProntoSIL | A602F410PS100 | BISCHOFF ProntoSIL 120-10-DIOL | DIOL | 60 | 2 | 10 | 120 | L20 | no | HPLC Column | SS | 60 x 2,0 mm
ProntoSIL | A603F410PS100 | BISCHOFF ProntoSIL 120-10-DIOL | DIOL | 60 | 3 | 10 | 120 | L20 | no | HPLC Column | SS | 60 x 3,0 mm
ProntoSIL | A604F410PS100 | BISCHOFF ProntoSIL 120-10-DIOL | DIOL | 60 | 4 | 10 | 120 | L20 | no | HPLC Column | SS | 60 x 4,0 mm
ProntoSIL | A646F410PS100 | BISCHOFF ProntoSIL 120-10-DIOL | DIOL | 60 | 4.6 | 10 | 120 | L20 | no | HPLC Column | SS | 60 x 4,6 mm
ProntoSIL | 0702F410PS100 | BISCHOFF ProntoSIL 120-10-DIOL | DIOL | 75 | 2 | 10 | 120 | L20 | no | HPLC Column | SS | 75 x 2,0 mm
ProntoSIL | 0703F410PS100 | BISCHOFF ProntoSIL 120-10-DIOL | DIOL | 75 | 3 | 10 | 120 | L20 | no | HPLC Column | SS | 75 x 3,0 mm
ProntoSIL | 0704F410PS100 | BISCHOFF ProntoSIL 120-10-DIOL | DIOL | 75 | 4 | 10 | 120 | L20 | no | HPLC Column | SS | 75 x 4,0 mm
ProntoSIL | 0746F410PS100 | BISCHOFF ProntoSIL 120-10-DIOL | DIOL | 75 | 4.6 | 10 | 120 | L20 | no | HPLC Column | SS | 75 x 4,6 mm
ProntoSIL | 1002F410PS100 | BISCHOFF ProntoSIL 120-10-DIOL | DIOL | 100 | 2 | 10 | 120 | L20 | no | HPLC Column | SS | 100 x 2,0 mm
ProntoSIL | 1003F410PS100 | BISCHOFF ProntoSIL 120-10-DIOL | DIOL | 100 | 3 | 10 | 120 | L20 | no | HPLC Column | SS | 100 x 3,0 mm
ProntoSIL | 1004F410PS100 | BISCHOFF ProntoSIL 120-10-DIOL | DIOL | 100 | 4 | 10 | 120 | L20 | no | HPLC Column | SS | 100 x 4,0 mm
ProntoSIL | 1046F410PS100 | BISCHOFF ProntoSIL 120-10-DIOL | DIOL | 100 | 4.6 | 10 | 120 | L20 | no | HPLC Column | SS | 100 x 4,6 mm
ProntoSIL | 1202F410PS100 | BISCHOFF ProntoSIL 120-10-DIOL | DIOL | 125 | 2 | 10 | 120 | L20 | no | HPLC Column | SS | 125 x 2,0 mm
ProntoSIL | 1203F410PS100 | BISCHOFF ProntoSIL 120-10-DIOL | DIOL | 125 | 3 | 10 | 120 | L20 | no | HPLC Column | SS | 125 x 3,0 mm
ProntoSIL | 1204F410PS100 | BISCHOFF ProntoSIL 120-10-DIOL | DIOL | 125 | 4 | 10 | 120 | L20 | no | HPLC Column | SS | 125 x 4,0 mm
ProntoSIL | 1246F410PS100 | BISCHOFF ProntoSIL 120-10-DIOL | DIOL | 125 | 4.6 | 10 | 120 | L20 | no | HPLC Column | SS | 125 x 4,6 mm
ProntoSIL | 1502F410PS100 | BISCHOFF ProntoSIL 120-10-DIOL | DIOL | 150 | 2 | 10 | 120 | L20 | no | HPLC Column | SS | 150 x 2,0 mm
ProntoSIL | 1503F410PS100 | BISCHOFF ProntoSIL 120-10-DIOL | DIOL | 150 | 3 | 10 | 120 | L20 | no | HPLC Column | SS | 150 x 3,0 mm
ProntoSIL | 1504F410PS100 | BISCHOFF ProntoSIL 120-10-DIOL | DIOL | 150 | 4 | 10 | 120 | L20 | no | HPLC Column | SS | 150 x 4,0 mm
ProntoSIL | 1546F410PS100 | BISCHOFF ProntoSIL 120-10-DIOL | DIOL | 150 | 4.6 | 10 | 120 | L20 | no | HPLC Column | SS | 150 x 4,6 mm
ProntoSIL | 2002F410PS100 | BISCHOFF ProntoSIL 120-10-DIOL | DIOL | 200 | 2 | 10 | 120 | L20 | no | HPLC Column | SS | 200 x 2,0 mm
ProntoSIL | 2003F410PS100 | BISCHOFF ProntoSIL 120-10-DIOL | DIOL | 200 | 3 | 10 | 120 | L20 | no | HPLC Column | SS | 200 x 3,0 mm
ProntoSIL | 2004F410PS100 | BISCHOFF ProntoSIL 120-10-DIOL | DIOL | 200 | 4 | 10 | 120 | L20 | no | HPLC Column | SS | 200 x 4,0 mm
ProntoSIL | 2046F410PS100 | BISCHOFF ProntoSIL 120-10-DIOL | DIOL | 200 | 4.6 | 10 | 120 | L20 | no | HPLC Column | SS | 200 x 4,6 mm
ProntoSIL | 2502F410PS100 | BISCHOFF ProntoSIL 120-10-DIOL | DIOL | 250 | 2 | 10 | 120 | L20 | no | HPLC Column | SS | 250 x 2,0 mm
ProntoSIL | 2503F410PS100 | BISCHOFF ProntoSIL 120-10-DIOL | DIOL | 250 | 3 | 10 | 120 | L20 | no | HPLC Column | SS | 250 x 3,0 mm
ProntoSIL | 2504F410PS100 | BISCHOFF ProntoSIL 120-10-DIOL | DIOL | 250 | 4 | 10 | 120 | L20 | no | HPLC Column | SS | 250 x 4,0 mm
ProntoSIL | 2546F410PS100 | BISCHOFF ProntoSIL 120-10-DIOL | DIOL | 250 | 4.6 | 10 | 120 | L20 | no | HPLC Column | SS | 250 x 4,6 mm
ProntoSIL | 3002F410PS100 | BISCHOFF ProntoSIL 120-10-DIOL | DIOL | 300 | 2 | 10 | 120 | L20 | no | HPLC Column | SS | 300 x 2,0 mm
ProntoSIL | 3003F410PS100 | BISCHOFF ProntoSIL 120-10-DIOL | DIOL | 300 | 3 | 10 | 120 | L20 | no | HPLC Column | SS | 300 x 3,0 mm
ProntoSIL | 3004F410PS100 | BISCHOFF ProntoSIL 120-10-DIOL | DIOL | 300 | 4 | 10 | 120 | L20 | no | HPLC Column | SS | 300 x 4,0 mm
ProntoSIL | 3046F410PS100 | BISCHOFF ProntoSIL 120-10-DIOL | DIOL | 300 | 4.6 | 10 | 120 | L20 | no | HPLC Column | SS | 300 x 4,6 mm
ProntoSIL | 01P4F410PS100 | BISCHOFF ProntoSIL 120-10-DIOL | DIOL | 14 | 4 | 10 | 120 | L20 | no | HPLC Column | PEEK | 14 x 4,0 mm
ProntoSIL | A2P4F410PS100 | BISCHOFF ProntoSIL 120-10-DIOL | DIOL | 20 | 4 | 10 | 120 | L20 | no | HPLC Column | PEEK | 20 x 4,0 mm
ProntoSIL | 02P4F410PS100 | BISCHOFF ProntoSIL 120-10-DIOL | DIOL | 25 | 4 | 10 | 120 | L20 | no | HPLC Column | PEEK | 25 x 4,0 mm
ProntoSIL | 03P4F410PS100 | BISCHOFF ProntoSIL 120-10-DIOL | DIOL | 30 | 4 | 10 | 120 | L20 | no | HPLC Column | PEEK | 30 x 4,0 mm
ProntoSIL | 04P4F410PS100 | BISCHOFF ProntoSIL 120-10-DIOL | DIOL | 33 | 4 | 10 | 120 | L20 | no | HPLC Column | PEEK | 33 x 4,0 mm
ProntoSIL | A4P4F410PS100 | BISCHOFF ProntoSIL 120-10-DIOL | DIOL | 40 | 4 | 10 | 120 | L20 | no | HPLC Column | PEEK | 40 x 4,0 mm
ProntoSIL | 05P4F410PS100 | BISCHOFF ProntoSIL 120-10-DIOL | DIOL | 50 | 4 | 10 | 120 | L20 | no | HPLC Column | PEEK | 50 x 4,0 mm
ProntoSIL | 06P4F410PS100 | BISCHOFF ProntoSIL 120-10-DIOL | DIOL | 53 | 4 | 10 | 120 | L20 | no | HPLC Column | PEEK | 53 x 4,0 mm
ProntoSIL | A6P4F410PS100 | BISCHOFF ProntoSIL 120-10-DIOL | DIOL | 60 | 4 | 10 | 120 | L20 | no | HPLC Column | PEEK | 60 x 4,0 mm
ProntoSIL | 07P4F410PS100 | BISCHOFF ProntoSIL 120-10-DIOL | DIOL | 75 | 4 | 10 | 120 | L20 | no | HPLC Column | PEEK | 75 x 4,0 mm
ProntoSIL | 10P4F410PS100 | BISCHOFF ProntoSIL 120-10-DIOL | DIOL | 100 | 4 | 10 | 120 | L20 | no | HPLC Column | PEEK | 100 x 4,0 mm
ProntoSIL | 12P4F410PS100 | BISCHOFF ProntoSIL 120-10-DIOL | DIOL | 125 | 4 | 10 | 120 | L20 | no | HPLC Column | PEEK | 125 x 4,0 mm
ProntoSIL | 15P4F410PS100 | BISCHOFF ProntoSIL 120-10-DIOL | DIOL | 150 | 4 | 10 | 120 | L20 | no | HPLC Column | PEEK | 150 x 4,0 mm
ProntoSIL | 20P4F410PS100 | BISCHOFF ProntoSIL 120-10-DIOL | DIOL | 200 | 4 | 10 | 120 | L20 | no | HPLC Column | PEEK | 200 x 4,0 mm
ProntoSIL | 25P4F410PS100 | BISCHOFF ProntoSIL 120-10-DIOL | DIOL | 250 | 4 | 10 | 120 | L20 | no | HPLC Column | PEEK | 250 x 4,0 mm
ProntoSIL | 30P4F410PS100 | BISCHOFF ProntoSIL 120-10-DIOL | DIOL | 300 | 4 | 10 | 120 | L20 | no | HPLC Column | PEEK | 300 x 4,0 mm
ProntoSIL | 6305F410PS100 | BISCHOFF ProntoSIL 120-10-DIOL | DIOL | 5 | 4 | 10 | 120 | L20 | no | Cartridges (5 pcs.) | SS | 5 x 4,0 mm
ProntoSIL | 6301F410PS100 | BISCHOFF ProntoSIL 120-10-DIOL | DIOL | 10 | 4 | 10 | 120 | L20 | no | Cartridges (5 pcs.) | SS | 10 x 4,0 mm
ProntoSIL | 6302F410PS100 | BISCHOFF ProntoSIL 120-10-DIOL | DIOL | 20 | 4 | 10 | 120 | L20 | no | Cartridges (5 pcs.) | SS | 20 x 4,0 mm
ProntoSIL | 63P1F410PS100 | BISCHOFF ProntoSIL 120-10-DIOL | DIOL | 10 | 4 | 10 | 120 | L20 | no | Cartridges (5 pcs.) | PEEK | 10 x 4,0 mm
ProntoSIL | 63P2F410PS100 | BISCHOFF ProntoSIL 120-10-DIOL | DIOL | 20 | 4 | 10 | 120 | L20 | no | Cartridges (5 pcs.) | PEEK | 20 x 4,0 mm
ProntoSIL | 6335F410PS100 | BISCHOFF ProntoSIL 120-10-DIOL | DIOL | 5 | 3 | 10 | 120 | L20 | no | Cartridges (5 pcs.) | SS | 5 x 3,0 mm
ProntoSIL | 6331F410PS100 | BISCHOFF ProntoSIL 120-10-DIOL | DIOL | 10 | 3 | 10 | 120 | L20 | no | Cartridges (5 pcs.) | SS | 10 x 3,0 mm
ProntoSIL | 6332F410PS100 | BISCHOFF ProntoSIL 120-10-DIOL | DIOL | 20 | 3 | 10 | 120 | L20 | no | Cartridges (5 pcs.) | SS | 20 x 3,0 mm
ProntoSIL | 6325F410PS100 | BISCHOFF ProntoSIL 120-10-DIOL | DIOL | 5 | 2 | 10 | 120 | L20 | no | Cartridges (5 pcs.) | SS | 5 x 2,0 mm
ProntoSIL | 6321F410PS100 | BISCHOFF ProntoSIL 120-10-DIOL | DIOL | 10 | 2 | 10 | 120 | L20 | no | Cartridges (5 pcs.) | SS | 10 x 2,0 mm
ProntoSIL | 6322F410PS100 | BISCHOFF ProntoSIL 120-10-DIOL | DIOL | 20 | 2 | 10 | 120 | L20 | no | Cartridges (5 pcs.) | SS | 20 x 2,0 mm
ProntoSIL | 0102C190PS050 | BISCHOFF ProntoSIL 60-5-AMINO | NH2 | 14 | 2 | 5 | 60 | L8 | no | HPLC Column | SS | 14 x 2,0 mm
ProntoSIL | 0103C190PS050 | BISCHOFF ProntoSIL 60-5-AMINO | NH2 | 14 | 3 | 5 | 60 | L8 | no | HPLC Column | SS | 14 x 3,0 mm
ProntoSIL | 0104C190PS050 | BISCHOFF ProntoSIL 60-5-AMINO | NH2 | 14 | 4 | 5 | 60 | L8 | no | HPLC Column | SS | 14 x 4,0 mm
ProntoSIL | 0146C190PS050 | BISCHOFF ProntoSIL 60-5-AMINO | NH2 | 14 | 4.6 | 5 | 60 | L8 | no | HPLC Column | SS | 14 x 4,6 mm
ProntoSIL | A202C190PS050 | BISCHOFF ProntoSIL 60-5-AMINO | NH2 | 20 | 2 | 5 | 60 | L8 | no | HPLC Column | SS | 20 x 2,0 mm
ProntoSIL | A203C190PS050 | BISCHOFF ProntoSIL 60-5-AMINO | NH2 | 20 | 3 | 5 | 60 | L8 | no | HPLC Column | SS | 20 x 3,0 mm
ProntoSIL | A204C190PS050 | BISCHOFF ProntoSIL 60-5-AMINO | NH2 | 20 | 4 | 5 | 60 | L8 | no | HPLC Column | SS | 20 x 4,0 mm
ProntoSIL | A246C190PS050 | BISCHOFF ProntoSIL 60-5-AMINO | NH2 | 20 | 4.6 | 5 | 60 | L8 | no | HPLC Column | SS | 20 x 4,6 mm
ProntoSIL | 0202C190PS050 | BISCHOFF ProntoSIL 60-5-AMINO | NH2 | 25 | 2 | 5 | 60 | L8 | no | HPLC Column | SS | 25 x 2,0 mm
ProntoSIL | 0203C190PS050 | BISCHOFF ProntoSIL 60-5-AMINO | NH2 | 25 | 3 | 5 | 60 | L8 | no | HPLC Column | SS | 25 x 3,0 mm
ProntoSIL | 0204C190PS050 | BISCHOFF ProntoSIL 60-5-AMINO | NH2 | 25 | 4 | 5 | 60 | L8 | no | HPLC Column | SS | 25 x 4,0 mm
ProntoSIL | 0246C190PS050 | BISCHOFF ProntoSIL 60-5-AMINO | NH2 | 25 | 4.6 | 5 | 60 | L8 | no | HPLC Column | SS | 25 x 4,6 mm
ProntoSIL | 0302C190PS050 | BISCHOFF ProntoSIL 60-5-AMINO | NH2 | 30 | 2 | 5 | 60 | L8 | no | HPLC Column | SS | 30 x 2,0 mm
ProntoSIL | 0303C190PS050 | BISCHOFF ProntoSIL 60-5-AMINO | NH2 | 30 | 3 | 5 | 60 | L8 | no | HPLC Column | SS | 30 x 3,0 mm
ProntoSIL | 0304C190PS050 | BISCHOFF ProntoSIL 60-5-AMINO | NH2 | 30 | 4 | 5 | 60 | L8 | no | HPLC Column | SS | 30 x 4,0 mm
ProntoSIL | 0346C190PS050 | BISCHOFF ProntoSIL 60-5-AMINO | NH2 | 30 | 4.6 | 5 | 60 | L8 | no | HPLC Column | SS | 30 x 4,6 mm
ProntoSIL | 0402C190PS050 | BISCHOFF ProntoSIL 60-5-AMINO | NH2 | 33 | 2 | 5 | 60 | L8 | no | HPLC Column | SS | 33 x 2,0 mm
ProntoSIL | 0403C190PS050 | BISCHOFF ProntoSIL 60-5-AMINO | NH2 | 33 | 3 | 5 | 60 | L8 | no | HPLC Column | SS | 33 x 3,0 mm
ProntoSIL | 0404C190PS050 | BISCHOFF ProntoSIL 60-5-AMINO | NH2 | 33 | 4 | 5 | 60 | L8 | no | HPLC Column | SS | 33 x 4,0 mm
ProntoSIL | 0446C190PS050 | BISCHOFF ProntoSIL 60-5-AMINO | NH2 | 33 | 4.6 | 5 | 60 | L8 | no | HPLC Column | SS | 33 x 4,6 mm
ProntoSIL | A402C190PS050 | BISCHOFF ProntoSIL 60-5-AMINO | NH2 | 40 | 2 | 5 | 60 | L8 | no | HPLC Column | SS | 40 x 2,0 mm
ProntoSIL | A403C190PS050 | BISCHOFF ProntoSIL 60-5-AMINO | NH2 | 40 | 3 | 5 | 60 | L8 | no | HPLC Column | SS | 40 x 3,0 mm
ProntoSIL | A404C190PS050 | BISCHOFF ProntoSIL 60-5-AMINO | NH2 | 40 | 4 | 5 | 60 | L8 | no | HPLC Column | SS | 40 x 4,0 mm
ProntoSIL | A446C190PS050 | BISCHOFF ProntoSIL 60-5-AMINO | NH2 | 40 | 4.6 | 5 | 60 | L8 | no | HPLC Column | SS | 40 x 4,6 mm
ProntoSIL | 0502C190PS050 | BISCHOFF ProntoSIL 60-5-AMINO | NH2 | 50 | 2 | 5 | 60 | L8 | no | HPLC Column | SS | 50 x 2,0 mm
ProntoSIL | 0503C190PS050 | BISCHOFF ProntoSIL 60-5-AMINO | NH2 | 50 | 3 | 5 | 60 | L8 | no | HPLC Column | SS | 50 x 3,0 mm
ProntoSIL | 0504C190PS050 | BISCHOFF ProntoSIL 60-5-AMINO | NH2 | 50 | 4 | 5 | 60 | L8 | no | HPLC Column | SS | 50 x 4,0 mm
ProntoSIL | 0546C190PS050 | BISCHOFF ProntoSIL 60-5-AMINO | NH2 | 50 | 4.6 | 5 | 60 | L8 | no | HPLC Column | SS | 50 x 4,6 mm
ProntoSIL | 0602C190PS050 | BISCHOFF ProntoSIL 60-5-AMINO | NH2 | 53 | 2 | 5 | 60 | L8 | no | HPLC Column | SS | 53 x 2,0 mm
ProntoSIL | 0603C190PS050 | BISCHOFF ProntoSIL 60-5-AMINO | NH2 | 53 | 3 | 5 | 60 | L8 | no | HPLC Column | SS | 53 x 3,0 mm
ProntoSIL | 0604C190PS050 | BISCHOFF ProntoSIL 60-5-AMINO | NH2 | 53 | 4 | 5 | 60 | L8 | no | HPLC Column | SS | 53 x 4,0 mm
ProntoSIL | 0646C190PS050 | BISCHOFF ProntoSIL 60-5-AMINO | NH2 | 53 | 4.6 | 5 | 60 | L8 | no | HPLC Column | SS | 53 x 4,6 mm
ProntoSIL | A602C190PS050 | BISCHOFF ProntoSIL 60-5-AMINO | NH2 | 60 | 2 | 5 | 60 | L8 | no | HPLC Column | SS | 60 x 2,0 mm
ProntoSIL | A603C190PS050 | BISCHOFF ProntoSIL 60-5-AMINO | NH2 | 60 | 3 | 5 | 60 | L8 | no | HPLC Column | SS | 60 x 3,0 mm
ProntoSIL | A604C190PS050 | BISCHOFF ProntoSIL 60-5-AMINO | NH2 | 60 | 4 | 5 | 60 | L8 | no | HPLC Column | SS | 60 x 4,0 mm
ProntoSIL | A646C190PS050 | BISCHOFF ProntoSIL 60-5-AMINO | NH2 | 60 | 4.6 | 5 | 60 | L8 | no | HPLC Column | SS | 60 x 4,6 mm
ProntoSIL | 0702C190PS050 | BISCHOFF ProntoSIL 60-5-AMINO | NH2 | 75 | 2 | 5 | 60 | L8 | no | HPLC Column | SS | 75 x 2,0 mm
ProntoSIL | 0703C190PS050 | BISCHOFF ProntoSIL 60-5-AMINO | NH2 | 75 | 3 | 5 | 60 | L8 | no | HPLC Column | SS | 75 x 3,0 mm
ProntoSIL | 0704C190PS050 | BISCHOFF ProntoSIL 60-5-AMINO | NH2 | 75 | 4 | 5 | 60 | L8 | no | HPLC Column | SS | 75 x 4,0 mm
ProntoSIL | 0746C190PS050 | BISCHOFF ProntoSIL 60-5-AMINO | NH2 | 75 | 4.6 | 5 | 60 | L8 | no | HPLC Column | SS | 75 x 4,6 mm
ProntoSIL | 1002C190PS050 | BISCHOFF ProntoSIL 60-5-AMINO | NH2 | 100 | 2 | 5 | 60 | L8 | no | HPLC Column | SS | 100 x 2,0 mm
ProntoSIL | 1003C190PS050 | BISCHOFF ProntoSIL 60-5-AMINO | NH2 | 100 | 3 | 5 | 60 | L8 | no | HPLC Column | SS | 100 x 3,0 mm
ProntoSIL | 1004C190PS050 | BISCHOFF ProntoSIL 60-5-AMINO | NH2 | 100 | 4 | 5 | 60 | L8 | no | HPLC Column | SS | 100 x 4,0 mm
ProntoSIL | 1046C190PS050 | BISCHOFF ProntoSIL 60-5-AMINO | NH2 | 100 | 4.6 | 5 | 60 | L8 | no | HPLC Column | SS | 100 x 4,6 mm
ProntoSIL | 1202C190PS050 | BISCHOFF ProntoSIL 60-5-AMINO | NH2 | 125 | 2 | 5 | 60 | L8 | no | HPLC Column | SS | 125 x 2,0 mm
ProntoSIL | 1203C190PS050 | BISCHOFF ProntoSIL 60-5-AMINO | NH2 | 125 | 3 | 5 | 60 | L8 | no | HPLC Column | SS | 125 x 3,0 mm
ProntoSIL | 1204C190PS050 | BISCHOFF ProntoSIL 60-5-AMINO | NH2 | 125 | 4 | 5 | 60 | L8 | no | HPLC Column | SS | 125 x 4,0 mm
ProntoSIL | 1246C190PS050 | BISCHOFF ProntoSIL 60-5-AMINO | NH2 | 125 | 4.6 | 5 | 60 | L8 | no | HPLC Column | SS | 125 x 4,6 mm
ProntoSIL | 1502C190PS050 | BISCHOFF ProntoSIL 60-5-AMINO | NH2 | 150 | 2 | 5 | 60 | L8 | no | HPLC Column | SS | 150 x 2,0 mm
ProntoSIL | 1503C190PS050 | BISCHOFF ProntoSIL 60-5-AMINO | NH2 | 150 | 3 | 5 | 60 | L8 | no | HPLC Column | SS | 150 x 3,0 mm
ProntoSIL | 1504C190PS050 | BISCHOFF ProntoSIL 60-5-AMINO | NH2 | 150 | 4 | 5 | 60 | L8 | no | HPLC Column | SS | 150 x 4,0 mm
ProntoSIL | 1546C190PS050 | BISCHOFF ProntoSIL 60-5-AMINO | NH2 | 150 | 4.6 | 5 | 60 | L8 | no | HPLC Column | SS | 150 x 4,6 mm
ProntoSIL | 2002C190PS050 | BISCHOFF ProntoSIL 60-5-AMINO | NH2 | 200 | 2 | 5 | 60 | L8 | no | HPLC Column | SS | 200 x 2,0 mm
ProntoSIL | 2003C190PS050 | BISCHOFF ProntoSIL 60-5-AMINO | NH2 | 200 | 3 | 5 | 60 | L8 | no | HPLC Column | SS | 200 x 3,0 mm
ProntoSIL | 2004C190PS050 | BISCHOFF ProntoSIL 60-5-AMINO | NH2 | 200 | 4 | 5 | 60 | L8 | no | HPLC Column | SS | 200 x 4,0 mm
ProntoSIL | 2046C190PS050 | BISCHOFF ProntoSIL 60-5-AMINO | NH2 | 200 | 4.6 | 5 | 60 | L8 | no | HPLC Column | SS | 200 x 4,6 mm
ProntoSIL | 2502C190PS050 | BISCHOFF ProntoSIL 60-5-AMINO | NH2 | 250 | 2 | 5 | 60 | L8 | no | HPLC Column | SS | 250 x 2,0 mm
ProntoSIL | 2503C190PS050 | BISCHOFF ProntoSIL 60-5-AMINO | NH2 | 250 | 3 | 5 | 60 | L8 | no | HPLC Column | SS | 250 x 3,0 mm
ProntoSIL | 2504C190PS050 | BISCHOFF ProntoSIL 60-5-AMINO | NH2 | 250 | 4 | 5 | 60 | L8 | no | HPLC Column | SS | 250 x 4,0 mm
ProntoSIL | 2546C190PS050 | BISCHOFF ProntoSIL 60-5-AMINO | NH2 | 250 | 4.6 | 5 | 60 | L8 | no | HPLC Column | SS | 250 x 4,6 mm
ProntoSIL | 3002C190PS050 | BISCHOFF ProntoSIL 60-5-AMINO | NH2 | 300 | 2 | 5 | 60 | L8 | no | HPLC Column | SS | 300 x 2,0 mm
ProntoSIL | 3003C190PS050 | BISCHOFF ProntoSIL 60-5-AMINO | NH2 | 300 | 3 | 5 | 60 | L8 | no | HPLC Column | SS | 300 x 3,0 mm
ProntoSIL | 3004C190PS050 | BISCHOFF ProntoSIL 60-5-AMINO | NH2 | 300 | 4 | 5 | 60 | L8 | no | HPLC Column | SS | 300 x 4,0 mm
ProntoSIL | 3046C190PS050 | BISCHOFF ProntoSIL 60-5-AMINO | NH2 | 300 | 4.6 | 5 | 60 | L8 | no | HPLC Column | SS | 300 x 4,6 mm
ProntoSIL | 01P4C190PS050 | BISCHOFF ProntoSIL 60-5-AMINO | NH2 | 14 | 4 | 5 | 60 | L8 | no | HPLC Column | PEEK | 14 x 4,0 mm
ProntoSIL | A2P4C190PS050 | BISCHOFF ProntoSIL 60-5-AMINO | NH2 | 20 | 4 | 5 | 60 | L8 | no | HPLC Column | PEEK | 20 x 4,0 mm
ProntoSIL | 02P4C190PS050 | BISCHOFF ProntoSIL 60-5-AMINO | NH2 | 25 | 4 | 5 | 60 | L8 | no | HPLC Column | PEEK | 25 x 4,0 mm
ProntoSIL | 03P4C190PS050 | BISCHOFF ProntoSIL 60-5-AMINO | NH2 | 30 | 4 | 5 | 60 | L8 | no | HPLC Column | PEEK | 30 x 4,0 mm
ProntoSIL | 04P4C190PS050 | BISCHOFF ProntoSIL 60-5-AMINO | NH2 | 33 | 4 | 5 | 60 | L8 | no | HPLC Column | PEEK | 33 x 4,0 mm
ProntoSIL | A4P4C190PS050 | BISCHOFF ProntoSIL 60-5-AMINO | NH2 | 40 | 4 | 5 | 60 | L8 | no | HPLC Column | PEEK | 40 x 4,0 mm
ProntoSIL | 05P4C190PS050 | BISCHOFF ProntoSIL 60-5-AMINO | NH2 | 50 | 4 | 5 | 60 | L8 | no | HPLC Column | PEEK | 50 x 4,0 mm
ProntoSIL | 06P4C190PS050 | BISCHOFF ProntoSIL 60-5-AMINO | NH2 | 53 | 4 | 5 | 60 | L8 | no | HPLC Column | PEEK | 53 x 4,0 mm
ProntoSIL | A6P4C190PS050 | BISCHOFF ProntoSIL 60-5-AMINO | NH2 | 60 | 4 | 5 | 60 | L8 | no | HPLC Column | PEEK | 60 x 4,0 mm
ProntoSIL | 07P4C190PS050 | BISCHOFF ProntoSIL 60-5-AMINO | NH2 | 75 | 4 | 5 | 60 | L8 | no | HPLC Column | PEEK | 75 x 4,0 mm
ProntoSIL | 10P4C190PS050 | BISCHOFF ProntoSIL 60-5-AMINO | NH2 | 100 | 4 | 5 | 60 | L8 | no | HPLC Column | PEEK | 100 x 4,0 mm
ProntoSIL | 12P4C190PS050 | BISCHOFF ProntoSIL 60-5-AMINO | NH2 | 125 | 4 | 5 | 60 | L8 | no | HPLC Column | PEEK | 125 x 4,0 mm
ProntoSIL | 15P4C190PS050 | BISCHOFF ProntoSIL 60-5-AMINO | NH2 | 150 | 4 | 5 | 60 | L8 | no | HPLC Column | PEEK | 150 x 4,0 mm
ProntoSIL | 20P4C190PS050 | BISCHOFF ProntoSIL 60-5-AMINO | NH2 | 200 | 4 | 5 | 60 | L8 | no | HPLC Column | PEEK | 200 x 4,0 mm
ProntoSIL | 25P4C190PS050 | BISCHOFF ProntoSIL 60-5-AMINO | NH2 | 250 | 4 | 5 | 60 | L8 | no | HPLC Column | PEEK | 250 x 4,0 mm
ProntoSIL | 30P4C190PS050 | BISCHOFF ProntoSIL 60-5-AMINO | NH2 | 300 | 4 | 5 | 60 | L8 | no | HPLC Column | PEEK | 300 x 4,0 mm
ProntoSIL | 6305C190PS050 | BISCHOFF ProntoSIL 60-5-AMINO | NH2 | 5 | 4 | 5 | 60 | L8 | no | Cartridges (5 pcs.) | SS | 5 x 4,0 mm
ProntoSIL | 6301C190PS050 | BISCHOFF ProntoSIL 60-5-AMINO | NH2 | 10 | 4 | 5 | 60 | L8 | no | Cartridges (5 pcs.) | SS | 10 x 4,0 mm
ProntoSIL | 6302C190PS050 | BISCHOFF ProntoSIL 60-5-AMINO | NH2 | 20 | 4 | 5 | 60 | L8 | no | Cartridges (5 pcs.) | SS | 20 x 4,0 mm
ProntoSIL | 63P1C190PS050 | BISCHOFF ProntoSIL 60-5-AMINO | NH2 | 10 | 4 | 5 | 60 | L8 | no | Cartridges (5 pcs.) | PEEK | 10 x 4,0 mm
ProntoSIL | 63P2C190PS050 | BISCHOFF ProntoSIL 60-5-AMINO | NH2 | 20 | 4 | 5 | 60 | L8 | no | Cartridges (5 pcs.) | PEEK | 20 x 4,0 mm
ProntoSIL | 6335C190PS050 | BISCHOFF ProntoSIL 60-5-AMINO | NH2 | 5 | 3 | 5 | 60 | L8 | no | Cartridges (5 pcs.) | SS | 5 x 3,0 mm
ProntoSIL | 6331C190PS050 | BISCHOFF ProntoSIL 60-5-AMINO | NH2 | 10 | 3 | 5 | 60 | L8 | no | Cartridges (5 pcs.) | SS | 10 x 3,0 mm
ProntoSIL | 6332C190PS050 | BISCHOFF ProntoSIL 60-5-AMINO | NH2 | 20 | 3 | 5 | 60 | L8 | no | Cartridges (5 pcs.) | SS | 20 x 3,0 mm
ProntoSIL | 6325C190PS050 | BISCHOFF ProntoSIL 60-5-AMINO | NH2 | 5 | 2 | 5 | 60 | L8 | no | Cartridges (5 pcs.) | SS | 5 x 2,0 mm
ProntoSIL | 6321C190PS050 | BISCHOFF ProntoSIL 60-5-AMINO | NH2 | 10 | 2 | 5 | 60 | L8 | no | Cartridges (5 pcs.) | SS | 10 x 2,0 mm
ProntoSIL | 6322C190PS050 | BISCHOFF ProntoSIL 60-5-AMINO | NH2 | 20 | 2 | 5 | 60 | L8 | no | Cartridges (5 pcs.) | SS | 20 x 2,0 mm
ProntoSIL | 0102C190PS100 | BISCHOFF ProntoSIL 60-10-AMINO | NH2 | 14 | 2 | 10 | 60 | L8 | no | HPLC Column | SS | 14 x 2,0 mm
ProntoSIL | 0103C190PS100 | BISCHOFF ProntoSIL 60-10-AMINO | NH2 | 14 | 3 | 10 | 60 | L8 | no | HPLC Column | SS | 14 x 3,0 mm
ProntoSIL | 0104C190PS100 | BISCHOFF ProntoSIL 60-10-AMINO | NH2 | 14 | 4 | 10 | 60 | L8 | no | HPLC Column | SS | 14 x 4,0 mm
ProntoSIL | 0146C190PS100 | BISCHOFF ProntoSIL 60-10-AMINO | NH2 | 14 | 4.6 | 10 | 60 | L8 | no | HPLC Column | SS | 14 x 4,6 mm
ProntoSIL | A202C190PS100 | BISCHOFF ProntoSIL 60-10-AMINO | NH2 | 20 | 2 | 10 | 60 | L8 | no | HPLC Column | SS | 20 x 2,0 mm
ProntoSIL | A203C190PS100 | BISCHOFF ProntoSIL 60-10-AMINO | NH2 | 20 | 3 | 10 | 60 | L8 | no | HPLC Column | SS | 20 x 3,0 mm
ProntoSIL | A204C190PS100 | BISCHOFF ProntoSIL 60-10-AMINO | NH2 | 20 | 4 | 10 | 60 | L8 | no | HPLC Column | SS | 20 x 4,0 mm
ProntoSIL | A246C190PS100 | BISCHOFF ProntoSIL 60-10-AMINO | NH2 | 20 | 4.6 | 10 | 60 | L8 | no | HPLC Column | SS | 20 x 4,6 mm
ProntoSIL | 0202C190PS100 | BISCHOFF ProntoSIL 60-10-AMINO | NH2 | 25 | 2 | 10 | 60 | L8 | no | HPLC Column | SS | 25 x 2,0 mm
ProntoSIL | 0203C190PS100 | BISCHOFF ProntoSIL 60-10-AMINO | NH2 | 25 | 3 | 10 | 60 | L8 | no | HPLC Column | SS | 25 x 3,0 mm
ProntoSIL | 0204C190PS100 | BISCHOFF ProntoSIL 60-10-AMINO | NH2 | 25 | 4 | 10 | 60 | L8 | no | HPLC Column | SS | 25 x 4,0 mm
ProntoSIL | 0246C190PS100 | BISCHOFF ProntoSIL 60-10-AMINO | NH2 | 25 | 4.6 | 10 | 60 | L8 | no | HPLC Column | SS | 25 x 4,6 mm
ProntoSIL | 0302C190PS100 | BISCHOFF ProntoSIL 60-10-AMINO | NH2 | 30 | 2 | 10 | 60 | L8 | no | HPLC Column | SS | 30 x 2,0 mm
ProntoSIL | 0303C190PS100 | BISCHOFF ProntoSIL 60-10-AMINO | NH2 | 30 | 3 | 10 | 60 | L8 | no | HPLC Column | SS | 30 x 3,0 mm
ProntoSIL | 0304C190PS100 | BISCHOFF ProntoSIL 60-10-AMINO | NH2 | 30 | 4 | 10 | 60 | L8 | no | HPLC Column | SS | 30 x 4,0 mm
ProntoSIL | 0346C190PS100 | BISCHOFF ProntoSIL 60-10-AMINO | NH2 | 30 | 4.6 | 10 | 60 | L8 | no | HPLC Column | SS | 30 x 4,6 mm
ProntoSIL | 0402C190PS100 | BISCHOFF ProntoSIL 60-10-AMINO | NH2 | 33 | 2 | 10 | 60 | L8 | no | HPLC Column | SS | 33 x 2,0 mm
ProntoSIL | 0403C190PS100 | BISCHOFF ProntoSIL 60-10-AMINO | NH2 | 33 | 3 | 10 | 60 | L8 | no | HPLC Column | SS | 33 x 3,0 mm
ProntoSIL | 0404C190PS100 | BISCHOFF ProntoSIL 60-10-AMINO | NH2 | 33 | 4 | 10 | 60 | L8 | no | HPLC Column | SS | 33 x 4,0 mm
ProntoSIL | 0446C190PS100 | BISCHOFF ProntoSIL 60-10-AMINO | NH2 | 33 | 4.6 | 10 | 60 | L8 | no | HPLC Column | SS | 33 x 4,6 mm
ProntoSIL | A402C190PS100 | BISCHOFF ProntoSIL 60-10-AMINO | NH2 | 40 | 2 | 10 | 60 | L8 | no | HPLC Column | SS | 40 x 2,0 mm
ProntoSIL | A403C190PS100 | BISCHOFF ProntoSIL 60-10-AMINO | NH2 | 40 | 3 | 10 | 60 | L8 | no | HPLC Column | SS | 40 x 3,0 mm
ProntoSIL | A404C190PS100 | BISCHOFF ProntoSIL 60-10-AMINO | NH2 | 40 | 4 | 10 | 60 | L8 | no | HPLC Column | SS | 40 x 4,0 mm
ProntoSIL | A446C190PS100 | BISCHOFF ProntoSIL 60-10-AMINO | NH2 | 40 | 4.6 | 10 | 60 | L8 | no | HPLC Column | SS | 40 x 4,6 mm
ProntoSIL | 0502C190PS100 | BISCHOFF ProntoSIL 60-10-AMINO | NH2 | 50 | 2 | 10 | 60 | L8 | no | HPLC Column | SS | 50 x 2,0 mm
ProntoSIL | 0503C190PS100 | BISCHOFF ProntoSIL 60-10-AMINO | NH2 | 50 | 3 | 10 | 60 | L8 | no | HPLC Column | SS | 50 x 3,0 mm
ProntoSIL | 0504C190PS100 | BISCHOFF ProntoSIL 60-10-AMINO | NH2 | 50 | 4 | 10 | 60 | L8 | no | HPLC Column | SS | 50 x 4,0 mm
ProntoSIL | 0546C190PS100 | BISCHOFF ProntoSIL 60-10-AMINO | NH2 | 50 | 4.6 | 10 | 60 | L8 | no | HPLC Column | SS | 50 x 4,6 mm
ProntoSIL | 0602C190PS100 | BISCHOFF ProntoSIL 60-10-AMINO | NH2 | 53 | 2 | 10 | 60 | L8 | no | HPLC Column | SS | 53 x 2,0 mm
ProntoSIL | 0603C190PS100 | BISCHOFF ProntoSIL 60-10-AMINO | NH2 | 53 | 3 | 10 | 60 | L8 | no | HPLC Column | SS | 53 x 3,0 mm
ProntoSIL | 0604C190PS100 | BISCHOFF ProntoSIL 60-10-AMINO | NH2 | 53 | 4 | 10 | 60 | L8 | no | HPLC Column | SS | 53 x 4,0 mm
ProntoSIL | 0646C190PS100 | BISCHOFF ProntoSIL 60-10-AMINO | NH2 | 53 | 4.6 | 10 | 60 | L8 | no | HPLC Column | SS | 53 x 4,6 mm
ProntoSIL | A602C190PS100 | BISCHOFF ProntoSIL 60-10-AMINO | NH2 | 60 | 2 | 10 | 60 | L8 | no | HPLC Column | SS | 60 x 2,0 mm
ProntoSIL | A603C190PS100 | BISCHOFF ProntoSIL 60-10-AMINO | NH2 | 60 | 3 | 10 | 60 | L8 | no | HPLC Column | SS | 60 x 3,0 mm
ProntoSIL | A604C190PS100 | BISCHOFF ProntoSIL 60-10-AMINO | NH2 | 60 | 4 | 10 | 60 | L8 | no | HPLC Column | SS | 60 x 4,0 mm
ProntoSIL | A646C190PS100 | BISCHOFF ProntoSIL 60-10-AMINO | NH2 | 60 | 4.6 | 10 | 60 | L8 | no | HPLC Column | SS | 60 x 4,6 mm
ProntoSIL | 0702C190PS100 | BISCHOFF ProntoSIL 60-10-AMINO | NH2 | 75 | 2 | 10 | 60 | L8 | no | HPLC Column | SS | 75 x 2,0 mm
ProntoSIL | 0703C190PS100 | BISCHOFF ProntoSIL 60-10-AMINO | NH2 | 75 | 3 | 10 | 60 | L8 | no | HPLC Column | SS | 75 x 3,0 mm
ProntoSIL | 0704C190PS100 | BISCHOFF ProntoSIL 60-10-AMINO | NH2 | 75 | 4 | 10 | 60 | L8 | no | HPLC Column | SS | 75 x 4,0 mm
ProntoSIL | 0746C190PS100 | BISCHOFF ProntoSIL 60-10-AMINO | NH2 | 75 | 4.6 | 10 | 60 | L8 | no | HPLC Column | SS | 75 x 4,6 mm
ProntoSIL | 1002C190PS100 | BISCHOFF ProntoSIL 60-10-AMINO | NH2 | 100 | 2 | 10 | 60 | L8 | no | HPLC Column | SS | 100 x 2,0 mm
ProntoSIL | 1003C190PS100 | BISCHOFF ProntoSIL 60-10-AMINO | NH2 | 100 | 3 | 10 | 60 | L8 | no | HPLC Column | SS | 100 x 3,0 mm
ProntoSIL | 1004C190PS100 | BISCHOFF ProntoSIL 60-10-AMINO | NH2 | 100 | 4 | 10 | 60 | L8 | no | HPLC Column | SS | 100 x 4,0 mm
ProntoSIL | 1046C190PS100 | BISCHOFF ProntoSIL 60-10-AMINO | NH2 | 100 | 4.6 | 10 | 60 | L8 | no | HPLC Column | SS | 100 x 4,6 mm
ProntoSIL | 1202C190PS100 | BISCHOFF ProntoSIL 60-10-AMINO | NH2 | 125 | 2 | 10 | 60 | L8 | no | HPLC Column | SS | 125 x 2,0 mm
ProntoSIL | 1203C190PS100 | BISCHOFF ProntoSIL 60-10-AMINO | NH2 | 125 | 3 | 10 | 60 | L8 | no | HPLC Column | SS | 125 x 3,0 mm
ProntoSIL | 1204C190PS100 | BISCHOFF ProntoSIL 60-10-AMINO | NH2 | 125 | 4 | 10 | 60 | L8 | no | HPLC Column | SS | 125 x 4,0 mm
ProntoSIL | 1246C190PS100 | BISCHOFF ProntoSIL 60-10-AMINO | NH2 | 125 | 4.6 | 10 | 60 | L8 | no | HPLC Column | SS | 125 x 4,6 mm
ProntoSIL | 1502C190PS100 | BISCHOFF ProntoSIL 60-10-AMINO | NH2 | 150 | 2 | 10 | 60 | L8 | no | HPLC Column | SS | 150 x 2,0 mm
ProntoSIL | 1503C190PS100 | BISCHOFF ProntoSIL 60-10-AMINO | NH2 | 150 | 3 | 10 | 60 | L8 | no | HPLC Column | SS | 150 x 3,0 mm
ProntoSIL | 1504C190PS100 | BISCHOFF ProntoSIL 60-10-AMINO | NH2 | 150 | 4 | 10 | 60 | L8 | no | HPLC Column | SS | 150 x 4,0 mm
ProntoSIL | 1546C190PS100 | BISCHOFF ProntoSIL 60-10-AMINO | NH2 | 150 | 4.6 | 10 | 60 | L8 | no | HPLC Column | SS | 150 x 4,6 mm
ProntoSIL | 2002C190PS100 | BISCHOFF ProntoSIL 60-10-AMINO | NH2 | 200 | 2 | 10 | 60 | L8 | no | HPLC Column | SS | 200 x 2,0 mm
ProntoSIL | 2003C190PS100 | BISCHOFF ProntoSIL 60-10-AMINO | NH2 | 200 | 3 | 10 | 60 | L8 | no | HPLC Column | SS | 200 x 3,0 mm
ProntoSIL | 2004C190PS100 | BISCHOFF ProntoSIL 60-10-AMINO | NH2 | 200 | 4 | 10 | 60 | L8 | no | HPLC Column | SS | 200 x 4,0 mm
ProntoSIL | 2046C190PS100 | BISCHOFF ProntoSIL 60-10-AMINO | NH2 | 200 | 4.6 | 10 | 60 | L8 | no | HPLC Column | SS | 200 x 4,6 mm
ProntoSIL | 2502C190PS100 | BISCHOFF ProntoSIL 60-10-AMINO | NH2 | 250 | 2 | 10 | 60 | L8 | no | HPLC Column | SS | 250 x 2,0 mm
ProntoSIL | 2503C190PS100 | BISCHOFF ProntoSIL 60-10-AMINO | NH2 | 250 | 3 | 10 | 60 | L8 | no | HPLC Column | SS | 250 x 3,0 mm
ProntoSIL | 2504C190PS100 | BISCHOFF ProntoSIL 60-10-AMINO | NH2 | 250 | 4 | 10 | 60 | L8 | no | HPLC Column | SS | 250 x 4,0 mm
ProntoSIL | 2546C190PS100 | BISCHOFF ProntoSIL 60-10-AMINO | NH2 | 250 | 4.6 | 10 | 60 | L8 | no | HPLC Column | SS | 250 x 4,6 mm
ProntoSIL | 3002C190PS100 | BISCHOFF ProntoSIL 60-10-AMINO | NH2 | 300 | 2 | 10 | 60 | L8 | no | HPLC Column | SS | 300 x 2,0 mm
ProntoSIL | 3003C190PS100 | BISCHOFF ProntoSIL 60-10-AMINO | NH2 | 300 | 3 | 10 | 60 | L8 | no | HPLC Column | SS | 300 x 3,0 mm
ProntoSIL | 3004C190PS100 | BISCHOFF ProntoSIL 60-10-AMINO | NH2 | 300 | 4 | 10 | 60 | L8 | no | HPLC Column | SS | 300 x 4,0 mm
ProntoSIL | 3046C190PS100 | BISCHOFF ProntoSIL 60-10-AMINO | NH2 | 300 | 4.6 | 10 | 60 | L8 | no | HPLC Column | SS | 300 x 4,6 mm
ProntoSIL | 01P4C190PS100 | BISCHOFF ProntoSIL 60-10-AMINO | NH2 | 14 | 4 | 10 | 60 | L8 | no | HPLC Column | PEEK | 14 x 4,0 mm
ProntoSIL | A2P4C190PS100 | BISCHOFF ProntoSIL 60-10-AMINO | NH2 | 20 | 4 | 10 | 60 | L8 | no | HPLC Column | PEEK | 20 x 4,0 mm
ProntoSIL | 02P4C190PS100 | BISCHOFF ProntoSIL 60-10-AMINO | NH2 | 25 | 4 | 10 | 60 | L8 | no | HPLC Column | PEEK | 25 x 4,0 mm
ProntoSIL | 03P4C190PS100 | BISCHOFF ProntoSIL 60-10-AMINO | NH2 | 30 | 4 | 10 | 60 | L8 | no | HPLC Column | PEEK | 30 x 4,0 mm
ProntoSIL | 04P4C190PS100 | BISCHOFF ProntoSIL 60-10-AMINO | NH2 | 33 | 4 | 10 | 60 | L8 | no | HPLC Column | PEEK | 33 x 4,0 mm
ProntoSIL | A4P4C190PS100 | BISCHOFF ProntoSIL 60-10-AMINO | NH2 | 40 | 4 | 10 | 60 | L8 | no | HPLC Column | PEEK | 40 x 4,0 mm
ProntoSIL | 05P4C190PS100 | BISCHOFF ProntoSIL 60-10-AMINO | NH2 | 50 | 4 | 10 | 60 | L8 | no | HPLC Column | PEEK | 50 x 4,0 mm
ProntoSIL | 06P4C190PS100 | BISCHOFF ProntoSIL 60-10-AMINO | NH2 | 53 | 4 | 10 | 60 | L8 | no | HPLC Column | PEEK | 53 x 4,0 mm
ProntoSIL | A6P4C190PS100 | BISCHOFF ProntoSIL 60-10-AMINO | NH2 | 60 | 4 | 10 | 60 | L8 | no | HPLC Column | PEEK | 60 x 4,0 mm
ProntoSIL | 07P4C190PS100 | BISCHOFF ProntoSIL 60-10-AMINO | NH2 | 75 | 4 | 10 | 60 | L8 | no | HPLC Column | PEEK | 75 x 4,0 mm
ProntoSIL | 10P4C190PS100 | BISCHOFF ProntoSIL 60-10-AMINO | NH2 | 100 | 4 | 10 | 60 | L8 | no | HPLC Column | PEEK | 100 x 4,0 mm
ProntoSIL | 12P4C190PS100 | BISCHOFF ProntoSIL 60-10-AMINO | NH2 | 125 | 4 | 10 | 60 | L8 | no | HPLC Column | PEEK | 125 x 4,0 mm
ProntoSIL | 15P4C190PS100 | BISCHOFF ProntoSIL 60-10-AMINO | NH2 | 150 | 4 | 10 | 60 | L8 | no | HPLC Column | PEEK | 150 x 4,0 mm
ProntoSIL | 20P4C190PS100 | BISCHOFF ProntoSIL 60-10-AMINO | NH2 | 200 | 4 | 10 | 60 | L8 | no | HPLC Column | PEEK | 200 x 4,0 mm
ProntoSIL | 25P4C190PS100 | BISCHOFF ProntoSIL 60-10-AMINO | NH2 | 250 | 4 | 10 | 60 | L8 | no | HPLC Column | PEEK | 250 x 4,0 mm
ProntoSIL | 30P4C190PS100 | BISCHOFF ProntoSIL 60-10-AMINO | NH2 | 300 | 4 | 10 | 60 | L8 | no | HPLC Column | PEEK | 300 x 4,0 mm
ProntoSIL | 6305C190PS100 | BISCHOFF ProntoSIL 60-10-AMINO | NH2 | 5 | 4 | 10 | 60 | L8 | no | Cartridges (5 pcs.) | SS | 5 x 4,0 mm
ProntoSIL | 6301C190PS100 | BISCHOFF ProntoSIL 60-10-AMINO | NH2 | 10 | 4 | 10 | 60 | L8 | no | Cartridges (5 pcs.) | SS | 10 x 4,0 mm
ProntoSIL | 6302C190PS100 | BISCHOFF ProntoSIL 60-10-AMINO | NH2 | 20 | 4 | 10 | 60 | L8 | no | Cartridges (5 pcs.) | SS | 20 x 4,0 mm
ProntoSIL | 63P1C190PS100 | BISCHOFF ProntoSIL 60-10-AMINO | NH2 | 10 | 4 | 10 | 60 | L8 | no | Cartridges (5 pcs.) | PEEK | 10 x 4,0 mm
ProntoSIL | 63P2C190PS100 | BISCHOFF ProntoSIL 60-10-AMINO | NH2 | 20 | 4 | 10 | 60 | L8 | no | Cartridges (5 pcs.) | PEEK | 20 x 4,0 mm
ProntoSIL | 6335C190PS100 | BISCHOFF ProntoSIL 60-10-AMINO | NH2 | 5 | 3 | 10 | 60 | L8 | no | Cartridges (5 pcs.) | SS | 5 x 3,0 mm
ProntoSIL | 6331C190PS100 | BISCHOFF ProntoSIL 60-10-AMINO | NH2 | 10 | 3 | 10 | 60 | L8 | no | Cartridges (5 pcs.) | SS | 10 x 3,0 mm
ProntoSIL | 6332C190PS100 | BISCHOFF ProntoSIL 60-10-AMINO | NH2 | 20 | 3 | 10 | 60 | L8 | no | Cartridges (5 pcs.) | SS | 20 x 3,0 mm
ProntoSIL | 6325C190PS100 | BISCHOFF ProntoSIL 60-10-AMINO | NH2 | 5 | 2 | 10 | 60 | L8 | no | Cartridges (5 pcs.) | SS | 5 x 2,0 mm
ProntoSIL | 6321C190PS100 | BISCHOFF ProntoSIL 60-10-AMINO | NH2 | 10 | 2 | 10 | 60 | L8 | no | Cartridges (5 pcs.) | SS | 10 x 2,0 mm
ProntoSIL | 6322C190PS100 | BISCHOFF ProntoSIL 60-10-AMINO | NH2 | 20 | 2 | 10 | 60 | L8 | no | Cartridges (5 pcs.) | SS | 20 x 2,0 mm
ProntoSIL | 0102F190PS030 | BISCHOFF ProntoSIL 120-3-AMINO | NH2 | 14 | 2 | 3 | 120 | L8 | no | HPLC Column | SS | 14 x 2,0 mm
ProntoSIL | 0103F190PS030 | BISCHOFF ProntoSIL 120-3-AMINO | NH2 | 14 | 3 | 3 | 120 | L8 | no | HPLC Column | SS | 14 x 3,0 mm
ProntoSIL | 0104F190PS030 | BISCHOFF ProntoSIL 120-3-AMINO | NH2 | 14 | 4 | 3 | 120 | L8 | no | HPLC Column | SS | 14 x 4,0 mm
ProntoSIL | 0146F190PS030 | BISCHOFF ProntoSIL 120-3-AMINO | NH2 | 14 | 4.6 | 3 | 120 | L8 | no | HPLC Column | SS | 14 x 4,6 mm
ProntoSIL | A202F190PS030 | BISCHOFF ProntoSIL 120-3-AMINO | NH2 | 20 | 2 | 3 | 120 | L8 | no | HPLC Column | SS | 20 x 2,0 mm
ProntoSIL | A203F190PS030 | BISCHOFF ProntoSIL 120-3-AMINO | NH2 | 20 | 3 | 3 | 120 | L8 | no | HPLC Column | SS | 20 x 3,0 mm
ProntoSIL | A204F190PS030 | BISCHOFF ProntoSIL 120-3-AMINO | NH2 | 20 | 4 | 3 | 120 | L8 | no | HPLC Column | SS | 20 x 4,0 mm
ProntoSIL | A246F190PS030 | BISCHOFF ProntoSIL 120-3-AMINO | NH2 | 20 | 4.6 | 3 | 120 | L8 | no | HPLC Column | SS | 20 x 4,6 mm
ProntoSIL | 0202F190PS030 | BISCHOFF ProntoSIL 120-3-AMINO | NH2 | 25 | 2 | 3 | 120 | L8 | no | HPLC Column | SS | 25 x 2,0 mm
ProntoSIL | 0203F190PS030 | BISCHOFF ProntoSIL 120-3-AMINO | NH2 | 25 | 3 | 3 | 120 | L8 | no | HPLC Column | SS | 25 x 3,0 mm
ProntoSIL | 0204F190PS030 | BISCHOFF ProntoSIL 120-3-AMINO | NH2 | 25 | 4 | 3 | 120 | L8 | no | HPLC Column | SS | 25 x 4,0 mm
ProntoSIL | 0246F190PS030 | BISCHOFF ProntoSIL 120-3-AMINO | NH2 | 25 | 4.6 | 3 | 120 | L8 | no | HPLC Column | SS | 25 x 4,6 mm
ProntoSIL | 0302F190PS030 | BISCHOFF ProntoSIL 120-3-AMINO | NH2 | 30 | 2 | 3 | 120 | L8 | no | HPLC Column | SS | 30 x 2,0 mm
ProntoSIL | 0303F190PS030 | BISCHOFF ProntoSIL 120-3-AMINO | NH2 | 30 | 3 | 3 | 120 | L8 | no | HPLC Column | SS | 30 x 3,0 mm
ProntoSIL | 0304F190PS030 | BISCHOFF ProntoSIL 120-3-AMINO | NH2 | 30 | 4 | 3 | 120 | L8 | no | HPLC Column | SS | 30 x 4,0 mm
ProntoSIL | 0346F190PS030 | BISCHOFF ProntoSIL 120-3-AMINO | NH2 | 30 | 4.6 | 3 | 120 | L8 | no | HPLC Column | SS | 30 x 4,6 mm
ProntoSIL | 0402F190PS030 | BISCHOFF ProntoSIL 120-3-AMINO | NH2 | 33 | 2 | 3 | 120 | L8 | no | HPLC Column | SS | 33 x 2,0 mm
ProntoSIL | 0403F190PS030 | BISCHOFF ProntoSIL 120-3-AMINO | NH2 | 33 | 3 | 3 | 120 | L8 | no | HPLC Column | SS | 33 x 3,0 mm
ProntoSIL | 0404F190PS030 | BISCHOFF ProntoSIL 120-3-AMINO | NH2 | 33 | 4 | 3 | 120 | L8 | no | HPLC Column | SS | 33 x 4,0 mm
ProntoSIL | 0446F190PS030 | BISCHOFF ProntoSIL 120-3-AMINO | NH2 | 33 | 4.6 | 3 | 120 | L8 | no | HPLC Column | SS | 33 x 4,6 mm
ProntoSIL | A402F190PS030 | BISCHOFF ProntoSIL 120-3-AMINO | NH2 | 40 | 2 | 3 | 120 | L8 | no | HPLC Column | SS | 40 x 2,0 mm
ProntoSIL | A403F190PS030 | BISCHOFF ProntoSIL 120-3-AMINO | NH2 | 40 | 3 | 3 | 120 | L8 | no | HPLC Column | SS | 40 x 3,0 mm
ProntoSIL | A404F190PS030 | BISCHOFF ProntoSIL 120-3-AMINO | NH2 | 40 | 4 | 3 | 120 | L8 | no | HPLC Column | SS | 40 x 4,0 mm
ProntoSIL | A446F190PS030 | BISCHOFF ProntoSIL 120-3-AMINO | NH2 | 40 | 4.6 | 3 | 120 | L8 | no | HPLC Column | SS | 40 x 4,6 mm
ProntoSIL | 0502F190PS030 | BISCHOFF ProntoSIL 120-3-AMINO | NH2 | 50 | 2 | 3 | 120 | L8 | no | HPLC Column | SS | 50 x 2,0 mm
ProntoSIL | 0503F190PS030 | BISCHOFF ProntoSIL 120-3-AMINO | NH2 | 50 | 3 | 3 | 120 | L8 | no | HPLC Column | SS | 50 x 3,0 mm
ProntoSIL | 0504F190PS030 | BISCHOFF ProntoSIL 120-3-AMINO | NH2 | 50 | 4 | 3 | 120 | L8 | no | HPLC Column | SS | 50 x 4,0 mm
ProntoSIL | 0546F190PS030 | BISCHOFF ProntoSIL 120-3-AMINO | NH2 | 50 | 4.6 | 3 | 120 | L8 | no | HPLC Column | SS | 50 x 4,6 mm
ProntoSIL | 0602F190PS030 | BISCHOFF ProntoSIL 120-3-AMINO | NH2 | 53 | 2 | 3 | 120 | L8 | no | HPLC Column | SS | 53 x 2,0 mm
ProntoSIL | 0603F190PS030 | BISCHOFF ProntoSIL 120-3-AMINO | NH2 | 53 | 3 | 3 | 120 | L8 | no | HPLC Column | SS | 53 x 3,0 mm
ProntoSIL | 0604F190PS030 | BISCHOFF ProntoSIL 120-3-AMINO | NH2 | 53 | 4 | 3 | 120 | L8 | no | HPLC Column | SS | 53 x 4,0 mm
ProntoSIL | 0646F190PS030 | BISCHOFF ProntoSIL 120-3-AMINO | NH2 | 53 | 4.6 | 3 | 120 | L8 | no | HPLC Column | SS | 53 x 4,6 mm
ProntoSIL | A602F190PS030 | BISCHOFF ProntoSIL 120-3-AMINO | NH2 | 60 | 2 | 3 | 120 | L8 | no | HPLC Column | SS | 60 x 2,0 mm
ProntoSIL | A603F190PS030 | BISCHOFF ProntoSIL 120-3-AMINO | NH2 | 60 | 3 | 3 | 120 | L8 | no | HPLC Column | SS | 60 x 3,0 mm
ProntoSIL | A604F190PS030 | BISCHOFF ProntoSIL 120-3-AMINO | NH2 | 60 | 4 | 3 | 120 | L8 | no | HPLC Column | SS | 60 x 4,0 mm
ProntoSIL | A646F190PS030 | BISCHOFF ProntoSIL 120-3-AMINO | NH2 | 60 | 4.6 | 3 | 120 | L8 | no | HPLC Column | SS | 60 x 4,6 mm
ProntoSIL | 0702F190PS030 | BISCHOFF ProntoSIL 120-3-AMINO | NH2 | 75 | 2 | 3 | 120 | L8 | no | HPLC Column | SS | 75 x 2,0 mm
ProntoSIL | 0703F190PS030 | BISCHOFF ProntoSIL 120-3-AMINO | NH2 | 75 | 3 | 3 | 120 | L8 | no | HPLC Column | SS | 75 x 3,0 mm
ProntoSIL | 0704F190PS030 | BISCHOFF ProntoSIL 120-3-AMINO | NH2 | 75 | 4 | 3 | 120 | L8 | no | HPLC Column | SS | 75 x 4,0 mm
ProntoSIL | 0746F190PS030 | BISCHOFF ProntoSIL 120-3-AMINO | NH2 | 75 | 4.6 | 3 | 120 | L8 | no | HPLC Column | SS | 75 x 4,6 mm
ProntoSIL | 1002F190PS030 | BISCHOFF ProntoSIL 120-3-AMINO | NH2 | 100 | 2 | 3 | 120 | L8 | no | HPLC Column | SS | 100 x 2,0 mm
ProntoSIL | 1003F190PS030 | BISCHOFF ProntoSIL 120-3-AMINO | NH2 | 100 | 3 | 3 | 120 | L8 | no | HPLC Column | SS | 100 x 3,0 mm
ProntoSIL | 1004F190PS030 | BISCHOFF ProntoSIL 120-3-AMINO | NH2 | 100 | 4 | 3 | 120 | L8 | no | HPLC Column | SS | 100 x 4,0 mm
ProntoSIL | 1046F190PS030 | BISCHOFF ProntoSIL 120-3-AMINO | NH2 | 100 | 4.6 | 3 | 120 | L8 | no | HPLC Column | SS | 100 x 4,6 mm
ProntoSIL | 1202F190PS030 | BISCHOFF ProntoSIL 120-3-AMINO | NH2 | 125 | 2 | 3 | 120 | L8 | no | HPLC Column | SS | 125 x 2,0 mm
ProntoSIL | 1203F190PS030 | BISCHOFF ProntoSIL 120-3-AMINO | NH2 | 125 | 3 | 3 | 120 | L8 | no | HPLC Column | SS | 125 x 3,0 mm
ProntoSIL | 1204F190PS030 | BISCHOFF ProntoSIL 120-3-AMINO | NH2 | 125 | 4 | 3 | 120 | L8 | no | HPLC Column | SS | 125 x 4,0 mm
ProntoSIL | 1246F190PS030 | BISCHOFF ProntoSIL 120-3-AMINO | NH2 | 125 | 4.6 | 3 | 120 | L8 | no | HPLC Column | SS | 125 x 4,6 mm
ProntoSIL | 1502F190PS030 | BISCHOFF ProntoSIL 120-3-AMINO | NH2 | 150 | 2 | 3 | 120 | L8 | no | HPLC Column | SS | 150 x 2,0 mm
ProntoSIL | 1503F190PS030 | BISCHOFF ProntoSIL 120-3-AMINO | NH2 | 150 | 3 | 3 | 120 | L8 | no | HPLC Column | SS | 150 x 3,0 mm
ProntoSIL | 1504F190PS030 | BISCHOFF ProntoSIL 120-3-AMINO | NH2 | 150 | 4 | 3 | 120 | L8 | no | HPLC Column | SS | 150 x 4,0 mm
ProntoSIL | 1546F190PS030 | BISCHOFF ProntoSIL 120-3-AMINO | NH2 | 150 | 4.6 | 3 | 120 | L8 | no | HPLC Column | SS | 150 x 4,6 mm
ProntoSIL | 2002F190PS030 | BISCHOFF ProntoSIL 120-3-AMINO | NH2 | 200 | 2 | 3 | 120 | L8 | no | HPLC Column | SS | 200 x 2,0 mm
ProntoSIL | 2003F190PS030 | BISCHOFF ProntoSIL 120-3-AMINO | NH2 | 200 | 3 | 3 | 120 | L8 | no | HPLC Column | SS | 200 x 3,0 mm
ProntoSIL | 2004F190PS030 | BISCHOFF ProntoSIL 120-3-AMINO | NH2 | 200 | 4 | 3 | 120 | L8 | no | HPLC Column | SS | 200 x 4,0 mm
ProntoSIL | 2046F190PS030 | BISCHOFF ProntoSIL 120-3-AMINO | NH2 | 200 | 4.6 | 3 | 120 | L8 | no | HPLC Column | SS | 200 x 4,6 mm
ProntoSIL | 2502F190PS030 | BISCHOFF ProntoSIL 120-3-AMINO | NH2 | 250 | 2 | 3 | 120 | L8 | no | HPLC Column | SS | 250 x 2,0 mm
ProntoSIL | 2503F190PS030 | BISCHOFF ProntoSIL 120-3-AMINO | NH2 | 250 | 3 | 3 | 120 | L8 | no | HPLC Column | SS | 250 x 3,0 mm
ProntoSIL | 2504F190PS030 | BISCHOFF ProntoSIL 120-3-AMINO | NH2 | 250 | 4 | 3 | 120 | L8 | no | HPLC Column | SS | 250 x 4,0 mm
ProntoSIL | 2546F190PS030 | BISCHOFF ProntoSIL 120-3-AMINO | NH2 | 250 | 4.6 | 3 | 120 | L8 | no | HPLC Column | SS | 250 x 4,6 mm
ProntoSIL | 3002F190PS030 | BISCHOFF ProntoSIL 120-3-AMINO | NH2 | 300 | 2 | 3 | 120 | L8 | no | HPLC Column | SS | 300 x 2,0 mm
ProntoSIL | 3003F190PS030 | BISCHOFF ProntoSIL 120-3-AMINO | NH2 | 300 | 3 | 3 | 120 | L8 | no | HPLC Column | SS | 300 x 3,0 mm
ProntoSIL | 3004F190PS030 | BISCHOFF ProntoSIL 120-3-AMINO | NH2 | 300 | 4 | 3 | 120 | L8 | no | HPLC Column | SS | 300 x 4,0 mm
ProntoSIL | 3046F190PS030 | BISCHOFF ProntoSIL 120-3-AMINO | NH2 | 300 | 4.6 | 3 | 120 | L8 | no | HPLC Column | SS | 300 x 4,6 mm
ProntoSIL | 01P4F190PS030 | BISCHOFF ProntoSIL 120-3-AMINO | NH2 | 14 | 4 | 3 | 120 | L8 | no | HPLC Column | PEEK | 14 x 4,0 mm
ProntoSIL | A2P4F190PS030 | BISCHOFF ProntoSIL 120-3-AMINO | NH2 | 20 | 4 | 3 | 120 | L8 | no | HPLC Column | PEEK | 20 x 4,0 mm
ProntoSIL | 02P4F190PS030 | BISCHOFF ProntoSIL 120-3-AMINO | NH2 | 25 | 4 | 3 | 120 | L8 | no | HPLC Column | PEEK | 25 x 4,0 mm
ProntoSIL | 03P4F190PS030 | BISCHOFF ProntoSIL 120-3-AMINO | NH2 | 30 | 4 | 3 | 120 | L8 | no | HPLC Column | PEEK | 30 x 4,0 mm
ProntoSIL | 04P4F190PS030 | BISCHOFF ProntoSIL 120-3-AMINO | NH2 | 33 | 4 | 3 | 120 | L8 | no | HPLC Column | PEEK | 33 x 4,0 mm
ProntoSIL | A4P4F190PS030 | BISCHOFF ProntoSIL 120-3-AMINO | NH2 | 40 | 4 | 3 | 120 | L8 | no | HPLC Column | PEEK | 40 x 4,0 mm
ProntoSIL | 05P4F190PS030 | BISCHOFF ProntoSIL 120-3-AMINO | NH2 | 50 | 4 | 3 | 120 | L8 | no | HPLC Column | PEEK | 50 x 4,0 mm
ProntoSIL | 06P4F190PS030 | BISCHOFF ProntoSIL 120-3-AMINO | NH2 | 53 | 4 | 3 | 120 | L8 | no | HPLC Column | PEEK | 53 x 4,0 mm
ProntoSIL | A6P4F190PS030 | BISCHOFF ProntoSIL 120-3-AMINO | NH2 | 60 | 4 | 3 | 120 | L8 | no | HPLC Column | PEEK | 60 x 4,0 mm
ProntoSIL | 07P4F190PS030 | BISCHOFF ProntoSIL 120-3-AMINO | NH2 | 75 | 4 | 3 | 120 | L8 | no | HPLC Column | PEEK | 75 x 4,0 mm
ProntoSIL | 10P4F190PS030 | BISCHOFF ProntoSIL 120-3-AMINO | NH2 | 100 | 4 | 3 | 120 | L8 | no | HPLC Column | PEEK | 100 x 4,0 mm
ProntoSIL | 12P4F190PS030 | BISCHOFF ProntoSIL 120-3-AMINO | NH2 | 125 | 4 | 3 | 120 | L8 | no | HPLC Column | PEEK | 125 x 4,0 mm
ProntoSIL | 15P4F190PS030 | BISCHOFF ProntoSIL 120-3-AMINO | NH2 | 150 | 4 | 3 | 120 | L8 | no | HPLC Column | PEEK | 150 x 4,0 mm
ProntoSIL | 20P4F190PS030 | BISCHOFF ProntoSIL 120-3-AMINO | NH2 | 200 | 4 | 3 | 120 | L8 | no | HPLC Column | PEEK | 200 x 4,0 mm
ProntoSIL | 25P4F190PS030 | BISCHOFF ProntoSIL 120-3-AMINO | NH2 | 250 | 4 | 3 | 120 | L8 | no | HPLC Column | PEEK | 250 x 4,0 mm
ProntoSIL | 30P4F190PS030 | BISCHOFF ProntoSIL 120-3-AMINO | NH2 | 300 | 4 | 3 | 120 | L8 | no | HPLC Column | PEEK | 300 x 4,0 mm
ProntoSIL | 6305F190PS030 | BISCHOFF ProntoSIL 120-3-AMINO | NH2 | 5 | 4 | 3 | 120 | L8 | no | Cartridges (5 pcs.) | SS | 5 x 4,0 mm
ProntoSIL | 6301F190PS030 | BISCHOFF ProntoSIL 120-3-AMINO | NH2 | 10 | 4 | 3 | 120 | L8 | no | Cartridges (5 pcs.) | SS | 10 x 4,0 mm
ProntoSIL | 6302F190PS030 | BISCHOFF ProntoSIL 120-3-AMINO | NH2 | 20 | 4 | 3 | 120 | L8 | no | Cartridges (5 pcs.) | SS | 20 x 4,0 mm
ProntoSIL | 63P1F190PS030 | BISCHOFF ProntoSIL 120-3-AMINO | NH2 | 10 | 4 | 3 | 120 | L8 | no | Cartridges (5 pcs.) | PEEK | 10 x 4,0 mm
ProntoSIL | 63P2F190PS030 | BISCHOFF ProntoSIL 120-3-AMINO | NH2 | 20 | 4 | 3 | 120 | L8 | no | Cartridges (5 pcs.) | PEEK | 20 x 4,0 mm
ProntoSIL | 6335F190PS030 | BISCHOFF ProntoSIL 120-3-AMINO | NH2 | 5 | 3 | 3 | 120 | L8 | no | Cartridges (5 pcs.) | SS | 5 x 3,0 mm
ProntoSIL | 6331F190PS030 | BISCHOFF ProntoSIL 120-3-AMINO | NH2 | 10 | 3 | 3 | 120 | L8 | no | Cartridges (5 pcs.) | SS | 10 x 3,0 mm
ProntoSIL | 6332F190PS030 | BISCHOFF ProntoSIL 120-3-AMINO | NH2 | 20 | 3 | 3 | 120 | L8 | no | Cartridges (5 pcs.) | SS | 20 x 3,0 mm
ProntoSIL | 6325F190PS030 | BISCHOFF ProntoSIL 120-3-AMINO | NH2 | 5 | 2 | 3 | 120 | L8 | no | Cartridges (5 pcs.) | SS | 5 x 2,0 mm
ProntoSIL | 6321F190PS030 | BISCHOFF ProntoSIL 120-3-AMINO | NH2 | 10 | 2 | 3 | 120 | L8 | no | Cartridges (5 pcs.) | SS | 10 x 2,0 mm
ProntoSIL | 6322F190PS030 | BISCHOFF ProntoSIL 120-3-AMINO | NH2 | 20 | 2 | 3 | 120 | L8 | no | Cartridges (5 pcs.) | SS | 20 x 2,0 mm
ProntoSIL | 0102F190PS050 | BISCHOFF ProntoSIL 120-5-AMINO | NH2 | 14 | 2 | 5 | 120 | L8 | no | HPLC Column | SS | 14 x 2,0 mm
ProntoSIL | 0103F190PS050 | BISCHOFF ProntoSIL 120-5-AMINO | NH2 | 14 | 3 | 5 | 120 | L8 | no | HPLC Column | SS | 14 x 3,0 mm
ProntoSIL | 0104F190PS050 | BISCHOFF ProntoSIL 120-5-AMINO | NH2 | 14 | 4 | 5 | 120 | L8 | no | HPLC Column | SS | 14 x 4,0 mm
ProntoSIL | 0146F190PS050 | BISCHOFF ProntoSIL 120-5-AMINO | NH2 | 14 | 4.6 | 5 | 120 | L8 | no | HPLC Column | SS | 14 x 4,6 mm
ProntoSIL | A202F190PS050 | BISCHOFF ProntoSIL 120-5-AMINO | NH2 | 20 | 2 | 5 | 120 | L8 | no | HPLC Column | SS | 20 x 2,0 mm
ProntoSIL | A203F190PS050 | BISCHOFF ProntoSIL 120-5-AMINO | NH2 | 20 | 3 | 5 | 120 | L8 | no | HPLC Column | SS | 20 x 3,0 mm
ProntoSIL | A204F190PS050 | BISCHOFF ProntoSIL 120-5-AMINO | NH2 | 20 | 4 | 5 | 120 | L8 | no | HPLC Column | SS | 20 x 4,0 mm
ProntoSIL | A246F190PS050 | BISCHOFF ProntoSIL 120-5-AMINO | NH2 | 20 | 4.6 | 5 | 120 | L8 | no | HPLC Column | SS | 20 x 4,6 mm
ProntoSIL | 0202F190PS050 | BISCHOFF ProntoSIL 120-5-AMINO | NH2 | 25 | 2 | 5 | 120 | L8 | no | HPLC Column | SS | 25 x 2,0 mm
ProntoSIL | 0203F190PS050 | BISCHOFF ProntoSIL 120-5-AMINO | NH2 | 25 | 3 | 5 | 120 | L8 | no | HPLC Column | SS | 25 x 3,0 mm
ProntoSIL | 0204F190PS050 | BISCHOFF ProntoSIL 120-5-AMINO | NH2 | 25 | 4 | 5 | 120 | L8 | no | HPLC Column | SS | 25 x 4,0 mm
ProntoSIL | 0246F190PS050 | BISCHOFF ProntoSIL 120-5-AMINO | NH2 | 25 | 4.6 | 5 | 120 | L8 | no | HPLC Column | SS | 25 x 4,6 mm
ProntoSIL | 0302F190PS050 | BISCHOFF ProntoSIL 120-5-AMINO | NH2 | 30 | 2 | 5 | 120 | L8 | no | HPLC Column | SS | 30 x 2,0 mm
ProntoSIL | 0303F190PS050 | BISCHOFF ProntoSIL 120-5-AMINO | NH2 | 30 | 3 | 5 | 120 | L8 | no | HPLC Column | SS | 30 x 3,0 mm
ProntoSIL | 0304F190PS050 | BISCHOFF ProntoSIL 120-5-AMINO | NH2 | 30 | 4 | 5 | 120 | L8 | no | HPLC Column | SS | 30 x 4,0 mm
ProntoSIL | 0346F190PS050 | BISCHOFF ProntoSIL 120-5-AMINO | NH2 | 30 | 4.6 | 5 | 120 | L8 | no | HPLC Column | SS | 30 x 4,6 mm
ProntoSIL | 0402F190PS050 | BISCHOFF ProntoSIL 120-5-AMINO | NH2 | 33 | 2 | 5 | 120 | L8 | no | HPLC Column | SS | 33 x 2,0 mm
ProntoSIL | 0403F190PS050 | BISCHOFF ProntoSIL 120-5-AMINO | NH2 | 33 | 3 | 5 | 120 | L8 | no | HPLC Column | SS | 33 x 3,0 mm
ProntoSIL | 0404F190PS050 | BISCHOFF ProntoSIL 120-5-AMINO | NH2 | 33 | 4 | 5 | 120 | L8 | no | HPLC Column | SS | 33 x 4,0 mm
ProntoSIL | 0446F190PS050 | BISCHOFF ProntoSIL 120-5-AMINO | NH2 | 33 | 4.6 | 5 | 120 | L8 | no | HPLC Column | SS | 33 x 4,6 mm
ProntoSIL | A402F190PS050 | BISCHOFF ProntoSIL 120-5-AMINO | NH2 | 40 | 2 | 5 | 120 | L8 | no | HPLC Column | SS | 40 x 2,0 mm
ProntoSIL | A403F190PS050 | BISCHOFF ProntoSIL 120-5-AMINO | NH2 | 40 | 3 | 5 | 120 | L8 | no | HPLC Column | SS | 40 x 3,0 mm
ProntoSIL | A404F190PS050 | BISCHOFF ProntoSIL 120-5-AMINO | NH2 | 40 | 4 | 5 | 120 | L8 | no | HPLC Column | SS | 40 x 4,0 mm
ProntoSIL | A446F190PS050 | BISCHOFF ProntoSIL 120-5-AMINO | NH2 | 40 | 4.6 | 5 | 120 | L8 | no | HPLC Column | SS | 40 x 4,6 mm
ProntoSIL | 0502F190PS050 | BISCHOFF ProntoSIL 120-5-AMINO | NH2 | 50 | 2 | 5 | 120 | L8 | no | HPLC Column | SS | 50 x 2,0 mm
ProntoSIL | 0503F190PS050 | BISCHOFF ProntoSIL 120-5-AMINO | NH2 | 50 | 3 | 5 | 120 | L8 | no | HPLC Column | SS | 50 x 3,0 mm
ProntoSIL | 0504F190PS050 | BISCHOFF ProntoSIL 120-5-AMINO | NH2 | 50 | 4 | 5 | 120 | L8 | no | HPLC Column | SS | 50 x 4,0 mm
ProntoSIL | 0546F190PS050 | BISCHOFF ProntoSIL 120-5-AMINO | NH2 | 50 | 4.6 | 5 | 120 | L8 | no | HPLC Column | SS | 50 x 4,6 mm
ProntoSIL | 0602F190PS050 | BISCHOFF ProntoSIL 120-5-AMINO | NH2 | 53 | 2 | 5 | 120 | L8 | no | HPLC Column | SS | 53 x 2,0 mm
ProntoSIL | 0603F190PS050 | BISCHOFF ProntoSIL 120-5-AMINO | NH2 | 53 | 3 | 5 | 120 | L8 | no | HPLC Column | SS | 53 x 3,0 mm
ProntoSIL | 0604F190PS050 | BISCHOFF ProntoSIL 120-5-AMINO | NH2 | 53 | 4 | 5 | 120 | L8 | no | HPLC Column | SS | 53 x 4,0 mm
ProntoSIL | 0646F190PS050 | BISCHOFF ProntoSIL 120-5-AMINO | NH2 | 53 | 4.6 | 5 | 120 | L8 | no | HPLC Column | SS | 53 x 4,6 mm
ProntoSIL | A602F190PS050 | BISCHOFF ProntoSIL 120-5-AMINO | NH2 | 60 | 2 | 5 | 120 | L8 | no | HPLC Column | SS | 60 x 2,0 mm
ProntoSIL | A603F190PS050 | BISCHOFF ProntoSIL 120-5-AMINO | NH2 | 60 | 3 | 5 | 120 | L8 | no | HPLC Column | SS | 60 x 3,0 mm
ProntoSIL | A604F190PS050 | BISCHOFF ProntoSIL 120-5-AMINO | NH2 | 60 | 4 | 5 | 120 | L8 | no | HPLC Column | SS | 60 x 4,0 mm
ProntoSIL | A646F190PS050 | BISCHOFF ProntoSIL 120-5-AMINO | NH2 | 60 | 4.6 | 5 | 120 | L8 | no | HPLC Column | SS | 60 x 4,6 mm
ProntoSIL | 0702F190PS050 | BISCHOFF ProntoSIL 120-5-AMINO | NH2 | 75 | 2 | 5 | 120 | L8 | no | HPLC Column | SS | 75 x 2,0 mm
ProntoSIL | 0703F190PS050 | BISCHOFF ProntoSIL 120-5-AMINO | NH2 | 75 | 3 | 5 | 120 | L8 | no | HPLC Column | SS | 75 x 3,0 mm
ProntoSIL | 0704F190PS050 | BISCHOFF ProntoSIL 120-5-AMINO | NH2 | 75 | 4 | 5 | 120 | L8 | no | HPLC Column | SS | 75 x 4,0 mm
ProntoSIL | 0746F190PS050 | BISCHOFF ProntoSIL 120-5-AMINO | NH2 | 75 | 4.6 | 5 | 120 | L8 | no | HPLC Column | SS | 75 x 4,6 mm
ProntoSIL | 1002F190PS050 | BISCHOFF ProntoSIL 120-5-AMINO | NH2 | 100 | 2 | 5 | 120 | L8 | no | HPLC Column | SS | 100 x 2,0 mm
ProntoSIL | 1003F190PS050 | BISCHOFF ProntoSIL 120-5-AMINO | NH2 | 100 | 3 | 5 | 120 | L8 | no | HPLC Column | SS | 100 x 3,0 mm
ProntoSIL | 1004F190PS050 | BISCHOFF ProntoSIL 120-5-AMINO | NH2 | 100 | 4 | 5 | 120 | L8 | no | HPLC Column | SS | 100 x 4,0 mm
ProntoSIL | 1046F190PS050 | BISCHOFF ProntoSIL 120-5-AMINO | NH2 | 100 | 4.6 | 5 | 120 | L8 | no | HPLC Column | SS | 100 x 4,6 mm
ProntoSIL | 1202F190PS050 | BISCHOFF ProntoSIL 120-5-AMINO | NH2 | 125 | 2 | 5 | 120 | L8 | no | HPLC Column | SS | 125 x 2,0 mm
ProntoSIL | 1203F190PS050 | BISCHOFF ProntoSIL 120-5-AMINO | NH2 | 125 | 3 | 5 | 120 | L8 | no | HPLC Column | SS | 125 x 3,0 mm
ProntoSIL | 1204F190PS050 | BISCHOFF ProntoSIL 120-5-AMINO | NH2 | 125 | 4 | 5 | 120 | L8 | no | HPLC Column | SS | 125 x 4,0 mm
ProntoSIL | 1246F190PS050 | BISCHOFF ProntoSIL 120-5-AMINO | NH2 | 125 | 4.6 | 5 | 120 | L8 | no | HPLC Column | SS | 125 x 4,6 mm
ProntoSIL | 1502F190PS050 | BISCHOFF ProntoSIL 120-5-AMINO | NH2 | 150 | 2 | 5 | 120 | L8 | no | HPLC Column | SS | 150 x 2,0 mm
ProntoSIL | 1503F190PS050 | BISCHOFF ProntoSIL 120-5-AMINO | NH2 | 150 | 3 | 5 | 120 | L8 | no | HPLC Column | SS | 150 x 3,0 mm
ProntoSIL | 1504F190PS050 | BISCHOFF ProntoSIL 120-5-AMINO | NH2 | 150 | 4 | 5 | 120 | L8 | no | HPLC Column | SS | 150 x 4,0 mm
ProntoSIL | 1546F190PS050 | BISCHOFF ProntoSIL 120-5-AMINO | NH2 | 150 | 4.6 | 5 | 120 | L8 | no | HPLC Column | SS | 150 x 4,6 mm
ProntoSIL | 2002F190PS050 | BISCHOFF ProntoSIL 120-5-AMINO | NH2 | 200 | 2 | 5 | 120 | L8 | no | HPLC Column | SS | 200 x 2,0 mm
ProntoSIL | 2003F190PS050 | BISCHOFF ProntoSIL 120-5-AMINO | NH2 | 200 | 3 | 5 | 120 | L8 | no | HPLC Column | SS | 200 x 3,0 mm
ProntoSIL | 2004F190PS050 | BISCHOFF ProntoSIL 120-5-AMINO | NH2 | 200 | 4 | 5 | 120 | L8 | no | HPLC Column | SS | 200 x 4,0 mm
ProntoSIL | 2046F190PS050 | BISCHOFF ProntoSIL 120-5-AMINO | NH2 | 200 | 4.6 | 5 | 120 | L8 | no | HPLC Column | SS | 200 x 4,6 mm
ProntoSIL | 2502F190PS050 | BISCHOFF ProntoSIL 120-5-AMINO | NH2 | 250 | 2 | 5 | 120 | L8 | no | HPLC Column | SS | 250 x 2,0 mm
ProntoSIL | 2503F190PS050 | BISCHOFF ProntoSIL 120-5-AMINO | NH2 | 250 | 3 | 5 | 120 | L8 | no | HPLC Column | SS | 250 x 3,0 mm
ProntoSIL | 2504F190PS050 | BISCHOFF ProntoSIL 120-5-AMINO | NH2 | 250 | 4 | 5 | 120 | L8 | no | HPLC Column | SS | 250 x 4,0 mm
ProntoSIL | 2546F190PS050 | BISCHOFF ProntoSIL 120-5-AMINO | NH2 | 250 | 4.6 | 5 | 120 | L8 | no | HPLC Column | SS | 250 x 4,6 mm
ProntoSIL | 3002F190PS050 | BISCHOFF ProntoSIL 120-5-AMINO | NH2 | 300 | 2 | 5 | 120 | L8 | no | HPLC Column | SS | 300 x 2,0 mm
ProntoSIL | 3003F190PS050 | BISCHOFF ProntoSIL 120-5-AMINO | NH2 | 300 | 3 | 5 | 120 | L8 | no | HPLC Column | SS | 300 x 3,0 mm
ProntoSIL | 3004F190PS050 | BISCHOFF ProntoSIL 120-5-AMINO | NH2 | 300 | 4 | 5 | 120 | L8 | no | HPLC Column | SS | 300 x 4,0 mm
ProntoSIL | 3046F190PS050 | BISCHOFF ProntoSIL 120-5-AMINO | NH2 | 300 | 4.6 | 5 | 120 | L8 | no | HPLC Column | SS | 300 x 4,6 mm
ProntoSIL | 01P4F190PS050 | BISCHOFF ProntoSIL 120-5-AMINO | NH2 | 14 | 4 | 5 | 120 | L8 | no | HPLC Column | PEEK | 14 x 4,0 mm
ProntoSIL | A2P4F190PS050 | BISCHOFF ProntoSIL 120-5-AMINO | NH2 | 20 | 4 | 5 | 120 | L8 | no | HPLC Column | PEEK | 20 x 4,0 mm
ProntoSIL | 02P4F190PS050 | BISCHOFF ProntoSIL 120-5-AMINO | NH2 | 25 | 4 | 5 | 120 | L8 | no | HPLC Column | PEEK | 25 x 4,0 mm
ProntoSIL | 03P4F190PS050 | BISCHOFF ProntoSIL 120-5-AMINO | NH2 | 30 | 4 | 5 | 120 | L8 | no | HPLC Column | PEEK | 30 x 4,0 mm
ProntoSIL | 04P4F190PS050 | BISCHOFF ProntoSIL 120-5-AMINO | NH2 | 33 | 4 | 5 | 120 | L8 | no | HPLC Column | PEEK | 33 x 4,0 mm
ProntoSIL | A4P4F190PS050 | BISCHOFF ProntoSIL 120-5-AMINO | NH2 | 40 | 4 | 5 | 120 | L8 | no | HPLC Column | PEEK | 40 x 4,0 mm
ProntoSIL | 05P4F190PS050 | BISCHOFF ProntoSIL 120-5-AMINO | NH2 | 50 | 4 | 5 | 120 | L8 | no | HPLC Column | PEEK | 50 x 4,0 mm
ProntoSIL | 06P4F190PS050 | BISCHOFF ProntoSIL 120-5-AMINO | NH2 | 53 | 4 | 5 | 120 | L8 | no | HPLC Column | PEEK | 53 x 4,0 mm
ProntoSIL | A6P4F190PS050 | BISCHOFF ProntoSIL 120-5-AMINO | NH2 | 60 | 4 | 5 | 120 | L8 | no | HPLC Column | PEEK | 60 x 4,0 mm
ProntoSIL | 07P4F190PS050 | BISCHOFF ProntoSIL 120-5-AMINO | NH2 | 75 | 4 | 5 | 120 | L8 | no | HPLC Column | PEEK | 75 x 4,0 mm
ProntoSIL | 10P4F190PS050 | BISCHOFF ProntoSIL 120-5-AMINO | NH2 | 100 | 4 | 5 | 120 | L8 | no | HPLC Column | PEEK | 100 x 4,0 mm
ProntoSIL | 12P4F190PS050 | BISCHOFF ProntoSIL 120-5-AMINO | NH2 | 125 | 4 | 5 | 120 | L8 | no | HPLC Column | PEEK | 125 x 4,0 mm
ProntoSIL | 15P4F190PS050 | BISCHOFF ProntoSIL 120-5-AMINO | NH2 | 150 | 4 | 5 | 120 | L8 | no | HPLC Column | PEEK | 150 x 4,0 mm
ProntoSIL | 20P4F190PS050 | BISCHOFF ProntoSIL 120-5-AMINO | NH2 | 200 | 4 | 5 | 120 | L8 | no | HPLC Column | PEEK | 200 x 4,0 mm
ProntoSIL | 25P4F190PS050 | BISCHOFF ProntoSIL 120-5-AMINO | NH2 | 250 | 4 | 5 | 120 | L8 | no | HPLC Column | PEEK | 250 x 4,0 mm
ProntoSIL | 30P4F190PS050 | BISCHOFF ProntoSIL 120-5-AMINO | NH2 | 300 | 4 | 5 | 120 | L8 | no | HPLC Column | PEEK | 300 x 4,0 mm
ProntoSIL | 6305F190PS050 | BISCHOFF ProntoSIL 120-5-AMINO | NH2 | 5 | 4 | 5 | 120 | L8 | no | Cartridges (5 pcs.) | SS | 5 x 4,0 mm
ProntoSIL | 6301F190PS050 | BISCHOFF ProntoSIL 120-5-AMINO | NH2 | 10 | 4 | 5 | 120 | L8 | no | Cartridges (5 pcs.) | SS | 10 x 4,0 mm
ProntoSIL | 6302F190PS050 | BISCHOFF ProntoSIL 120-5-AMINO | NH2 | 20 | 4 | 5 | 120 | L8 | no | Cartridges (5 pcs.) | SS | 20 x 4,0 mm
ProntoSIL | 63P1F190PS050 | BISCHOFF ProntoSIL 120-5-AMINO | NH2 | 10 | 4 | 5 | 120 | L8 | no | Cartridges (5 pcs.) | PEEK | 10 x 4,0 mm
ProntoSIL | 63P2F190PS050 | BISCHOFF ProntoSIL 120-5-AMINO | NH2 | 20 | 4 | 5 | 120 | L8 | no | Cartridges (5 pcs.) | PEEK | 20 x 4,0 mm
ProntoSIL | 6335F190PS050 | BISCHOFF ProntoSIL 120-5-AMINO | NH2 | 5 | 3 | 5 | 120 | L8 | no | Cartridges (5 pcs.) | SS | 5 x 3,0 mm
ProntoSIL | 6331F190PS050 | BISCHOFF ProntoSIL 120-5-AMINO | NH2 | 10 | 3 | 5 | 120 | L8 | no | Cartridges (5 pcs.) | SS | 10 x 3,0 mm
ProntoSIL | 6332F190PS050 | BISCHOFF ProntoSIL 120-5-AMINO | NH2 | 20 | 3 | 5 | 120 | L8 | no | Cartridges (5 pcs.) | SS | 20 x 3,0 mm
ProntoSIL | 6325F190PS050 | BISCHOFF ProntoSIL 120-5-AMINO | NH2 | 5 | 2 | 5 | 120 | L8 | no | Cartridges (5 pcs.) | SS | 5 x 2,0 mm
ProntoSIL | 6321F190PS050 | BISCHOFF ProntoSIL 120-5-AMINO | NH2 | 10 | 2 | 5 | 120 | L8 | no | Cartridges (5 pcs.) | SS | 10 x 2,0 mm
ProntoSIL | 6322F190PS050 | BISCHOFF ProntoSIL 120-5-AMINO | NH2 | 20 | 2 | 5 | 120 | L8 | no | Cartridges (5 pcs.) | SS | 20 x 2,0 mm
ProntoSIL | 0102F190PS100 | BISCHOFF ProntoSIL 120-10-AMINO | NH2 | 14 | 2 | 10 | 120 | L8 | no | HPLC Column | SS | 14 x 2,0 mm
ProntoSIL | 0103F190PS100 | BISCHOFF ProntoSIL 120-10-AMINO | NH2 | 14 | 3 | 10 | 120 | L8 | no | HPLC Column | SS | 14 x 3,0 mm
ProntoSIL | 0104F190PS100 | BISCHOFF ProntoSIL 120-10-AMINO | NH2 | 14 | 4 | 10 | 120 | L8 | no | HPLC Column | SS | 14 x 4,0 mm
ProntoSIL | 0146F190PS100 | BISCHOFF ProntoSIL 120-10-AMINO | NH2 | 14 | 4.6 | 10 | 120 | L8 | no | HPLC Column | SS | 14 x 4,6 mm
ProntoSIL | A202F190PS100 | BISCHOFF ProntoSIL 120-10-AMINO | NH2 | 20 | 2 | 10 | 120 | L8 | no | HPLC Column | SS | 20 x 2,0 mm
ProntoSIL | A203F190PS100 | BISCHOFF ProntoSIL 120-10-AMINO | NH2 | 20 | 3 | 10 | 120 | L8 | no | HPLC Column | SS | 20 x 3,0 mm
ProntoSIL | A204F190PS100 | BISCHOFF ProntoSIL 120-10-AMINO | NH2 | 20 | 4 | 10 | 120 | L8 | no | HPLC Column | SS | 20 x 4,0 mm
ProntoSIL | A246F190PS100 | BISCHOFF ProntoSIL 120-10-AMINO | NH2 | 20 | 4.6 | 10 | 120 | L8 | no | HPLC Column | SS | 20 x 4,6 mm
ProntoSIL | 0202F190PS100 | BISCHOFF ProntoSIL 120-10-AMINO | NH2 | 25 | 2 | 10 | 120 | L8 | no | HPLC Column | SS | 25 x 2,0 mm
ProntoSIL | 0203F190PS100 | BISCHOFF ProntoSIL 120-10-AMINO | NH2 | 25 | 3 | 10 | 120 | L8 | no | HPLC Column | SS | 25 x 3,0 mm
ProntoSIL | 0204F190PS100 | BISCHOFF ProntoSIL 120-10-AMINO | NH2 | 25 | 4 | 10 | 120 | L8 | no | HPLC Column | SS | 25 x 4,0 mm
ProntoSIL | 0246F190PS100 | BISCHOFF ProntoSIL 120-10-AMINO | NH2 | 25 | 4.6 | 10 | 120 | L8 | no | HPLC Column | SS | 25 x 4,6 mm
ProntoSIL | 0302F190PS100 | BISCHOFF ProntoSIL 120-10-AMINO | NH2 | 30 | 2 | 10 | 120 | L8 | no | HPLC Column | SS | 30 x 2,0 mm
ProntoSIL | 0303F190PS100 | BISCHOFF ProntoSIL 120-10-AMINO | NH2 | 30 | 3 | 10 | 120 | L8 | no | HPLC Column | SS | 30 x 3,0 mm
ProntoSIL | 0304F190PS100 | BISCHOFF ProntoSIL 120-10-AMINO | NH2 | 30 | 4 | 10 | 120 | L8 | no | HPLC Column | SS | 30 x 4,0 mm
ProntoSIL | 0346F190PS100 | BISCHOFF ProntoSIL 120-10-AMINO | NH2 | 30 | 4.6 | 10 | 120 | L8 | no | HPLC Column | SS | 30 x 4,6 mm
ProntoSIL | 0402F190PS100 | BISCHOFF ProntoSIL 120-10-AMINO | NH2 | 33 | 2 | 10 | 120 | L8 | no | HPLC Column | SS | 33 x 2,0 mm
ProntoSIL | 0403F190PS100 | BISCHOFF ProntoSIL 120-10-AMINO | NH2 | 33 | 3 | 10 | 120 | L8 | no | HPLC Column | SS | 33 x 3,0 mm
ProntoSIL | 0404F190PS100 | BISCHOFF ProntoSIL 120-10-AMINO | NH2 | 33 | 4 | 10 | 120 | L8 | no | HPLC Column | SS | 33 x 4,0 mm
ProntoSIL | 0446F190PS100 | BISCHOFF ProntoSIL 120-10-AMINO | NH2 | 33 | 4.6 | 10 | 120 | L8 | no | HPLC Column | SS | 33 x 4,6 mm
ProntoSIL | A402F190PS100 | BISCHOFF ProntoSIL 120-10-AMINO | NH2 | 40 | 2 | 10 | 120 | L8 | no | HPLC Column | SS | 40 x 2,0 mm
ProntoSIL | A403F190PS100 | BISCHOFF ProntoSIL 120-10-AMINO | NH2 | 40 | 3 | 10 | 120 | L8 | no | HPLC Column | SS | 40 x 3,0 mm
ProntoSIL | A404F190PS100 | BISCHOFF ProntoSIL 120-10-AMINO | NH2 | 40 | 4 | 10 | 120 | L8 | no | HPLC Column | SS | 40 x 4,0 mm
ProntoSIL | A446F190PS100 | BISCHOFF ProntoSIL 120-10-AMINO | NH2 | 40 | 4.6 | 10 | 120 | L8 | no | HPLC Column | SS | 40 x 4,6 mm
ProntoSIL | 0502F190PS100 | BISCHOFF ProntoSIL 120-10-AMINO | NH2 | 50 | 2 | 10 | 120 | L8 | no | HPLC Column | SS | 50 x 2,0 mm
ProntoSIL | 0503F190PS100 | BISCHOFF ProntoSIL 120-10-AMINO | NH2 | 50 | 3 | 10 | 120 | L8 | no | HPLC Column | SS | 50 x 3,0 mm
ProntoSIL | 0504F190PS100 | BISCHOFF ProntoSIL 120-10-AMINO | NH2 | 50 | 4 | 10 | 120 | L8 | no | HPLC Column | SS | 50 x 4,0 mm
ProntoSIL | 0546F190PS100 | BISCHOFF ProntoSIL 120-10-AMINO | NH2 | 50 | 4.6 | 10 | 120 | L8 | no | HPLC Column | SS | 50 x 4,6 mm
ProntoSIL | 0602F190PS100 | BISCHOFF ProntoSIL 120-10-AMINO | NH2 | 53 | 2 | 10 | 120 | L8 | no | HPLC Column | SS | 53 x 2,0 mm
ProntoSIL | 0603F190PS100 | BISCHOFF ProntoSIL 120-10-AMINO | NH2 | 53 | 3 | 10 | 120 | L8 | no | HPLC Column | SS | 53 x 3,0 mm
ProntoSIL | 0604F190PS100 | BISCHOFF ProntoSIL 120-10-AMINO | NH2 | 53 | 4 | 10 | 120 | L8 | no | HPLC Column | SS | 53 x 4,0 mm
ProntoSIL | 0646F190PS100 | BISCHOFF ProntoSIL 120-10-AMINO | NH2 | 53 | 4.6 | 10 | 120 | L8 | no | HPLC Column | SS | 53 x 4,6 mm
ProntoSIL | A602F190PS100 | BISCHOFF ProntoSIL 120-10-AMINO | NH2 | 60 | 2 | 10 | 120 | L8 | no | HPLC Column | SS | 60 x 2,0 mm
ProntoSIL | A603F190PS100 | BISCHOFF ProntoSIL 120-10-AMINO | NH2 | 60 | 3 | 10 | 120 | L8 | no | HPLC Column | SS | 60 x 3,0 mm
ProntoSIL | A604F190PS100 | BISCHOFF ProntoSIL 120-10-AMINO | NH2 | 60 | 4 | 10 | 120 | L8 | no | HPLC Column | SS | 60 x 4,0 mm
ProntoSIL | A646F190PS100 | BISCHOFF ProntoSIL 120-10-AMINO | NH2 | 60 | 4.6 | 10 | 120 | L8 | no | HPLC Column | SS | 60 x 4,6 mm
ProntoSIL | 0702F190PS100 | BISCHOFF ProntoSIL 120-10-AMINO | NH2 | 75 | 2 | 10 | 120 | L8 | no | HPLC Column | SS | 75 x 2,0 mm
ProntoSIL | 0703F190PS100 | BISCHOFF ProntoSIL 120-10-AMINO | NH2 | 75 | 3 | 10 | 120 | L8 | no | HPLC Column | SS | 75 x 3,0 mm
ProntoSIL | 0704F190PS100 | BISCHOFF ProntoSIL 120-10-AMINO | NH2 | 75 | 4 | 10 | 120 | L8 | no | HPLC Column | SS | 75 x 4,0 mm
ProntoSIL | 0746F190PS100 | BISCHOFF ProntoSIL 120-10-AMINO | NH2 | 75 | 4.6 | 10 | 120 | L8 | no | HPLC Column | SS | 75 x 4,6 mm
ProntoSIL | 1002F190PS100 | BISCHOFF ProntoSIL 120-10-AMINO | NH2 | 100 | 2 | 10 | 120 | L8 | no | HPLC Column | SS | 100 x 2,0 mm
ProntoSIL | 1003F190PS100 | BISCHOFF ProntoSIL 120-10-AMINO | NH2 | 100 | 3 | 10 | 120 | L8 | no | HPLC Column | SS | 100 x 3,0 mm
ProntoSIL | 1004F190PS100 | BISCHOFF ProntoSIL 120-10-AMINO | NH2 | 100 | 4 | 10 | 120 | L8 | no | HPLC Column | SS | 100 x 4,0 mm
ProntoSIL | 1046F190PS100 | BISCHOFF ProntoSIL 120-10-AMINO | NH2 | 100 | 4.6 | 10 | 120 | L8 | no | HPLC Column | SS | 100 x 4,6 mm
ProntoSIL | 1202F190PS100 | BISCHOFF ProntoSIL 120-10-AMINO | NH2 | 125 | 2 | 10 | 120 | L8 | no | HPLC Column | SS | 125 x 2,0 mm
ProntoSIL | 1203F190PS100 | BISCHOFF ProntoSIL 120-10-AMINO | NH2 | 125 | 3 | 10 | 120 | L8 | no | HPLC Column | SS | 125 x 3,0 mm
ProntoSIL | 1204F190PS100 | BISCHOFF ProntoSIL 120-10-AMINO | NH2 | 125 | 4 | 10 | 120 | L8 | no | HPLC Column | SS | 125 x 4,0 mm
ProntoSIL | 1246F190PS100 | BISCHOFF ProntoSIL 120-10-AMINO | NH2 | 125 | 4.6 | 10 | 120 | L8 | no | HPLC Column | SS | 125 x 4,6 mm
ProntoSIL | 1502F190PS100 | BISCHOFF ProntoSIL 120-10-AMINO | NH2 | 150 | 2 | 10 | 120 | L8 | no | HPLC Column | SS | 150 x 2,0 mm
ProntoSIL | 1503F190PS100 | BISCHOFF ProntoSIL 120-10-AMINO | NH2 | 150 | 3 | 10 | 120 | L8 | no | HPLC Column | SS | 150 x 3,0 mm
ProntoSIL | 1504F190PS100 | BISCHOFF ProntoSIL 120-10-AMINO | NH2 | 150 | 4 | 10 | 120 | L8 | no | HPLC Column | SS | 150 x 4,0 mm
ProntoSIL | 1546F190PS100 | BISCHOFF ProntoSIL 120-10-AMINO | NH2 | 150 | 4.6 | 10 | 120 | L8 | no | HPLC Column | SS | 150 x 4,6 mm
ProntoSIL | 2002F190PS100 | BISCHOFF ProntoSIL 120-10-AMINO | NH2 | 200 | 2 | 10 | 120 | L8 | no | HPLC Column | SS | 200 x 2,0 mm
ProntoSIL | 2003F190PS100 | BISCHOFF ProntoSIL 120-10-AMINO | NH2 | 200 | 3 | 10 | 120 | L8 | no | HPLC Column | SS | 200 x 3,0 mm
ProntoSIL | 2004F190PS100 | BISCHOFF ProntoSIL 120-10-AMINO | NH2 | 200 | 4 | 10 | 120 | L8 | no | HPLC Column | SS | 200 x 4,0 mm
ProntoSIL | 2046F190PS100 | BISCHOFF ProntoSIL 120-10-AMINO | NH2 | 200 | 4.6 | 10 | 120 | L8 | no | HPLC Column | SS | 200 x 4,6 mm
ProntoSIL | 2502F190PS100 | BISCHOFF ProntoSIL 120-10-AMINO | NH2 | 250 | 2 | 10 | 120 | L8 | no | HPLC Column | SS | 250 x 2,0 mm
ProntoSIL | 2503F190PS100 | BISCHOFF ProntoSIL 120-10-AMINO | NH2 | 250 | 3 | 10 | 120 | L8 | no | HPLC Column | SS | 250 x 3,0 mm
ProntoSIL | 2504F190PS100 | BISCHOFF ProntoSIL 120-10-AMINO | NH2 | 250 | 4 | 10 | 120 | L8 | no | HPLC Column | SS | 250 x 4,0 mm
ProntoSIL | 2546F190PS100 | BISCHOFF ProntoSIL 120-10-AMINO | NH2 | 250 | 4.6 | 10 | 120 | L8 | no | HPLC Column | SS | 250 x 4,6 mm
ProntoSIL | 3002F190PS100 | BISCHOFF ProntoSIL 120-10-AMINO | NH2 | 300 | 2 | 10 | 120 | L8 | no | HPLC Column | SS | 300 x 2,0 mm
ProntoSIL | 3003F190PS100 | BISCHOFF ProntoSIL 120-10-AMINO | NH2 | 300 | 3 | 10 | 120 | L8 | no | HPLC Column | SS | 300 x 3,0 mm
ProntoSIL | 3004F190PS100 | BISCHOFF ProntoSIL 120-10-AMINO | NH2 | 300 | 4 | 10 | 120 | L8 | no | HPLC Column | SS | 300 x 4,0 mm
ProntoSIL | 3046F190PS100 | BISCHOFF ProntoSIL 120-10-AMINO | NH2 | 300 | 4.6 | 10 | 120 | L8 | no | HPLC Column | SS | 300 x 4,6 mm
ProntoSIL | 01P4F190PS100 | BISCHOFF ProntoSIL 120-10-AMINO | NH2 | 14 | 4 | 10 | 120 | L8 | no | HPLC Column | PEEK | 14 x 4,0 mm
ProntoSIL | A2P4F190PS100 | BISCHOFF ProntoSIL 120-10-AMINO | NH2 | 20 | 4 | 10 | 120 | L8 | no | HPLC Column | PEEK | 20 x 4,0 mm
ProntoSIL | 02P4F190PS100 | BISCHOFF ProntoSIL 120-10-AMINO | NH2 | 25 | 4 | 10 | 120 | L8 | no | HPLC Column | PEEK | 25 x 4,0 mm
ProntoSIL | 03P4F190PS100 | BISCHOFF ProntoSIL 120-10-AMINO | NH2 | 30 | 4 | 10 | 120 | L8 | no | HPLC Column | PEEK | 30 x 4,0 mm
ProntoSIL | 04P4F190PS100 | BISCHOFF ProntoSIL 120-10-AMINO | NH2 | 33 | 4 | 10 | 120 | L8 | no | HPLC Column | PEEK | 33 x 4,0 mm
ProntoSIL | A4P4F190PS100 | BISCHOFF ProntoSIL 120-10-AMINO | NH2 | 40 | 4 | 10 | 120 | L8 | no | HPLC Column | PEEK | 40 x 4,0 mm
ProntoSIL | 05P4F190PS100 | BISCHOFF ProntoSIL 120-10-AMINO | NH2 | 50 | 4 | 10 | 120 | L8 | no | HPLC Column | PEEK | 50 x 4,0 mm
ProntoSIL | 06P4F190PS100 | BISCHOFF ProntoSIL 120-10-AMINO | NH2 | 53 | 4 | 10 | 120 | L8 | no | HPLC Column | PEEK | 53 x 4,0 mm
ProntoSIL | A6P4F190PS100 | BISCHOFF ProntoSIL 120-10-AMINO | NH2 | 60 | 4 | 10 | 120 | L8 | no | HPLC Column | PEEK | 60 x 4,0 mm
ProntoSIL | 07P4F190PS100 | BISCHOFF ProntoSIL 120-10-AMINO | NH2 | 75 | 4 | 10 | 120 | L8 | no | HPLC Column | PEEK | 75 x 4,0 mm
ProntoSIL | 10P4F190PS100 | BISCHOFF ProntoSIL 120-10-AMINO | NH2 | 100 | 4 | 10 | 120 | L8 | no | HPLC Column | PEEK | 100 x 4,0 mm
ProntoSIL | 12P4F190PS100 | BISCHOFF ProntoSIL 120-10-AMINO | NH2 | 125 | 4 | 10 | 120 | L8 | no | HPLC Column | PEEK | 125 x 4,0 mm
ProntoSIL | 15P4F190PS100 | BISCHOFF ProntoSIL 120-10-AMINO | NH2 | 150 | 4 | 10 | 120 | L8 | no | HPLC Column | PEEK | 150 x 4,0 mm
ProntoSIL | 20P4F190PS100 | BISCHOFF ProntoSIL 120-10-AMINO | NH2 | 200 | 4 | 10 | 120 | L8 | no | HPLC Column | PEEK | 200 x 4,0 mm
ProntoSIL | 25P4F190PS100 | BISCHOFF ProntoSIL 120-10-AMINO | NH2 | 250 | 4 | 10 | 120 | L8 | no | HPLC Column | PEEK | 250 x 4,0 mm
ProntoSIL | 30P4F190PS100 | BISCHOFF ProntoSIL 120-10-AMINO | NH2 | 300 | 4 | 10 | 120 | L8 | no | HPLC Column | PEEK | 300 x 4,0 mm
ProntoSIL | 6305F190PS100 | BISCHOFF ProntoSIL 120-10-AMINO | NH2 | 5 | 4 | 10 | 120 | L8 | no | Cartridges (5 pcs.) | SS | 5 x 4,0 mm
ProntoSIL | 6301F190PS100 | BISCHOFF ProntoSIL 120-10-AMINO | NH2 | 10 | 4 | 10 | 120 | L8 | no | Cartridges (5 pcs.) | SS | 10 x 4,0 mm
ProntoSIL | 6302F190PS100 | BISCHOFF ProntoSIL 120-10-AMINO | NH2 | 20 | 4 | 10 | 120 | L8 | no | Cartridges (5 pcs.) | SS | 20 x 4,0 mm
ProntoSIL | 63P1F190PS100 | BISCHOFF ProntoSIL 120-10-AMINO | NH2 | 10 | 4 | 10 | 120 | L8 | no | Cartridges (5 pcs.) | PEEK | 10 x 4,0 mm
ProntoSIL | 63P2F190PS100 | BISCHOFF ProntoSIL 120-10-AMINO | NH2 | 20 | 4 | 10 | 120 | L8 | no | Cartridges (5 pcs.) | PEEK | 20 x 4,0 mm
ProntoSIL | 6335F190PS100 | BISCHOFF ProntoSIL 120-10-AMINO | NH2 | 5 | 3 | 10 | 120 | L8 | no | Cartridges (5 pcs.) | SS | 5 x 3,0 mm
ProntoSIL | 6331F190PS100 | BISCHOFF ProntoSIL 120-10-AMINO | NH2 | 10 | 3 | 10 | 120 | L8 | no | Cartridges (5 pcs.) | SS | 10 x 3,0 mm
ProntoSIL | 6332F190PS100 | BISCHOFF ProntoSIL 120-10-AMINO | NH2 | 20 | 3 | 10 | 120 | L8 | no | Cartridges (5 pcs.) | SS | 20 x 3,0 mm
ProntoSIL | 6325F190PS100 | BISCHOFF ProntoSIL 120-10-AMINO | NH2 | 5 | 2 | 10 | 120 | L8 | no | Cartridges (5 pcs.) | SS | 5 x 2,0 mm
ProntoSIL | 6321F190PS100 | BISCHOFF ProntoSIL 120-10-AMINO | NH2 | 10 | 2 | 10 | 120 | L8 | no | Cartridges (5 pcs.) | SS | 10 x 2,0 mm
ProntoSIL | 6322F190PS100 | BISCHOFF ProntoSIL 120-10-AMINO | NH2 | 20 | 2 | 10 | 120 | L8 | no | Cartridges (5 pcs.) | SS | 20 x 2,0 mm
ProntoSIL | 0102F191PS050 | BISCHOFF ProntoSIL 120-5-AMINO E | NH2 | 14 | 2 | 5 | 120 | L8 | fully | HPLC Column | SS | 14 x 2,0 mm
ProntoSIL | 0103F191PS050 | BISCHOFF ProntoSIL 120-5-AMINO E | NH2 | 14 | 3 | 5 | 120 | L8 | fully | HPLC Column | SS | 14 x 3,0 mm
ProntoSIL | 0104F191PS050 | BISCHOFF ProntoSIL 120-5-AMINO E | NH2 | 14 | 4 | 5 | 120 | L8 | fully | HPLC Column | SS | 14 x 4,0 mm
ProntoSIL | 0146F191PS050 | BISCHOFF ProntoSIL 120-5-AMINO E | NH2 | 14 | 4.6 | 5 | 120 | L8 | fully | HPLC Column | SS | 14 x 4,6 mm
ProntoSIL | A202F191PS050 | BISCHOFF ProntoSIL 120-5-AMINO E | NH2 | 20 | 2 | 5 | 120 | L8 | fully | HPLC Column | SS | 20 x 2,0 mm
ProntoSIL | A203F191PS050 | BISCHOFF ProntoSIL 120-5-AMINO E | NH2 | 20 | 3 | 5 | 120 | L8 | fully | HPLC Column | SS | 20 x 3,0 mm
ProntoSIL | A204F191PS050 | BISCHOFF ProntoSIL 120-5-AMINO E | NH2 | 20 | 4 | 5 | 120 | L8 | fully | HPLC Column | SS | 20 x 4,0 mm
ProntoSIL | A246F191PS050 | BISCHOFF ProntoSIL 120-5-AMINO E | NH2 | 20 | 4.6 | 5 | 120 | L8 | fully | HPLC Column | SS | 20 x 4,6 mm
ProntoSIL | 0202F191PS050 | BISCHOFF ProntoSIL 120-5-AMINO E | NH2 | 25 | 2 | 5 | 120 | L8 | fully | HPLC Column | SS | 25 x 2,0 mm
ProntoSIL | 0203F191PS050 | BISCHOFF ProntoSIL 120-5-AMINO E | NH2 | 25 | 3 | 5 | 120 | L8 | fully | HPLC Column | SS | 25 x 3,0 mm
ProntoSIL | 0204F191PS050 | BISCHOFF ProntoSIL 120-5-AMINO E | NH2 | 25 | 4 | 5 | 120 | L8 | fully | HPLC Column | SS | 25 x 4,0 mm
ProntoSIL | 0246F191PS050 | BISCHOFF ProntoSIL 120-5-AMINO E | NH2 | 25 | 4.6 | 5 | 120 | L8 | fully | HPLC Column | SS | 25 x 4,6 mm
ProntoSIL | 0302F191PS050 | BISCHOFF ProntoSIL 120-5-AMINO E | NH2 | 30 | 2 | 5 | 120 | L8 | fully | HPLC Column | SS | 30 x 2,0 mm
ProntoSIL | 0303F191PS050 | BISCHOFF ProntoSIL 120-5-AMINO E | NH2 | 30 | 3 | 5 | 120 | L8 | fully | HPLC Column | SS | 30 x 3,0 mm
ProntoSIL | 0304F191PS050 | BISCHOFF ProntoSIL 120-5-AMINO E | NH2 | 30 | 4 | 5 | 120 | L8 | fully | HPLC Column | SS | 30 x 4,0 mm
ProntoSIL | 0346F191PS050 | BISCHOFF ProntoSIL 120-5-AMINO E | NH2 | 30 | 4.6 | 5 | 120 | L8 | fully | HPLC Column | SS | 30 x 4,6 mm
ProntoSIL | 0402F191PS050 | BISCHOFF ProntoSIL 120-5-AMINO E | NH2 | 33 | 2 | 5 | 120 | L8 | fully | HPLC Column | SS | 33 x 2,0 mm
ProntoSIL | 0403F191PS050 | BISCHOFF ProntoSIL 120-5-AMINO E | NH2 | 33 | 3 | 5 | 120 | L8 | fully | HPLC Column | SS | 33 x 3,0 mm
ProntoSIL | 0404F191PS050 | BISCHOFF ProntoSIL 120-5-AMINO E | NH2 | 33 | 4 | 5 | 120 | L8 | fully | HPLC Column | SS | 33 x 4,0 mm
ProntoSIL | 0446F191PS050 | BISCHOFF ProntoSIL 120-5-AMINO E | NH2 | 33 | 4.6 | 5 | 120 | L8 | fully | HPLC Column | SS | 33 x 4,6 mm
ProntoSIL | A402F191PS050 | BISCHOFF ProntoSIL 120-5-AMINO E | NH2 | 40 | 2 | 5 | 120 | L8 | fully | HPLC Column | SS | 40 x 2,0 mm
ProntoSIL | A403F191PS050 | BISCHOFF ProntoSIL 120-5-AMINO E | NH2 | 40 | 3 | 5 | 120 | L8 | fully | HPLC Column | SS | 40 x 3,0 mm
ProntoSIL | A404F191PS050 | BISCHOFF ProntoSIL 120-5-AMINO E | NH2 | 40 | 4 | 5 | 120 | L8 | fully | HPLC Column | SS | 40 x 4,0 mm
ProntoSIL | A446F191PS050 | BISCHOFF ProntoSIL 120-5-AMINO E | NH2 | 40 | 4.6 | 5 | 120 | L8 | fully | HPLC Column | SS | 40 x 4,6 mm
ProntoSIL | 0502F191PS050 | BISCHOFF ProntoSIL 120-5-AMINO E | NH2 | 50 | 2 | 5 | 120 | L8 | fully | HPLC Column | SS | 50 x 2,0 mm
ProntoSIL | 0503F191PS050 | BISCHOFF ProntoSIL 120-5-AMINO E | NH2 | 50 | 3 | 5 | 120 | L8 | fully | HPLC Column | SS | 50 x 3,0 mm
ProntoSIL | 0504F191PS050 | BISCHOFF ProntoSIL 120-5-AMINO E | NH2 | 50 | 4 | 5 | 120 | L8 | fully | HPLC Column | SS | 50 x 4,0 mm
ProntoSIL | 0546F191PS050 | BISCHOFF ProntoSIL 120-5-AMINO E | NH2 | 50 | 4.6 | 5 | 120 | L8 | fully | HPLC Column | SS | 50 x 4,6 mm
ProntoSIL | 0602F191PS050 | BISCHOFF ProntoSIL 120-5-AMINO E | NH2 | 53 | 2 | 5 | 120 | L8 | fully | HPLC Column | SS | 53 x 2,0 mm
ProntoSIL | 0603F191PS050 | BISCHOFF ProntoSIL 120-5-AMINO E | NH2 | 53 | 3 | 5 | 120 | L8 | fully | HPLC Column | SS | 53 x 3,0 mm
ProntoSIL | 0604F191PS050 | BISCHOFF ProntoSIL 120-5-AMINO E | NH2 | 53 | 4 | 5 | 120 | L8 | fully | HPLC Column | SS | 53 x 4,0 mm
ProntoSIL | 0646F191PS050 | BISCHOFF ProntoSIL 120-5-AMINO E | NH2 | 53 | 4.6 | 5 | 120 | L8 | fully | HPLC Column | SS | 53 x 4,6 mm
ProntoSIL | A602F191PS050 | BISCHOFF ProntoSIL 120-5-AMINO E | NH2 | 60 | 2 | 5 | 120 | L8 | fully | HPLC Column | SS | 60 x 2,0 mm
ProntoSIL | A603F191PS050 | BISCHOFF ProntoSIL 120-5-AMINO E | NH2 | 60 | 3 | 5 | 120 | L8 | fully | HPLC Column | SS | 60 x 3,0 mm
ProntoSIL | A604F191PS050 | BISCHOFF ProntoSIL 120-5-AMINO E | NH2 | 60 | 4 | 5 | 120 | L8 | fully | HPLC Column | SS | 60 x 4,0 mm
ProntoSIL | A646F191PS050 | BISCHOFF ProntoSIL 120-5-AMINO E | NH2 | 60 | 4.6 | 5 | 120 | L8 | fully | HPLC Column | SS | 60 x 4,6 mm
ProntoSIL | 0702F191PS050 | BISCHOFF ProntoSIL 120-5-AMINO E | NH2 | 75 | 2 | 5 | 120 | L8 | fully | HPLC Column | SS | 75 x 2,0 mm
ProntoSIL | 0703F191PS050 | BISCHOFF ProntoSIL 120-5-AMINO E | NH2 | 75 | 3 | 5 | 120 | L8 | fully | HPLC Column | SS | 75 x 3,0 mm
ProntoSIL | 0704F191PS050 | BISCHOFF ProntoSIL 120-5-AMINO E | NH2 | 75 | 4 | 5 | 120 | L8 | fully | HPLC Column | SS | 75 x 4,0 mm
ProntoSIL | 0746F191PS050 | BISCHOFF ProntoSIL 120-5-AMINO E | NH2 | 75 | 4.6 | 5 | 120 | L8 | fully | HPLC Column | SS | 75 x 4,6 mm
ProntoSIL | 1002F191PS050 | BISCHOFF ProntoSIL 120-5-AMINO E | NH2 | 100 | 2 | 5 | 120 | L8 | fully | HPLC Column | SS | 100 x 2,0 mm
ProntoSIL | 1003F191PS050 | BISCHOFF ProntoSIL 120-5-AMINO E | NH2 | 100 | 3 | 5 | 120 | L8 | fully | HPLC Column | SS | 100 x 3,0 mm
ProntoSIL | 1004F191PS050 | BISCHOFF ProntoSIL 120-5-AMINO E | NH2 | 100 | 4 | 5 | 120 | L8 | fully | HPLC Column | SS | 100 x 4,0 mm
ProntoSIL | 1046F191PS050 | BISCHOFF ProntoSIL 120-5-AMINO E | NH2 | 100 | 4.6 | 5 | 120 | L8 | fully | HPLC Column | SS | 100 x 4,6 mm
ProntoSIL | 1202F191PS050 | BISCHOFF ProntoSIL 120-5-AMINO E | NH2 | 125 | 2 | 5 | 120 | L8 | fully | HPLC Column | SS | 125 x 2,0 mm
ProntoSIL | 1203F191PS050 | BISCHOFF ProntoSIL 120-5-AMINO E | NH2 | 125 | 3 | 5 | 120 | L8 | fully | HPLC Column | SS | 125 x 3,0 mm
ProntoSIL | 1204F191PS050 | BISCHOFF ProntoSIL 120-5-AMINO E | NH2 | 125 | 4 | 5 | 120 | L8 | fully | HPLC Column | SS | 125 x 4,0 mm
ProntoSIL | 1246F191PS050 | BISCHOFF ProntoSIL 120-5-AMINO E | NH2 | 125 | 4.6 | 5 | 120 | L8 | fully | HPLC Column | SS | 125 x 4,6 mm
ProntoSIL | 1502F191PS050 | BISCHOFF ProntoSIL 120-5-AMINO E | NH2 | 150 | 2 | 5 | 120 | L8 | fully | HPLC Column | SS | 150 x 2,0 mm
ProntoSIL | 1503F191PS050 | BISCHOFF ProntoSIL 120-5-AMINO E | NH2 | 150 | 3 | 5 | 120 | L8 | fully | HPLC Column | SS | 150 x 3,0 mm
ProntoSIL | 1504F191PS050 | BISCHOFF ProntoSIL 120-5-AMINO E | NH2 | 150 | 4 | 5 | 120 | L8 | fully | HPLC Column | SS | 150 x 4,0 mm
ProntoSIL | 1546F191PS050 | BISCHOFF ProntoSIL 120-5-AMINO E | NH2 | 150 | 4.6 | 5 | 120 | L8 | fully | HPLC Column | SS | 150 x 4,6 mm
ProntoSIL | 2002F191PS050 | BISCHOFF ProntoSIL 120-5-AMINO E | NH2 | 200 | 2 | 5 | 120 | L8 | fully | HPLC Column | SS | 200 x 2,0 mm
ProntoSIL | 2003F191PS050 | BISCHOFF ProntoSIL 120-5-AMINO E | NH2 | 200 | 3 | 5 | 120 | L8 | fully | HPLC Column | SS | 200 x 3,0 mm
ProntoSIL | 2004F191PS050 | BISCHOFF ProntoSIL 120-5-AMINO E | NH2 | 200 | 4 | 5 | 120 | L8 | fully | HPLC Column | SS | 200 x 4,0 mm
ProntoSIL | 2046F191PS050 | BISCHOFF ProntoSIL 120-5-AMINO E | NH2 | 200 | 4.6 | 5 | 120 | L8 | fully | HPLC Column | SS | 200 x 4,6 mm
ProntoSIL | 2502F191PS050 | BISCHOFF ProntoSIL 120-5-AMINO E | NH2 | 250 | 2 | 5 | 120 | L8 | fully | HPLC Column | SS | 250 x 2,0 mm
ProntoSIL | 2503F191PS050 | BISCHOFF ProntoSIL 120-5-AMINO E | NH2 | 250 | 3 | 5 | 120 | L8 | fully | HPLC Column | SS | 250 x 3,0 mm
ProntoSIL | 2504F191PS050 | BISCHOFF ProntoSIL 120-5-AMINO E | NH2 | 250 | 4 | 5 | 120 | L8 | fully | HPLC Column | SS | 250 x 4,0 mm
ProntoSIL | 2546F191PS050 | BISCHOFF ProntoSIL 120-5-AMINO E | NH2 | 250 | 4.6 | 5 | 120 | L8 | fully | HPLC Column | SS | 250 x 4,6 mm
ProntoSIL | 3002F191PS050 | BISCHOFF ProntoSIL 120-5-AMINO E | NH2 | 300 | 2 | 5 | 120 | L8 | fully | HPLC Column | SS | 300 x 2,0 mm
ProntoSIL | 3003F191PS050 | BISCHOFF ProntoSIL 120-5-AMINO E | NH2 | 300 | 3 | 5 | 120 | L8 | fully | HPLC Column | SS | 300 x 3,0 mm
ProntoSIL | 3004F191PS050 | BISCHOFF ProntoSIL 120-5-AMINO E | NH2 | 300 | 4 | 5 | 120 | L8 | fully | HPLC Column | SS | 300 x 4,0 mm
ProntoSIL | 3046F191PS050 | BISCHOFF ProntoSIL 120-5-AMINO E | NH2 | 300 | 4.6 | 5 | 120 | L8 | fully | HPLC Column | SS | 300 x 4,6 mm
ProntoSIL | 01P4F191PS050 | BISCHOFF ProntoSIL 120-5-AMINO E | NH2 | 14 | 4 | 5 | 120 | L8 | fully | HPLC Column | PEEK | 14 x 4,0 mm
ProntoSIL | A2P4F191PS050 | BISCHOFF ProntoSIL 120-5-AMINO E | NH2 | 20 | 4 | 5 | 120 | L8 | fully | HPLC Column | PEEK | 20 x 4,0 mm
ProntoSIL | 02P4F191PS050 | BISCHOFF ProntoSIL 120-5-AMINO E | NH2 | 25 | 4 | 5 | 120 | L8 | fully | HPLC Column | PEEK | 25 x 4,0 mm
ProntoSIL | 03P4F191PS050 | BISCHOFF ProntoSIL 120-5-AMINO E | NH2 | 30 | 4 | 5 | 120 | L8 | fully | HPLC Column | PEEK | 30 x 4,0 mm
ProntoSIL | 04P4F191PS050 | BISCHOFF ProntoSIL 120-5-AMINO E | NH2 | 33 | 4 | 5 | 120 | L8 | fully | HPLC Column | PEEK | 33 x 4,0 mm
ProntoSIL | A4P4F191PS050 | BISCHOFF ProntoSIL 120-5-AMINO E | NH2 | 40 | 4 | 5 | 120 | L8 | fully | HPLC Column | PEEK | 40 x 4,0 mm
ProntoSIL | 05P4F191PS050 | BISCHOFF ProntoSIL 120-5-AMINO E | NH2 | 50 | 4 | 5 | 120 | L8 | fully | HPLC Column | PEEK | 50 x 4,0 mm
ProntoSIL | 06P4F191PS050 | BISCHOFF ProntoSIL 120-5-AMINO E | NH2 | 53 | 4 | 5 | 120 | L8 | fully | HPLC Column | PEEK | 53 x 4,0 mm
ProntoSIL | A6P4F191PS050 | BISCHOFF ProntoSIL 120-5-AMINO E | NH2 | 60 | 4 | 5 | 120 | L8 | fully | HPLC Column | PEEK | 60 x 4,0 mm
ProntoSIL | 07P4F191PS050 | BISCHOFF ProntoSIL 120-5-AMINO E | NH2 | 75 | 4 | 5 | 120 | L8 | fully | HPLC Column | PEEK | 75 x 4,0 mm
ProntoSIL | 10P4F191PS050 | BISCHOFF ProntoSIL 120-5-AMINO E | NH2 | 100 | 4 | 5 | 120 | L8 | fully | HPLC Column | PEEK | 100 x 4,0 mm
ProntoSIL | 12P4F191PS050 | BISCHOFF ProntoSIL 120-5-AMINO E | NH2 | 125 | 4 | 5 | 120 | L8 | fully | HPLC Column | PEEK | 125 x 4,0 mm
ProntoSIL | 15P4F191PS050 | BISCHOFF ProntoSIL 120-5-AMINO E | NH2 | 150 | 4 | 5 | 120 | L8 | fully | HPLC Column | PEEK | 150 x 4,0 mm
ProntoSIL | 20P4F191PS050 | BISCHOFF ProntoSIL 120-5-AMINO E | NH2 | 200 | 4 | 5 | 120 | L8 | fully | HPLC Column | PEEK | 200 x 4,0 mm
ProntoSIL | 25P4F191PS050 | BISCHOFF ProntoSIL 120-5-AMINO E | NH2 | 250 | 4 | 5 | 120 | L8 | fully | HPLC Column | PEEK | 250 x 4,0 mm
ProntoSIL | 30P4F191PS050 | BISCHOFF ProntoSIL 120-5-AMINO E | NH2 | 300 | 4 | 5 | 120 | L8 | fully | HPLC Column | PEEK | 300 x 4,0 mm
ProntoSIL | 6305F191PS050 | BISCHOFF ProntoSIL 120-5-AMINO E | NH2 | 5 | 4 | 5 | 120 | L8 | fully | Cartridges (5 pcs.) | SS | 5 x 4,0 mm
ProntoSIL | 6301F191PS050 | BISCHOFF ProntoSIL 120-5-AMINO E | NH2 | 10 | 4 | 5 | 120 | L8 | fully | Cartridges (5 pcs.) | SS | 10 x 4,0 mm
ProntoSIL | 6302F191PS050 | BISCHOFF ProntoSIL 120-5-AMINO E | NH2 | 20 | 4 | 5 | 120 | L8 | fully | Cartridges (5 pcs.) | SS | 20 x 4,0 mm
ProntoSIL | 63P1F191PS050 | BISCHOFF ProntoSIL 120-5-AMINO E | NH2 | 10 | 4 | 5 | 120 | L8 | fully | Cartridges (5 pcs.) | PEEK | 10 x 4,0 mm
ProntoSIL | 63P2F191PS050 | BISCHOFF ProntoSIL 120-5-AMINO E | NH2 | 20 | 4 | 5 | 120 | L8 | fully | Cartridges (5 pcs.) | PEEK | 20 x 4,0 mm
ProntoSIL | 6335F191PS050 | BISCHOFF ProntoSIL 120-5-AMINO E | NH2 | 5 | 3 | 5 | 120 | L8 | fully | Cartridges (5 pcs.) | SS | 5 x 3,0 mm
ProntoSIL | 6331F191PS050 | BISCHOFF ProntoSIL 120-5-AMINO E | NH2 | 10 | 3 | 5 | 120 | L8 | fully | Cartridges (5 pcs.) | SS | 10 x 3,0 mm
ProntoSIL | 6332F191PS050 | BISCHOFF ProntoSIL 120-5-AMINO E | NH2 | 20 | 3 | 5 | 120 | L8 | fully | Cartridges (5 pcs.) | SS | 20 x 3,0 mm
ProntoSIL | 6325F191PS050 | BISCHOFF ProntoSIL 120-5-AMINO E | NH2 | 5 | 2 | 5 | 120 | L8 | fully | Cartridges (5 pcs.) | SS | 5 x 2,0 mm
ProntoSIL | 6321F191PS050 | BISCHOFF ProntoSIL 120-5-AMINO E | NH2 | 10 | 2 | 5 | 120 | L8 | fully | Cartridges (5 pcs.) | SS | 10 x 2,0 mm
ProntoSIL | 6322F191PS050 | BISCHOFF ProntoSIL 120-5-AMINO E | NH2 | 20 | 2 | 5 | 120 | L8 | fully | Cartridges (5 pcs.) | SS | 20 x 2,0 mm
ProntoSIL | 0102F195PS050 | BISCHOFF ProntoSIL 120-5-AMINO H | NH2 | 14 | 2 | 5 | 120 | L8 | no | HPLC Column | SS | 14 x 2,0 mm
ProntoSIL | 0103F195PS050 | BISCHOFF ProntoSIL 120-5-AMINO H | NH2 | 14 | 3 | 5 | 120 | L8 | no | HPLC Column | SS | 14 x 3,0 mm
ProntoSIL | 0104F195PS050 | BISCHOFF ProntoSIL 120-5-AMINO H | NH2 | 14 | 4 | 5 | 120 | L8 | no | HPLC Column | SS | 14 x 4,0 mm
ProntoSIL | 0146F195PS050 | BISCHOFF ProntoSIL 120-5-AMINO H | NH2 | 14 | 4.6 | 5 | 120 | L8 | no | HPLC Column | SS | 14 x 4,6 mm
ProntoSIL | A202F195PS050 | BISCHOFF ProntoSIL 120-5-AMINO H | NH2 | 20 | 2 | 5 | 120 | L8 | no | HPLC Column | SS | 20 x 2,0 mm
ProntoSIL | A203F195PS050 | BISCHOFF ProntoSIL 120-5-AMINO H | NH2 | 20 | 3 | 5 | 120 | L8 | no | HPLC Column | SS | 20 x 3,0 mm
ProntoSIL | A204F195PS050 | BISCHOFF ProntoSIL 120-5-AMINO H | NH2 | 20 | 4 | 5 | 120 | L8 | no | HPLC Column | SS | 20 x 4,0 mm
ProntoSIL | A246F195PS050 | BISCHOFF ProntoSIL 120-5-AMINO H | NH2 | 20 | 4.6 | 5 | 120 | L8 | no | HPLC Column | SS | 20 x 4,6 mm
ProntoSIL | 0202F195PS050 | BISCHOFF ProntoSIL 120-5-AMINO H | NH2 | 25 | 2 | 5 | 120 | L8 | no | HPLC Column | SS | 25 x 2,0 mm
ProntoSIL | 0203F195PS050 | BISCHOFF ProntoSIL 120-5-AMINO H | NH2 | 25 | 3 | 5 | 120 | L8 | no | HPLC Column | SS | 25 x 3,0 mm
ProntoSIL | 0204F195PS050 | BISCHOFF ProntoSIL 120-5-AMINO H | NH2 | 25 | 4 | 5 | 120 | L8 | no | HPLC Column | SS | 25 x 4,0 mm
ProntoSIL | 0246F195PS050 | BISCHOFF ProntoSIL 120-5-AMINO H | NH2 | 25 | 4.6 | 5 | 120 | L8 | no | HPLC Column | SS | 25 x 4,6 mm
ProntoSIL | 0302F195PS050 | BISCHOFF ProntoSIL 120-5-AMINO H | NH2 | 30 | 2 | 5 | 120 | L8 | no | HPLC Column | SS | 30 x 2,0 mm
ProntoSIL | 0303F195PS050 | BISCHOFF ProntoSIL 120-5-AMINO H | NH2 | 30 | 3 | 5 | 120 | L8 | no | HPLC Column | SS | 30 x 3,0 mm
ProntoSIL | 0304F195PS050 | BISCHOFF ProntoSIL 120-5-AMINO H | NH2 | 30 | 4 | 5 | 120 | L8 | no | HPLC Column | SS | 30 x 4,0 mm
ProntoSIL | 0346F195PS050 | BISCHOFF ProntoSIL 120-5-AMINO H | NH2 | 30 | 4.6 | 5 | 120 | L8 | no | HPLC Column | SS | 30 x 4,6 mm
ProntoSIL | 0402F195PS050 | BISCHOFF ProntoSIL 120-5-AMINO H | NH2 | 33 | 2 | 5 | 120 | L8 | no | HPLC Column | SS | 33 x 2,0 mm
ProntoSIL | 0403F195PS050 | BISCHOFF ProntoSIL 120-5-AMINO H | NH2 | 33 | 3 | 5 | 120 | L8 | no | HPLC Column | SS | 33 x 3,0 mm
ProntoSIL | 0404F195PS050 | BISCHOFF ProntoSIL 120-5-AMINO H | NH2 | 33 | 4 | 5 | 120 | L8 | no | HPLC Column | SS | 33 x 4,0 mm
ProntoSIL | 0446F195PS050 | BISCHOFF ProntoSIL 120-5-AMINO H | NH2 | 33 | 4.6 | 5 | 120 | L8 | no | HPLC Column | SS | 33 x 4,6 mm
ProntoSIL | A402F195PS050 | BISCHOFF ProntoSIL 120-5-AMINO H | NH2 | 40 | 2 | 5 | 120 | L8 | no | HPLC Column | SS | 40 x 2,0 mm
ProntoSIL | A403F195PS050 | BISCHOFF ProntoSIL 120-5-AMINO H | NH2 | 40 | 3 | 5 | 120 | L8 | no | HPLC Column | SS | 40 x 3,0 mm
ProntoSIL | A404F195PS050 | BISCHOFF ProntoSIL 120-5-AMINO H | NH2 | 40 | 4 | 5 | 120 | L8 | no | HPLC Column | SS | 40 x 4,0 mm
ProntoSIL | A446F195PS050 | BISCHOFF ProntoSIL 120-5-AMINO H | NH2 | 40 | 4.6 | 5 | 120 | L8 | no | HPLC Column | SS | 40 x 4,6 mm
ProntoSIL | 0502F195PS050 | BISCHOFF ProntoSIL 120-5-AMINO H | NH2 | 50 | 2 | 5 | 120 | L8 | no | HPLC Column | SS | 50 x 2,0 mm
ProntoSIL | 0503F195PS050 | BISCHOFF ProntoSIL 120-5-AMINO H | NH2 | 50 | 3 | 5 | 120 | L8 | no | HPLC Column | SS | 50 x 3,0 mm
ProntoSIL | 0504F195PS050 | BISCHOFF ProntoSIL 120-5-AMINO H | NH2 | 50 | 4 | 5 | 120 | L8 | no | HPLC Column | SS | 50 x 4,0 mm
ProntoSIL | 0546F195PS050 | BISCHOFF ProntoSIL 120-5-AMINO H | NH2 | 50 | 4.6 | 5 | 120 | L8 | no | HPLC Column | SS | 50 x 4,6 mm
ProntoSIL | 0602F195PS050 | BISCHOFF ProntoSIL 120-5-AMINO H | NH2 | 53 | 2 | 5 | 120 | L8 | no | HPLC Column | SS | 53 x 2,0 mm
ProntoSIL | 0603F195PS050 | BISCHOFF ProntoSIL 120-5-AMINO H | NH2 | 53 | 3 | 5 | 120 | L8 | no | HPLC Column | SS | 53 x 3,0 mm
ProntoSIL | 0604F195PS050 | BISCHOFF ProntoSIL 120-5-AMINO H | NH2 | 53 | 4 | 5 | 120 | L8 | no | HPLC Column | SS | 53 x 4,0 mm
ProntoSIL | 0646F195PS050 | BISCHOFF ProntoSIL 120-5-AMINO H | NH2 | 53 | 4.6 | 5 | 120 | L8 | no | HPLC Column | SS | 53 x 4,6 mm
ProntoSIL | A602F195PS050 | BISCHOFF ProntoSIL 120-5-AMINO H | NH2 | 60 | 2 | 5 | 120 | L8 | no | HPLC Column | SS | 60 x 2,0 mm
ProntoSIL | A603F195PS050 | BISCHOFF ProntoSIL 120-5-AMINO H | NH2 | 60 | 3 | 5 | 120 | L8 | no | HPLC Column | SS | 60 x 3,0 mm
ProntoSIL | A604F195PS050 | BISCHOFF ProntoSIL 120-5-AMINO H | NH2 | 60 | 4 | 5 | 120 | L8 | no | HPLC Column | SS | 60 x 4,0 mm
ProntoSIL | A646F195PS050 | BISCHOFF ProntoSIL 120-5-AMINO H | NH2 | 60 | 4.6 | 5 | 120 | L8 | no | HPLC Column | SS | 60 x 4,6 mm
ProntoSIL | 0702F195PS050 | BISCHOFF ProntoSIL 120-5-AMINO H | NH2 | 75 | 2 | 5 | 120 | L8 | no | HPLC Column | SS | 75 x 2,0 mm
ProntoSIL | 0703F195PS050 | BISCHOFF ProntoSIL 120-5-AMINO H | NH2 | 75 | 3 | 5 | 120 | L8 | no | HPLC Column | SS | 75 x 3,0 mm
ProntoSIL | 0704F195PS050 | BISCHOFF ProntoSIL 120-5-AMINO H | NH2 | 75 | 4 | 5 | 120 | L8 | no | HPLC Column | SS | 75 x 4,0 mm
ProntoSIL | 0746F195PS050 | BISCHOFF ProntoSIL 120-5-AMINO H | NH2 | 75 | 4.6 | 5 | 120 | L8 | no | HPLC Column | SS | 75 x 4,6 mm
ProntoSIL | 1002F195PS050 | BISCHOFF ProntoSIL 120-5-AMINO H | NH2 | 100 | 2 | 5 | 120 | L8 | no | HPLC Column | SS | 100 x 2,0 mm
ProntoSIL | 1003F195PS050 | BISCHOFF ProntoSIL 120-5-AMINO H | NH2 | 100 | 3 | 5 | 120 | L8 | no | HPLC Column | SS | 100 x 3,0 mm
ProntoSIL | 1004F195PS050 | BISCHOFF ProntoSIL 120-5-AMINO H | NH2 | 100 | 4 | 5 | 120 | L8 | no | HPLC Column | SS | 100 x 4,0 mm
ProntoSIL | 1046F195PS050 | BISCHOFF ProntoSIL 120-5-AMINO H | NH2 | 100 | 4.6 | 5 | 120 | L8 | no | HPLC Column | SS | 100 x 4,6 mm
ProntoSIL | 1202F195PS050 | BISCHOFF ProntoSIL 120-5-AMINO H | NH2 | 125 | 2 | 5 | 120 | L8 | no | HPLC Column | SS | 125 x 2,0 mm
ProntoSIL | 1203F195PS050 | BISCHOFF ProntoSIL 120-5-AMINO H | NH2 | 125 | 3 | 5 | 120 | L8 | no | HPLC Column | SS | 125 x 3,0 mm
ProntoSIL | 1204F195PS050 | BISCHOFF ProntoSIL 120-5-AMINO H | NH2 | 125 | 4 | 5 | 120 | L8 | no | HPLC Column | SS | 125 x 4,0 mm
ProntoSIL | 1246F195PS050 | BISCHOFF ProntoSIL 120-5-AMINO H | NH2 | 125 | 4.6 | 5 | 120 | L8 | no | HPLC Column | SS | 125 x 4,6 mm
ProntoSIL | 1502F195PS050 | BISCHOFF ProntoSIL 120-5-AMINO H | NH2 | 150 | 2 | 5 | 120 | L8 | no | HPLC Column | SS | 150 x 2,0 mm
ProntoSIL | 1503F195PS050 | BISCHOFF ProntoSIL 120-5-AMINO H | NH2 | 150 | 3 | 5 | 120 | L8 | no | HPLC Column | SS | 150 x 3,0 mm
ProntoSIL | 1504F195PS050 | BISCHOFF ProntoSIL 120-5-AMINO H | NH2 | 150 | 4 | 5 | 120 | L8 | no | HPLC Column | SS | 150 x 4,0 mm
ProntoSIL | 1546F195PS050 | BISCHOFF ProntoSIL 120-5-AMINO H | NH2 | 150 | 4.6 | 5 | 120 | L8 | no | HPLC Column | SS | 150 x 4,6 mm
ProntoSIL | 2002F195PS050 | BISCHOFF ProntoSIL 120-5-AMINO H | NH2 | 200 | 2 | 5 | 120 | L8 | no | HPLC Column | SS | 200 x 2,0 mm
ProntoSIL | 2003F195PS050 | BISCHOFF ProntoSIL 120-5-AMINO H | NH2 | 200 | 3 | 5 | 120 | L8 | no | HPLC Column | SS | 200 x 3,0 mm
ProntoSIL | 2004F195PS050 | BISCHOFF ProntoSIL 120-5-AMINO H | NH2 | 200 | 4 | 5 | 120 | L8 | no | HPLC Column | SS | 200 x 4,0 mm
ProntoSIL | 2046F195PS050 | BISCHOFF ProntoSIL 120-5-AMINO H | NH2 | 200 | 4.6 | 5 | 120 | L8 | no | HPLC Column | SS | 200 x 4,6 mm
ProntoSIL | 2502F195PS050 | BISCHOFF ProntoSIL 120-5-AMINO H | NH2 | 250 | 2 | 5 | 120 | L8 | no | HPLC Column | SS | 250 x 2,0 mm
ProntoSIL | 2503F195PS050 | BISCHOFF ProntoSIL 120-5-AMINO H | NH2 | 250 | 3 | 5 | 120 | L8 | no | HPLC Column | SS | 250 x 3,0 mm
ProntoSIL | 2504F195PS050 | BISCHOFF ProntoSIL 120-5-AMINO H | NH2 | 250 | 4 | 5 | 120 | L8 | no | HPLC Column | SS | 250 x 4,0 mm
ProntoSIL | 2546F195PS050 | BISCHOFF ProntoSIL 120-5-AMINO H | NH2 | 250 | 4.6 | 5 | 120 | L8 | no | HPLC Column | SS | 250 x 4,6 mm
ProntoSIL | 3002F195PS050 | BISCHOFF ProntoSIL 120-5-AMINO H | NH2 | 300 | 2 | 5 | 120 | L8 | no | HPLC Column | SS | 300 x 2,0 mm
ProntoSIL | 3003F195PS050 | BISCHOFF ProntoSIL 120-5-AMINO H | NH2 | 300 | 3 | 5 | 120 | L8 | no | HPLC Column | SS | 300 x 3,0 mm
ProntoSIL | 3004F195PS050 | BISCHOFF ProntoSIL 120-5-AMINO H | NH2 | 300 | 4 | 5 | 120 | L8 | no | HPLC Column | SS | 300 x 4,0 mm
ProntoSIL | 3046F195PS050 | BISCHOFF ProntoSIL 120-5-AMINO H | NH2 | 300 | 4.6 | 5 | 120 | L8 | no | HPLC Column | SS | 300 x 4,6 mm
ProntoSIL | 01P4F195PS050 | BISCHOFF ProntoSIL 120-5-AMINO H | NH2 | 14 | 4 | 5 | 120 | L8 | no | HPLC Column | PEEK | 14 x 4,0 mm
ProntoSIL | A2P4F195PS050 | BISCHOFF ProntoSIL 120-5-AMINO H | NH2 | 20 | 4 | 5 | 120 | L8 | no | HPLC Column | PEEK | 20 x 4,0 mm
ProntoSIL | 02P4F195PS050 | BISCHOFF ProntoSIL 120-5-AMINO H | NH2 | 25 | 4 | 5 | 120 | L8 | no | HPLC Column | PEEK | 25 x 4,0 mm
ProntoSIL | 03P4F195PS050 | BISCHOFF ProntoSIL 120-5-AMINO H | NH2 | 30 | 4 | 5 | 120 | L8 | no | HPLC Column | PEEK | 30 x 4,0 mm
ProntoSIL | 04P4F195PS050 | BISCHOFF ProntoSIL 120-5-AMINO H | NH2 | 33 | 4 | 5 | 120 | L8 | no | HPLC Column | PEEK | 33 x 4,0 mm
ProntoSIL | A4P4F195PS050 | BISCHOFF ProntoSIL 120-5-AMINO H | NH2 | 40 | 4 | 5 | 120 | L8 | no | HPLC Column | PEEK | 40 x 4,0 mm
ProntoSIL | 05P4F195PS050 | BISCHOFF ProntoSIL 120-5-AMINO H | NH2 | 50 | 4 | 5 | 120 | L8 | no | HPLC Column | PEEK | 50 x 4,0 mm
ProntoSIL | 06P4F195PS050 | BISCHOFF ProntoSIL 120-5-AMINO H | NH2 | 53 | 4 | 5 | 120 | L8 | no | HPLC Column | PEEK | 53 x 4,0 mm
ProntoSIL | A6P4F195PS050 | BISCHOFF ProntoSIL 120-5-AMINO H | NH2 | 60 | 4 | 5 | 120 | L8 | no | HPLC Column | PEEK | 60 x 4,0 mm
ProntoSIL | 07P4F195PS050 | BISCHOFF ProntoSIL 120-5-AMINO H | NH2 | 75 | 4 | 5 | 120 | L8 | no | HPLC Column | PEEK | 75 x 4,0 mm
ProntoSIL | 10P4F195PS050 | BISCHOFF ProntoSIL 120-5-AMINO H | NH2 | 100 | 4 | 5 | 120 | L8 | no | HPLC Column | PEEK | 100 x 4,0 mm
ProntoSIL | 12P4F195PS050 | BISCHOFF ProntoSIL 120-5-AMINO H | NH2 | 125 | 4 | 5 | 120 | L8 | no | HPLC Column | PEEK | 125 x 4,0 mm
ProntoSIL | 15P4F195PS050 | BISCHOFF ProntoSIL 120-5-AMINO H | NH2 | 150 | 4 | 5 | 120 | L8 | no | HPLC Column | PEEK | 150 x 4,0 mm
ProntoSIL | 20P4F195PS050 | BISCHOFF ProntoSIL 120-5-AMINO H | NH2 | 200 | 4 | 5 | 120 | L8 | no | HPLC Column | PEEK | 200 x 4,0 mm
ProntoSIL | 25P4F195PS050 | BISCHOFF ProntoSIL 120-5-AMINO H | NH2 | 250 | 4 | 5 | 120 | L8 | no | HPLC Column | PEEK | 250 x 4,0 mm
ProntoSIL | 30P4F195PS050 | BISCHOFF ProntoSIL 120-5-AMINO H | NH2 | 300 | 4 | 5 | 120 | L8 | no | HPLC Column | PEEK | 300 x 4,0 mm
ProntoSIL | 6305F195PS050 | BISCHOFF ProntoSIL 120-5-AMINO H | NH2 | 5 | 4 | 5 | 120 | L8 | no | Cartridges (5 pcs.) | SS | 5 x 4,0 mm
ProntoSIL | 6301F195PS050 | BISCHOFF ProntoSIL 120-5-AMINO H | NH2 | 10 | 4 | 5 | 120 | L8 | no | Cartridges (5 pcs.) | SS | 10 x 4,0 mm
ProntoSIL | 6302F195PS050 | BISCHOFF ProntoSIL 120-5-AMINO H | NH2 | 20 | 4 | 5 | 120 | L8 | no | Cartridges (5 pcs.) | SS | 20 x 4,0 mm
ProntoSIL | 63P1F195PS050 | BISCHOFF ProntoSIL 120-5-AMINO H | NH2 | 10 | 4 | 5 | 120 | L8 | no | Cartridges (5 pcs.) | PEEK | 10 x 4,0 mm
ProntoSIL | 63P2F195PS050 | BISCHOFF ProntoSIL 120-5-AMINO H | NH2 | 20 | 4 | 5 | 120 | L8 | no | Cartridges (5 pcs.) | PEEK | 20 x 4,0 mm
ProntoSIL | 6335F195PS050 | BISCHOFF ProntoSIL 120-5-AMINO H | NH2 | 5 | 3 | 5 | 120 | L8 | no | Cartridges (5 pcs.) | SS | 5 x 3,0 mm
ProntoSIL | 6331F195PS050 | BISCHOFF ProntoSIL 120-5-AMINO H | NH2 | 10 | 3 | 5 | 120 | L8 | no | Cartridges (5 pcs.) | SS | 10 x 3,0 mm
ProntoSIL | 6332F195PS050 | BISCHOFF ProntoSIL 120-5-AMINO H | NH2 | 20 | 3 | 5 | 120 | L8 | no | Cartridges (5 pcs.) | SS | 20 x 3,0 mm
ProntoSIL | 6325F195PS050 | BISCHOFF ProntoSIL 120-5-AMINO H | NH2 | 5 | 2 | 5 | 120 | L8 | no | Cartridges (5 pcs.) | SS | 5 x 2,0 mm
ProntoSIL | 6321F195PS050 | BISCHOFF ProntoSIL 120-5-AMINO H | NH2 | 10 | 2 | 5 | 120 | L8 | no | Cartridges (5 pcs.) | SS | 10 x 2,0 mm
ProntoSIL | 6322F195PS050 | BISCHOFF ProntoSIL 120-5-AMINO H | NH2 | 20 | 2 | 5 | 120 | L8 | no | Cartridges (5 pcs.) | SS | 20 x 2,0 mm
ProntoSIL | 0102F300PS030 | BISCHOFF ProntoSIL 120-3-C30 | C30 | 14 | 2 | 3 | 120 | L62 | no | HPLC Column | SS | 14 x 2,0 mm
ProntoSIL | 0103F300PS030 | BISCHOFF ProntoSIL 120-3-C30 | C30 | 14 | 3 | 3 | 120 | L62 | no | HPLC Column | SS | 14 x 3,0 mm
ProntoSIL | 0104F300PS030 | BISCHOFF ProntoSIL 120-3-C30 | C30 | 14 | 4 | 3 | 120 | L62 | no | HPLC Column | SS | 14 x 4,0 mm
ProntoSIL | 0146F300PS030 | BISCHOFF ProntoSIL 120-3-C30 | C30 | 14 | 4.6 | 3 | 120 | L62 | no | HPLC Column | SS | 14 x 4,6 mm
ProntoSIL | A202F300PS030 | BISCHOFF ProntoSIL 120-3-C30 | C30 | 20 | 2 | 3 | 120 | L62 | no | HPLC Column | SS | 20 x 2,0 mm
ProntoSIL | A203F300PS030 | BISCHOFF ProntoSIL 120-3-C30 | C30 | 20 | 3 | 3 | 120 | L62 | no | HPLC Column | SS | 20 x 3,0 mm
ProntoSIL | A204F300PS030 | BISCHOFF ProntoSIL 120-3-C30 | C30 | 20 | 4 | 3 | 120 | L62 | no | HPLC Column | SS | 20 x 4,0 mm
ProntoSIL | A246F300PS030 | BISCHOFF ProntoSIL 120-3-C30 | C30 | 20 | 4.6 | 3 | 120 | L62 | no | HPLC Column | SS | 20 x 4,6 mm
ProntoSIL | 0202F300PS030 | BISCHOFF ProntoSIL 120-3-C30 | C30 | 25 | 2 | 3 | 120 | L62 | no | HPLC Column | SS | 25 x 2,0 mm
ProntoSIL | 0203F300PS030 | BISCHOFF ProntoSIL 120-3-C30 | C30 | 25 | 3 | 3 | 120 | L62 | no | HPLC Column | SS | 25 x 3,0 mm
ProntoSIL | 0204F300PS030 | BISCHOFF ProntoSIL 120-3-C30 | C30 | 25 | 4 | 3 | 120 | L62 | no | HPLC Column | SS | 25 x 4,0 mm
ProntoSIL | 0246F300PS030 | BISCHOFF ProntoSIL 120-3-C30 | C30 | 25 | 4.6 | 3 | 120 | L62 | no | HPLC Column | SS | 25 x 4,6 mm
ProntoSIL | 0302F300PS030 | BISCHOFF ProntoSIL 120-3-C30 | C30 | 30 | 2 | 3 | 120 | L62 | no | HPLC Column | SS | 30 x 2,0 mm
ProntoSIL | 0303F300PS030 | BISCHOFF ProntoSIL 120-3-C30 | C30 | 30 | 3 | 3 | 120 | L62 | no | HPLC Column | SS | 30 x 3,0 mm
ProntoSIL | 0304F300PS030 | BISCHOFF ProntoSIL 120-3-C30 | C30 | 30 | 4 | 3 | 120 | L62 | no | HPLC Column | SS | 30 x 4,0 mm
ProntoSIL | 0346F300PS030 | BISCHOFF ProntoSIL 120-3-C30 | C30 | 30 | 4.6 | 3 | 120 | L62 | no | HPLC Column | SS | 30 x 4,6 mm
ProntoSIL | 0402F300PS030 | BISCHOFF ProntoSIL 120-3-C30 | C30 | 33 | 2 | 3 | 120 | L62 | no | HPLC Column | SS | 33 x 2,0 mm
ProntoSIL | 0403F300PS030 | BISCHOFF ProntoSIL 120-3-C30 | C30 | 33 | 3 | 3 | 120 | L62 | no | HPLC Column | SS | 33 x 3,0 mm
ProntoSIL | 0404F300PS030 | BISCHOFF ProntoSIL 120-3-C30 | C30 | 33 | 4 | 3 | 120 | L62 | no | HPLC Column | SS | 33 x 4,0 mm
ProntoSIL | 0446F300PS030 | BISCHOFF ProntoSIL 120-3-C30 | C30 | 33 | 4.6 | 3 | 120 | L62 | no | HPLC Column | SS | 33 x 4,6 mm
ProntoSIL | A402F300PS030 | BISCHOFF ProntoSIL 120-3-C30 | C30 | 40 | 2 | 3 | 120 | L62 | no | HPLC Column | SS | 40 x 2,0 mm
ProntoSIL | A403F300PS030 | BISCHOFF ProntoSIL 120-3-C30 | C30 | 40 | 3 | 3 | 120 | L62 | no | HPLC Column | SS | 40 x 3,0 mm
ProntoSIL | A404F300PS030 | BISCHOFF ProntoSIL 120-3-C30 | C30 | 40 | 4 | 3 | 120 | L62 | no | HPLC Column | SS | 40 x 4,0 mm
ProntoSIL | A446F300PS030 | BISCHOFF ProntoSIL 120-3-C30 | C30 | 40 | 4.6 | 3 | 120 | L62 | no | HPLC Column | SS | 40 x 4,6 mm
ProntoSIL | 0502F300PS030 | BISCHOFF ProntoSIL 120-3-C30 | C30 | 50 | 2 | 3 | 120 | L62 | no | HPLC Column | SS | 50 x 2,0 mm
ProntoSIL | 0503F300PS030 | BISCHOFF ProntoSIL 120-3-C30 | C30 | 50 | 3 | 3 | 120 | L62 | no | HPLC Column | SS | 50 x 3,0 mm
ProntoSIL | 0504F300PS030 | BISCHOFF ProntoSIL 120-3-C30 | C30 | 50 | 4 | 3 | 120 | L62 | no | HPLC Column | SS | 50 x 4,0 mm
ProntoSIL | 0546F300PS030 | BISCHOFF ProntoSIL 120-3-C30 | C30 | 50 | 4.6 | 3 | 120 | L62 | no | HPLC Column | SS | 50 x 4,6 mm
ProntoSIL | 0602F300PS030 | BISCHOFF ProntoSIL 120-3-C30 | C30 | 53 | 2 | 3 | 120 | L62 | no | HPLC Column | SS | 53 x 2,0 mm
ProntoSIL | 0603F300PS030 | BISCHOFF ProntoSIL 120-3-C30 | C30 | 53 | 3 | 3 | 120 | L62 | no | HPLC Column | SS | 53 x 3,0 mm
ProntoSIL | 0604F300PS030 | BISCHOFF ProntoSIL 120-3-C30 | C30 | 53 | 4 | 3 | 120 | L62 | no | HPLC Column | SS | 53 x 4,0 mm
ProntoSIL | 0646F300PS030 | BISCHOFF ProntoSIL 120-3-C30 | C30 | 53 | 4.6 | 3 | 120 | L62 | no | HPLC Column | SS | 53 x 4,6 mm
ProntoSIL | A602F300PS030 | BISCHOFF ProntoSIL 120-3-C30 | C30 | 60 | 2 | 3 | 120 | L62 | no | HPLC Column | SS | 60 x 2,0 mm
ProntoSIL | A603F300PS030 | BISCHOFF ProntoSIL 120-3-C30 | C30 | 60 | 3 | 3 | 120 | L62 | no | HPLC Column | SS | 60 x 3,0 mm
ProntoSIL | A604F300PS030 | BISCHOFF ProntoSIL 120-3-C30 | C30 | 60 | 4 | 3 | 120 | L62 | no | HPLC Column | SS | 60 x 4,0 mm
ProntoSIL | A646F300PS030 | BISCHOFF ProntoSIL 120-3-C30 | C30 | 60 | 4.6 | 3 | 120 | L62 | no | HPLC Column | SS | 60 x 4,6 mm
ProntoSIL | 0702F300PS030 | BISCHOFF ProntoSIL 120-3-C30 | C30 | 75 | 2 | 3 | 120 | L62 | no | HPLC Column | SS | 75 x 2,0 mm
ProntoSIL | 0703F300PS030 | BISCHOFF ProntoSIL 120-3-C30 | C30 | 75 | 3 | 3 | 120 | L62 | no | HPLC Column | SS | 75 x 3,0 mm
ProntoSIL | 0704F300PS030 | BISCHOFF ProntoSIL 120-3-C30 | C30 | 75 | 4 | 3 | 120 | L62 | no | HPLC Column | SS | 75 x 4,0 mm
ProntoSIL | 0746F300PS030 | BISCHOFF ProntoSIL 120-3-C30 | C30 | 75 | 4.6 | 3 | 120 | L62 | no | HPLC Column | SS | 75 x 4,6 mm
ProntoSIL | 1002F300PS030 | BISCHOFF ProntoSIL 120-3-C30 | C30 | 100 | 2 | 3 | 120 | L62 | no | HPLC Column | SS | 100 x 2,0 mm
ProntoSIL | 1003F300PS030 | BISCHOFF ProntoSIL 120-3-C30 | C30 | 100 | 3 | 3 | 120 | L62 | no | HPLC Column | SS | 100 x 3,0 mm
ProntoSIL | 1004F300PS030 | BISCHOFF ProntoSIL 120-3-C30 | C30 | 100 | 4 | 3 | 120 | L62 | no | HPLC Column | SS | 100 x 4,0 mm
ProntoSIL | 1046F300PS030 | BISCHOFF ProntoSIL 120-3-C30 | C30 | 100 | 4.6 | 3 | 120 | L62 | no | HPLC Column | SS | 100 x 4,6 mm
ProntoSIL | 1202F300PS030 | BISCHOFF ProntoSIL 120-3-C30 | C30 | 125 | 2 | 3 | 120 | L62 | no | HPLC Column | SS | 125 x 2,0 mm
ProntoSIL | 1203F300PS030 | BISCHOFF ProntoSIL 120-3-C30 | C30 | 125 | 3 | 3 | 120 | L62 | no | HPLC Column | SS | 125 x 3,0 mm
ProntoSIL | 1204F300PS030 | BISCHOFF ProntoSIL 120-3-C30 | C30 | 125 | 4 | 3 | 120 | L62 | no | HPLC Column | SS | 125 x 4,0 mm
ProntoSIL | 1246F300PS030 | BISCHOFF ProntoSIL 120-3-C30 | C30 | 125 | 4.6 | 3 | 120 | L62 | no | HPLC Column | SS | 125 x 4,6 mm
ProntoSIL | 1502F300PS030 | BISCHOFF ProntoSIL 120-3-C30 | C30 | 150 | 2 | 3 | 120 | L62 | no | HPLC Column | SS | 150 x 2,0 mm
ProntoSIL | 1503F300PS030 | BISCHOFF ProntoSIL 120-3-C30 | C30 | 150 | 3 | 3 | 120 | L62 | no | HPLC Column | SS | 150 x 3,0 mm
ProntoSIL | 1504F300PS030 | BISCHOFF ProntoSIL 120-3-C30 | C30 | 150 | 4 | 3 | 120 | L62 | no | HPLC Column | SS | 150 x 4,0 mm
ProntoSIL | 1546F300PS030 | BISCHOFF ProntoSIL 120-3-C30 | C30 | 150 | 4.6 | 3 | 120 | L62 | no | HPLC Column | SS | 150 x 4,6 mm
ProntoSIL | 2002F300PS030 | BISCHOFF ProntoSIL 120-3-C30 | C30 | 200 | 2 | 3 | 120 | L62 | no | HPLC Column | SS | 200 x 2,0 mm
ProntoSIL | 2003F300PS030 | BISCHOFF ProntoSIL 120-3-C30 | C30 | 200 | 3 | 3 | 120 | L62 | no | HPLC Column | SS | 200 x 3,0 mm
ProntoSIL | 2004F300PS030 | BISCHOFF ProntoSIL 120-3-C30 | C30 | 200 | 4 | 3 | 120 | L62 | no | HPLC Column | SS | 200 x 4,0 mm
ProntoSIL | 2046F300PS030 | BISCHOFF ProntoSIL 120-3-C30 | C30 | 200 | 4.6 | 3 | 120 | L62 | no | HPLC Column | SS | 200 x 4,6 mm
ProntoSIL | 2502F300PS030 | BISCHOFF ProntoSIL 120-3-C30 | C30 | 250 | 2 | 3 | 120 | L62 | no | HPLC Column | SS | 250 x 2,0 mm
ProntoSIL | 2503F300PS030 | BISCHOFF ProntoSIL 120-3-C30 | C30 | 250 | 3 | 3 | 120 | L62 | no | HPLC Column | SS | 250 x 3,0 mm
ProntoSIL | 2504F300PS030 | BISCHOFF ProntoSIL 120-3-C30 | C30 | 250 | 4 | 3 | 120 | L62 | no | HPLC Column | SS | 250 x 4,0 mm
ProntoSIL | 2546F300PS030 | BISCHOFF ProntoSIL 120-3-C30 | C30 | 250 | 4.6 | 3 | 120 | L62 | no | HPLC Column | SS | 250 x 4,6 mm
ProntoSIL | 3002F300PS030 | BISCHOFF ProntoSIL 120-3-C30 | C30 | 300 | 2 | 3 | 120 | L62 | no | HPLC Column | SS | 300 x 2,0 mm
ProntoSIL | 3003F300PS030 | BISCHOFF ProntoSIL 120-3-C30 | C30 | 300 | 3 | 3 | 120 | L62 | no | HPLC Column | SS | 300 x 3,0 mm
ProntoSIL | 3004F300PS030 | BISCHOFF ProntoSIL 120-3-C30 | C30 | 300 | 4 | 3 | 120 | L62 | no | HPLC Column | SS | 300 x 4,0 mm
ProntoSIL | 3046F300PS030 | BISCHOFF ProntoSIL 120-3-C30 | C30 | 300 | 4.6 | 3 | 120 | L62 | no | HPLC Column | SS | 300 x 4,6 mm
ProntoSIL | 01P4F300PS030 | BISCHOFF ProntoSIL 120-3-C30 | C30 | 14 | 4 | 3 | 120 | L62 | no | HPLC Column | PEEK | 14 x 4,0 mm
ProntoSIL | A2P4F300PS030 | BISCHOFF ProntoSIL 120-3-C30 | C30 | 20 | 4 | 3 | 120 | L62 | no | HPLC Column | PEEK | 20 x 4,0 mm
ProntoSIL | 02P4F300PS030 | BISCHOFF ProntoSIL 120-3-C30 | C30 | 25 | 4 | 3 | 120 | L62 | no | HPLC Column | PEEK | 25 x 4,0 mm
ProntoSIL | 03P4F300PS030 | BISCHOFF ProntoSIL 120-3-C30 | C30 | 30 | 4 | 3 | 120 | L62 | no | HPLC Column | PEEK | 30 x 4,0 mm
ProntoSIL | 04P4F300PS030 | BISCHOFF ProntoSIL 120-3-C30 | C30 | 33 | 4 | 3 | 120 | L62 | no | HPLC Column | PEEK | 33 x 4,0 mm
ProntoSIL | A4P4F300PS030 | BISCHOFF ProntoSIL 120-3-C30 | C30 | 40 | 4 | 3 | 120 | L62 | no | HPLC Column | PEEK | 40 x 4,0 mm
ProntoSIL | 05P4F300PS030 | BISCHOFF ProntoSIL 120-3-C30 | C30 | 50 | 4 | 3 | 120 | L62 | no | HPLC Column | PEEK | 50 x 4,0 mm
ProntoSIL | 06P4F300PS030 | BISCHOFF ProntoSIL 120-3-C30 | C30 | 53 | 4 | 3 | 120 | L62 | no | HPLC Column | PEEK | 53 x 4,0 mm
ProntoSIL | A6P4F300PS030 | BISCHOFF ProntoSIL 120-3-C30 | C30 | 60 | 4 | 3 | 120 | L62 | no | HPLC Column | PEEK | 60 x 4,0 mm
ProntoSIL | 07P4F300PS030 | BISCHOFF ProntoSIL 120-3-C30 | C30 | 75 | 4 | 3 | 120 | L62 | no | HPLC Column | PEEK | 75 x 4,0 mm
ProntoSIL | 10P4F300PS030 | BISCHOFF ProntoSIL 120-3-C30 | C30 | 100 | 4 | 3 | 120 | L62 | no | HPLC Column | PEEK | 100 x 4,0 mm
ProntoSIL | 12P4F300PS030 | BISCHOFF ProntoSIL 120-3-C30 | C30 | 125 | 4 | 3 | 120 | L62 | no | HPLC Column | PEEK | 125 x 4,0 mm
ProntoSIL | 15P4F300PS030 | BISCHOFF ProntoSIL 120-3-C30 | C30 | 150 | 4 | 3 | 120 | L62 | no | HPLC Column | PEEK | 150 x 4,0 mm
ProntoSIL | 20P4F300PS030 | BISCHOFF ProntoSIL 120-3-C30 | C30 | 200 | 4 | 3 | 120 | L62 | no | HPLC Column | PEEK | 200 x 4,0 mm
ProntoSIL | 25P4F300PS030 | BISCHOFF ProntoSIL 120-3-C30 | C30 | 250 | 4 | 3 | 120 | L62 | no | HPLC Column | PEEK | 250 x 4,0 mm
ProntoSIL | 30P4F300PS030 | BISCHOFF ProntoSIL 120-3-C30 | C30 | 300 | 4 | 3 | 120 | L62 | no | HPLC Column | PEEK | 300 x 4,0 mm
ProntoSIL | 6305F300PS030 | BISCHOFF ProntoSIL 120-3-C30 | C30 | 5 | 4 | 3 | 120 | L62 | no | Cartridges (5 pcs.) | SS | 5 x 4,0 mm
ProntoSIL | 6301F300PS030 | BISCHOFF ProntoSIL 120-3-C30 | C30 | 10 | 4 | 3 | 120 | L62 | no | Cartridges (5 pcs.) | SS | 10 x 4,0 mm
ProntoSIL | 6302F300PS030 | BISCHOFF ProntoSIL 120-3-C30 | C30 | 20 | 4 | 3 | 120 | L62 | no | Cartridges (5 pcs.) | SS | 20 x 4,0 mm
ProntoSIL | 63P1F300PS030 | BISCHOFF ProntoSIL 120-3-C30 | C30 | 10 | 4 | 3 | 120 | L62 | no | Cartridges (5 pcs.) | PEEK | 10 x 4,0 mm
ProntoSIL | 63P2F300PS030 | BISCHOFF ProntoSIL 120-3-C30 | C30 | 20 | 4 | 3 | 120 | L62 | no | Cartridges (5 pcs.) | PEEK | 20 x 4,0 mm
ProntoSIL | 6335F300PS030 | BISCHOFF ProntoSIL 120-3-C30 | C30 | 5 | 3 | 3 | 120 | L62 | no | Cartridges (5 pcs.) | SS | 5 x 3,0 mm
ProntoSIL | 6331F300PS030 | BISCHOFF ProntoSIL 120-3-C30 | C30 | 10 | 3 | 3 | 120 | L62 | no | Cartridges (5 pcs.) | SS | 10 x 3,0 mm
ProntoSIL | 6332F300PS030 | BISCHOFF ProntoSIL 120-3-C30 | C30 | 20 | 3 | 3 | 120 | L62 | no | Cartridges (5 pcs.) | SS | 20 x 3,0 mm
ProntoSIL | 6325F300PS030 | BISCHOFF ProntoSIL 120-3-C30 | C30 | 5 | 2 | 3 | 120 | L62 | no | Cartridges (5 pcs.) | SS | 5 x 2,0 mm
ProntoSIL | 6321F300PS030 | BISCHOFF ProntoSIL 120-3-C30 | C30 | 10 | 2 | 3 | 120 | L62 | no | Cartridges (5 pcs.) | SS | 10 x 2,0 mm
ProntoSIL | 6322F300PS030 | BISCHOFF ProntoSIL 120-3-C30 | C30 | 20 | 2 | 3 | 120 | L62 | no | Cartridges (5 pcs.) | SS | 20 x 2,0 mm
ProntoSIL | 0102F300PS050 | BISCHOFF ProntoSIL 120-5-C30 | C30 | 14 | 2 | 5 | 120 | L62 | no | HPLC Column | SS | 14 x 2,0 mm
ProntoSIL | 0103F300PS050 | BISCHOFF ProntoSIL 120-5-C30 | C30 | 14 | 3 | 5 | 120 | L62 | no | HPLC Column | SS | 14 x 3,0 mm
ProntoSIL | 0104F300PS050 | BISCHOFF ProntoSIL 120-5-C30 | C30 | 14 | 4 | 5 | 120 | L62 | no | HPLC Column | SS | 14 x 4,0 mm
ProntoSIL | 0146F300PS050 | BISCHOFF ProntoSIL 120-5-C30 | C30 | 14 | 4.6 | 5 | 120 | L62 | no | HPLC Column | SS | 14 x 4,6 mm
ProntoSIL | A202F300PS050 | BISCHOFF ProntoSIL 120-5-C30 | C30 | 20 | 2 | 5 | 120 | L62 | no | HPLC Column | SS | 20 x 2,0 mm
ProntoSIL | A203F300PS050 | BISCHOFF ProntoSIL 120-5-C30 | C30 | 20 | 3 | 5 | 120 | L62 | no | HPLC Column | SS | 20 x 3,0 mm
ProntoSIL | A204F300PS050 | BISCHOFF ProntoSIL 120-5-C30 | C30 | 20 | 4 | 5 | 120 | L62 | no | HPLC Column | SS | 20 x 4,0 mm
ProntoSIL | A246F300PS050 | BISCHOFF ProntoSIL 120-5-C30 | C30 | 20 | 4.6 | 5 | 120 | L62 | no | HPLC Column | SS | 20 x 4,6 mm
ProntoSIL | 0202F300PS050 | BISCHOFF ProntoSIL 120-5-C30 | C30 | 25 | 2 | 5 | 120 | L62 | no | HPLC Column | SS | 25 x 2,0 mm
ProntoSIL | 0203F300PS050 | BISCHOFF ProntoSIL 120-5-C30 | C30 | 25 | 3 | 5 | 120 | L62 | no | HPLC Column | SS | 25 x 3,0 mm
ProntoSIL | 0204F300PS050 | BISCHOFF ProntoSIL 120-5-C30 | C30 | 25 | 4 | 5 | 120 | L62 | no | HPLC Column | SS | 25 x 4,0 mm
ProntoSIL | 0246F300PS050 | BISCHOFF ProntoSIL 120-5-C30 | C30 | 25 | 4.6 | 5 | 120 | L62 | no | HPLC Column | SS | 25 x 4,6 mm
ProntoSIL | 0302F300PS050 | BISCHOFF ProntoSIL 120-5-C30 | C30 | 30 | 2 | 5 | 120 | L62 | no | HPLC Column | SS | 30 x 2,0 mm
ProntoSIL | 0303F300PS050 | BISCHOFF ProntoSIL 120-5-C30 | C30 | 30 | 3 | 5 | 120 | L62 | no | HPLC Column | SS | 30 x 3,0 mm
ProntoSIL | 0304F300PS050 | BISCHOFF ProntoSIL 120-5-C30 | C30 | 30 | 4 | 5 | 120 | L62 | no | HPLC Column | SS | 30 x 4,0 mm
ProntoSIL | 0346F300PS050 | BISCHOFF ProntoSIL 120-5-C30 | C30 | 30 | 4.6 | 5 | 120 | L62 | no | HPLC Column | SS | 30 x 4,6 mm
ProntoSIL | 0402F300PS050 | BISCHOFF ProntoSIL 120-5-C30 | C30 | 33 | 2 | 5 | 120 | L62 | no | HPLC Column | SS | 33 x 2,0 mm
ProntoSIL | 0403F300PS050 | BISCHOFF ProntoSIL 120-5-C30 | C30 | 33 | 3 | 5 | 120 | L62 | no | HPLC Column | SS | 33 x 3,0 mm
ProntoSIL | 0404F300PS050 | BISCHOFF ProntoSIL 120-5-C30 | C30 | 33 | 4 | 5 | 120 | L62 | no | HPLC Column | SS | 33 x 4,0 mm
ProntoSIL | 0446F300PS050 | BISCHOFF ProntoSIL 120-5-C30 | C30 | 33 | 4.6 | 5 | 120 | L62 | no | HPLC Column | SS | 33 x 4,6 mm
ProntoSIL | A402F300PS050 | BISCHOFF ProntoSIL 120-5-C30 | C30 | 40 | 2 | 5 | 120 | L62 | no | HPLC Column | SS | 40 x 2,0 mm
ProntoSIL | A403F300PS050 | BISCHOFF ProntoSIL 120-5-C30 | C30 | 40 | 3 | 5 | 120 | L62 | no | HPLC Column | SS | 40 x 3,0 mm
ProntoSIL | A404F300PS050 | BISCHOFF ProntoSIL 120-5-C30 | C30 | 40 | 4 | 5 | 120 | L62 | no | HPLC Column | SS | 40 x 4,0 mm
ProntoSIL | A446F300PS050 | BISCHOFF ProntoSIL 120-5-C30 | C30 | 40 | 4.6 | 5 | 120 | L62 | no | HPLC Column | SS | 40 x 4,6 mm
ProntoSIL | 0502F300PS050 | BISCHOFF ProntoSIL 120-5-C30 | C30 | 50 | 2 | 5 | 120 | L62 | no | HPLC Column | SS | 50 x 2,0 mm
ProntoSIL | 0503F300PS050 | BISCHOFF ProntoSIL 120-5-C30 | C30 | 50 | 3 | 5 | 120 | L62 | no | HPLC Column | SS | 50 x 3,0 mm
ProntoSIL | 0504F300PS050 | BISCHOFF ProntoSIL 120-5-C30 | C30 | 50 | 4 | 5 | 120 | L62 | no | HPLC Column | SS | 50 x 4,0 mm
ProntoSIL | 0546F300PS050 | BISCHOFF ProntoSIL 120-5-C30 | C30 | 50 | 4.6 | 5 | 120 | L62 | no | HPLC Column | SS | 50 x 4,6 mm
ProntoSIL | 0602F300PS050 | BISCHOFF ProntoSIL 120-5-C30 | C30 | 53 | 2 | 5 | 120 | L62 | no | HPLC Column | SS | 53 x 2,0 mm
ProntoSIL | 0603F300PS050 | BISCHOFF ProntoSIL 120-5-C30 | C30 | 53 | 3 | 5 | 120 | L62 | no | HPLC Column | SS | 53 x 3,0 mm
ProntoSIL | 0604F300PS050 | BISCHOFF ProntoSIL 120-5-C30 | C30 | 53 | 4 | 5 | 120 | L62 | no | HPLC Column | SS | 53 x 4,0 mm
ProntoSIL | 0646F300PS050 | BISCHOFF ProntoSIL 120-5-C30 | C30 | 53 | 4.6 | 5 | 120 | L62 | no | HPLC Column | SS | 53 x 4,6 mm
ProntoSIL | A602F300PS050 | BISCHOFF ProntoSIL 120-5-C30 | C30 | 60 | 2 | 5 | 120 | L62 | no | HPLC Column | SS | 60 x 2,0 mm
ProntoSIL | A603F300PS050 | BISCHOFF ProntoSIL 120-5-C30 | C30 | 60 | 3 | 5 | 120 | L62 | no | HPLC Column | SS | 60 x 3,0 mm
ProntoSIL | A604F300PS050 | BISCHOFF ProntoSIL 120-5-C30 | C30 | 60 | 4 | 5 | 120 | L62 | no | HPLC Column | SS | 60 x 4,0 mm
ProntoSIL | A646F300PS050 | BISCHOFF ProntoSIL 120-5-C30 | C30 | 60 | 4.6 | 5 | 120 | L62 | no | HPLC Column | SS | 60 x 4,6 mm
ProntoSIL | 0702F300PS050 | BISCHOFF ProntoSIL 120-5-C30 | C30 | 75 | 2 | 5 | 120 | L62 | no | HPLC Column | SS | 75 x 2,0 mm
ProntoSIL | 0703F300PS050 | BISCHOFF ProntoSIL 120-5-C30 | C30 | 75 | 3 | 5 | 120 | L62 | no | HPLC Column | SS | 75 x 3,0 mm
ProntoSIL | 0704F300PS050 | BISCHOFF ProntoSIL 120-5-C30 | C30 | 75 | 4 | 5 | 120 | L62 | no | HPLC Column | SS | 75 x 4,0 mm
ProntoSIL | 0746F300PS050 | BISCHOFF ProntoSIL 120-5-C30 | C30 | 75 | 4.6 | 5 | 120 | L62 | no | HPLC Column | SS | 75 x 4,6 mm
ProntoSIL | 1002F300PS050 | BISCHOFF ProntoSIL 120-5-C30 | C30 | 100 | 2 | 5 | 120 | L62 | no | HPLC Column | SS | 100 x 2,0 mm
ProntoSIL | 1003F300PS050 | BISCHOFF ProntoSIL 120-5-C30 | C30 | 100 | 3 | 5 | 120 | L62 | no | HPLC Column | SS | 100 x 3,0 mm
ProntoSIL | 1004F300PS050 | BISCHOFF ProntoSIL 120-5-C30 | C30 | 100 | 4 | 5 | 120 | L62 | no | HPLC Column | SS | 100 x 4,0 mm
ProntoSIL | 1046F300PS050 | BISCHOFF ProntoSIL 120-5-C30 | C30 | 100 | 4.6 | 5 | 120 | L62 | no | HPLC Column | SS | 100 x 4,6 mm
ProntoSIL | 1202F300PS050 | BISCHOFF ProntoSIL 120-5-C30 | C30 | 125 | 2 | 5 | 120 | L62 | no | HPLC Column | SS | 125 x 2,0 mm
ProntoSIL | 1203F300PS050 | BISCHOFF ProntoSIL 120-5-C30 | C30 | 125 | 3 | 5 | 120 | L62 | no | HPLC Column | SS | 125 x 3,0 mm
ProntoSIL | 1204F300PS050 | BISCHOFF ProntoSIL 120-5-C30 | C30 | 125 | 4 | 5 | 120 | L62 | no | HPLC Column | SS | 125 x 4,0 mm
ProntoSIL | 1246F300PS050 | BISCHOFF ProntoSIL 120-5-C30 | C30 | 125 | 4.6 | 5 | 120 | L62 | no | HPLC Column | SS | 125 x 4,6 mm
ProntoSIL | 1502F300PS050 | BISCHOFF ProntoSIL 120-5-C30 | C30 | 150 | 2 | 5 | 120 | L62 | no | HPLC Column | SS | 150 x 2,0 mm
ProntoSIL | 1503F300PS050 | BISCHOFF ProntoSIL 120-5-C30 | C30 | 150 | 3 | 5 | 120 | L62 | no | HPLC Column | SS | 150 x 3,0 mm
ProntoSIL | 1504F300PS050 | BISCHOFF ProntoSIL 120-5-C30 | C30 | 150 | 4 | 5 | 120 | L62 | no | HPLC Column | SS | 150 x 4,0 mm
ProntoSIL | 1546F300PS050 | BISCHOFF ProntoSIL 120-5-C30 | C30 | 150 | 4.6 | 5 | 120 | L62 | no | HPLC Column | SS | 150 x 4,6 mm
ProntoSIL | 2002F300PS050 | BISCHOFF ProntoSIL 120-5-C30 | C30 | 200 | 2 | 5 | 120 | L62 | no | HPLC Column | SS | 200 x 2,0 mm
ProntoSIL | 2003F300PS050 | BISCHOFF ProntoSIL 120-5-C30 | C30 | 200 | 3 | 5 | 120 | L62 | no | HPLC Column | SS | 200 x 3,0 mm
ProntoSIL | 2004F300PS050 | BISCHOFF ProntoSIL 120-5-C30 | C30 | 200 | 4 | 5 | 120 | L62 | no | HPLC Column | SS | 200 x 4,0 mm
ProntoSIL | 2046F300PS050 | BISCHOFF ProntoSIL 120-5-C30 | C30 | 200 | 4.6 | 5 | 120 | L62 | no | HPLC Column | SS | 200 x 4,6 mm
ProntoSIL | 2502F300PS050 | BISCHOFF ProntoSIL 120-5-C30 | C30 | 250 | 2 | 5 | 120 | L62 | no | HPLC Column | SS | 250 x 2,0 mm
ProntoSIL | 2503F300PS050 | BISCHOFF ProntoSIL 120-5-C30 | C30 | 250 | 3 | 5 | 120 | L62 | no | HPLC Column | SS | 250 x 3,0 mm
ProntoSIL | 2504F300PS050 | BISCHOFF ProntoSIL 120-5-C30 | C30 | 250 | 4 | 5 | 120 | L62 | no | HPLC Column | SS | 250 x 4,0 mm
ProntoSIL | 2546F300PS050 | BISCHOFF ProntoSIL 120-5-C30 | C30 | 250 | 4.6 | 5 | 120 | L62 | no | HPLC Column | SS | 250 x 4,6 mm
ProntoSIL | 3002F300PS050 | BISCHOFF ProntoSIL 120-5-C30 | C30 | 300 | 2 | 5 | 120 | L62 | no | HPLC Column | SS | 300 x 2,0 mm
ProntoSIL | 3003F300PS050 | BISCHOFF ProntoSIL 120-5-C30 | C30 | 300 | 3 | 5 | 120 | L62 | no | HPLC Column | SS | 300 x 3,0 mm
ProntoSIL | 3004F300PS050 | BISCHOFF ProntoSIL 120-5-C30 | C30 | 300 | 4 | 5 | 120 | L62 | no | HPLC Column | SS | 300 x 4,0 mm
ProntoSIL | 3046F300PS050 | BISCHOFF ProntoSIL 120-5-C30 | C30 | 300 | 4.6 | 5 | 120 | L62 | no | HPLC Column | SS | 300 x 4,6 mm
ProntoSIL | 01P4F300PS050 | BISCHOFF ProntoSIL 120-5-C30 | C30 | 14 | 4 | 5 | 120 | L62 | no | HPLC Column | PEEK | 14 x 4,0 mm
ProntoSIL | A2P4F300PS050 | BISCHOFF ProntoSIL 120-5-C30 | C30 | 20 | 4 | 5 | 120 | L62 | no | HPLC Column | PEEK | 20 x 4,0 mm
ProntoSIL | 02P4F300PS050 | BISCHOFF ProntoSIL 120-5-C30 | C30 | 25 | 4 | 5 | 120 | L62 | no | HPLC Column | PEEK | 25 x 4,0 mm
ProntoSIL | 03P4F300PS050 | BISCHOFF ProntoSIL 120-5-C30 | C30 | 30 | 4 | 5 | 120 | L62 | no | HPLC Column | PEEK | 30 x 4,0 mm
ProntoSIL | 04P4F300PS050 | BISCHOFF ProntoSIL 120-5-C30 | C30 | 33 | 4 | 5 | 120 | L62 | no | HPLC Column | PEEK | 33 x 4,0 mm
ProntoSIL | A4P4F300PS050 | BISCHOFF ProntoSIL 120-5-C30 | C30 | 40 | 4 | 5 | 120 | L62 | no | HPLC Column | PEEK | 40 x 4,0 mm
ProntoSIL | 05P4F300PS050 | BISCHOFF ProntoSIL 120-5-C30 | C30 | 50 | 4 | 5 | 120 | L62 | no | HPLC Column | PEEK | 50 x 4,0 mm
ProntoSIL | 06P4F300PS050 | BISCHOFF ProntoSIL 120-5-C30 | C30 | 53 | 4 | 5 | 120 | L62 | no | HPLC Column | PEEK | 53 x 4,0 mm
ProntoSIL | A6P4F300PS050 | BISCHOFF ProntoSIL 120-5-C30 | C30 | 60 | 4 | 5 | 120 | L62 | no | HPLC Column | PEEK | 60 x 4,0 mm
ProntoSIL | 07P4F300PS050 | BISCHOFF ProntoSIL 120-5-C30 | C30 | 75 | 4 | 5 | 120 | L62 | no | HPLC Column | PEEK | 75 x 4,0 mm
ProntoSIL | 10P4F300PS050 | BISCHOFF ProntoSIL 120-5-C30 | C30 | 100 | 4 | 5 | 120 | L62 | no | HPLC Column | PEEK | 100 x 4,0 mm
ProntoSIL | 12P4F300PS050 | BISCHOFF ProntoSIL 120-5-C30 | C30 | 125 | 4 | 5 | 120 | L62 | no | HPLC Column | PEEK | 125 x 4,0 mm
ProntoSIL | 15P4F300PS050 | BISCHOFF ProntoSIL 120-5-C30 | C30 | 150 | 4 | 5 | 120 | L62 | no | HPLC Column | PEEK | 150 x 4,0 mm
ProntoSIL | 20P4F300PS050 | BISCHOFF ProntoSIL 120-5-C30 | C30 | 200 | 4 | 5 | 120 | L62 | no | HPLC Column | PEEK | 200 x 4,0 mm
ProntoSIL | 25P4F300PS050 | BISCHOFF ProntoSIL 120-5-C30 | C30 | 250 | 4 | 5 | 120 | L62 | no | HPLC Column | PEEK | 250 x 4,0 mm
ProntoSIL | 30P4F300PS050 | BISCHOFF ProntoSIL 120-5-C30 | C30 | 300 | 4 | 5 | 120 | L62 | no | HPLC Column | PEEK | 300 x 4,0 mm
ProntoSIL | 6305F300PS050 | BISCHOFF ProntoSIL 120-5-C30 | C30 | 5 | 4 | 5 | 120 | L62 | no | Cartridges (5 pcs.) | SS | 5 x 4,0 mm
ProntoSIL | 6301F300PS050 | BISCHOFF ProntoSIL 120-5-C30 | C30 | 10 | 4 | 5 | 120 | L62 | no | Cartridges (5 pcs.) | SS | 10 x 4,0 mm
ProntoSIL | 6302F300PS050 | BISCHOFF ProntoSIL 120-5-C30 | C30 | 20 | 4 | 5 | 120 | L62 | no | Cartridges (5 pcs.) | SS | 20 x 4,0 mm
ProntoSIL | 63P1F300PS050 | BISCHOFF ProntoSIL 120-5-C30 | C30 | 10 | 4 | 5 | 120 | L62 | no | Cartridges (5 pcs.) | PEEK | 10 x 4,0 mm
ProntoSIL | 63P2F300PS050 | BISCHOFF ProntoSIL 120-5-C30 | C30 | 20 | 4 | 5 | 120 | L62 | no | Cartridges (5 pcs.) | PEEK | 20 x 4,0 mm
ProntoSIL | 6335F300PS050 | BISCHOFF ProntoSIL 120-5-C30 | C30 | 5 | 3 | 5 | 120 | L62 | no | Cartridges (5 pcs.) | SS | 5 x 3,0 mm
ProntoSIL | 6331F300PS050 | BISCHOFF ProntoSIL 120-5-C30 | C30 | 10 | 3 | 5 | 120 | L62 | no | Cartridges (5 pcs.) | SS | 10 x 3,0 mm
ProntoSIL | 6332F300PS050 | BISCHOFF ProntoSIL 120-5-C30 | C30 | 20 | 3 | 5 | 120 | L62 | no | Cartridges (5 pcs.) | SS | 20 x 3,0 mm
ProntoSIL | 6325F300PS050 | BISCHOFF ProntoSIL 120-5-C30 | C30 | 5 | 2 | 5 | 120 | L62 | no | Cartridges (5 pcs.) | SS | 5 x 2,0 mm
ProntoSIL | 6321F300PS050 | BISCHOFF ProntoSIL 120-5-C30 | C30 | 10 | 2 | 5 | 120 | L62 | no | Cartridges (5 pcs.) | SS | 10 x 2,0 mm
ProntoSIL | 6322F300PS050 | BISCHOFF ProntoSIL 120-5-C30 | C30 | 20 | 2 | 5 | 120 | L62 | no | Cartridges (5 pcs.) | SS | 20 x 2,0 mm
ProntoSIL | 0102H300PS030 | BISCHOFF ProntoSIL 200-3-C30 | C30 | 14 | 2 | 3 | 200 | L62 | no | HPLC Column | SS | 14 x 2,0 mm
ProntoSIL | 0103H300PS030 | BISCHOFF ProntoSIL 200-3-C30 | C30 | 14 | 3 | 3 | 200 | L62 | no | HPLC Column | SS | 14 x 3,0 mm
ProntoSIL | 0104H300PS030 | BISCHOFF ProntoSIL 200-3-C30 | C30 | 14 | 4 | 3 | 200 | L62 | no | HPLC Column | SS | 14 x 4,0 mm
ProntoSIL | 0146H300PS030 | BISCHOFF ProntoSIL 200-3-C30 | C30 | 14 | 4.6 | 3 | 200 | L62 | no | HPLC Column | SS | 14 x 4,6 mm
ProntoSIL | A202H300PS030 | BISCHOFF ProntoSIL 200-3-C30 | C30 | 20 | 2 | 3 | 200 | L62 | no | HPLC Column | SS | 20 x 2,0 mm
ProntoSIL | A203H300PS030 | BISCHOFF ProntoSIL 200-3-C30 | C30 | 20 | 3 | 3 | 200 | L62 | no | HPLC Column | SS | 20 x 3,0 mm
ProntoSIL | A204H300PS030 | BISCHOFF ProntoSIL 200-3-C30 | C30 | 20 | 4 | 3 | 200 | L62 | no | HPLC Column | SS | 20 x 4,0 mm
ProntoSIL | A246H300PS030 | BISCHOFF ProntoSIL 200-3-C30 | C30 | 20 | 4.6 | 3 | 200 | L62 | no | HPLC Column | SS | 20 x 4,6 mm
ProntoSIL | 0202H300PS030 | BISCHOFF ProntoSIL 200-3-C30 | C30 | 25 | 2 | 3 | 200 | L62 | no | HPLC Column | SS | 25 x 2,0 mm
ProntoSIL | 0203H300PS030 | BISCHOFF ProntoSIL 200-3-C30 | C30 | 25 | 3 | 3 | 200 | L62 | no | HPLC Column | SS | 25 x 3,0 mm
ProntoSIL | 0204H300PS030 | BISCHOFF ProntoSIL 200-3-C30 | C30 | 25 | 4 | 3 | 200 | L62 | no | HPLC Column | SS | 25 x 4,0 mm
ProntoSIL | 0246H300PS030 | BISCHOFF ProntoSIL 200-3-C30 | C30 | 25 | 4.6 | 3 | 200 | L62 | no | HPLC Column | SS | 25 x 4,6 mm
ProntoSIL | 0302H300PS030 | BISCHOFF ProntoSIL 200-3-C30 | C30 | 30 | 2 | 3 | 200 | L62 | no | HPLC Column | SS | 30 x 2,0 mm
ProntoSIL | 0303H300PS030 | BISCHOFF ProntoSIL 200-3-C30 | C30 | 30 | 3 | 3 | 200 | L62 | no | HPLC Column | SS | 30 x 3,0 mm
ProntoSIL | 0304H300PS030 | BISCHOFF ProntoSIL 200-3-C30 | C30 | 30 | 4 | 3 | 200 | L62 | no | HPLC Column | SS | 30 x 4,0 mm
ProntoSIL | 0346H300PS030 | BISCHOFF ProntoSIL 200-3-C30 | C30 | 30 | 4.6 | 3 | 200 | L62 | no | HPLC Column | SS | 30 x 4,6 mm
ProntoSIL | 0402H300PS030 | BISCHOFF ProntoSIL 200-3-C30 | C30 | 33 | 2 | 3 | 200 | L62 | no | HPLC Column | SS | 33 x 2,0 mm
ProntoSIL | 0403H300PS030 | BISCHOFF ProntoSIL 200-3-C30 | C30 | 33 | 3 | 3 | 200 | L62 | no | HPLC Column | SS | 33 x 3,0 mm
ProntoSIL | 0404H300PS030 | BISCHOFF ProntoSIL 200-3-C30 | C30 | 33 | 4 | 3 | 200 | L62 | no | HPLC Column | SS | 33 x 4,0 mm
ProntoSIL | 0446H300PS030 | BISCHOFF ProntoSIL 200-3-C30 | C30 | 33 | 4.6 | 3 | 200 | L62 | no | HPLC Column | SS | 33 x 4,6 mm
ProntoSIL | A402H300PS030 | BISCHOFF ProntoSIL 200-3-C30 | C30 | 40 | 2 | 3 | 200 | L62 | no | HPLC Column | SS | 40 x 2,0 mm
ProntoSIL | A403H300PS030 | BISCHOFF ProntoSIL 200-3-C30 | C30 | 40 | 3 | 3 | 200 | L62 | no | HPLC Column | SS | 40 x 3,0 mm
ProntoSIL | A404H300PS030 | BISCHOFF ProntoSIL 200-3-C30 | C30 | 40 | 4 | 3 | 200 | L62 | no | HPLC Column | SS | 40 x 4,0 mm
ProntoSIL | A446H300PS030 | BISCHOFF ProntoSIL 200-3-C30 | C30 | 40 | 4.6 | 3 | 200 | L62 | no | HPLC Column | SS | 40 x 4,6 mm
ProntoSIL | 0502H300PS030 | BISCHOFF ProntoSIL 200-3-C30 | C30 | 50 | 2 | 3 | 200 | L62 | no | HPLC Column | SS | 50 x 2,0 mm
ProntoSIL | 0503H300PS030 | BISCHOFF ProntoSIL 200-3-C30 | C30 | 50 | 3 | 3 | 200 | L62 | no | HPLC Column | SS | 50 x 3,0 mm
ProntoSIL | 0504H300PS030 | BISCHOFF ProntoSIL 200-3-C30 | C30 | 50 | 4 | 3 | 200 | L62 | no | HPLC Column | SS | 50 x 4,0 mm
ProntoSIL | 0546H300PS030 | BISCHOFF ProntoSIL 200-3-C30 | C30 | 50 | 4.6 | 3 | 200 | L62 | no | HPLC Column | SS | 50 x 4,6 mm
ProntoSIL | 0602H300PS030 | BISCHOFF ProntoSIL 200-3-C30 | C30 | 53 | 2 | 3 | 200 | L62 | no | HPLC Column | SS | 53 x 2,0 mm
ProntoSIL | 0603H300PS030 | BISCHOFF ProntoSIL 200-3-C30 | C30 | 53 | 3 | 3 | 200 | L62 | no | HPLC Column | SS | 53 x 3,0 mm
ProntoSIL | 0604H300PS030 | BISCHOFF ProntoSIL 200-3-C30 | C30 | 53 | 4 | 3 | 200 | L62 | no | HPLC Column | SS | 53 x 4,0 mm
ProntoSIL | 0646H300PS030 | BISCHOFF ProntoSIL 200-3-C30 | C30 | 53 | 4.6 | 3 | 200 | L62 | no | HPLC Column | SS | 53 x 4,6 mm
ProntoSIL | A602H300PS030 | BISCHOFF ProntoSIL 200-3-C30 | C30 | 60 | 2 | 3 | 200 | L62 | no | HPLC Column | SS | 60 x 2,0 mm
ProntoSIL | A603H300PS030 | BISCHOFF ProntoSIL 200-3-C30 | C30 | 60 | 3 | 3 | 200 | L62 | no | HPLC Column | SS | 60 x 3,0 mm
ProntoSIL | A604H300PS030 | BISCHOFF ProntoSIL 200-3-C30 | C30 | 60 | 4 | 3 | 200 | L62 | no | HPLC Column | SS | 60 x 4,0 mm
ProntoSIL | A646H300PS030 | BISCHOFF ProntoSIL 200-3-C30 | C30 | 60 | 4.6 | 3 | 200 | L62 | no | HPLC Column | SS | 60 x 4,6 mm
ProntoSIL | 0702H300PS030 | BISCHOFF ProntoSIL 200-3-C30 | C30 | 75 | 2 | 3 | 200 | L62 | no | HPLC Column | SS | 75 x 2,0 mm
ProntoSIL | 0703H300PS030 | BISCHOFF ProntoSIL 200-3-C30 | C30 | 75 | 3 | 3 | 200 | L62 | no | HPLC Column | SS | 75 x 3,0 mm
ProntoSIL | 0704H300PS030 | BISCHOFF ProntoSIL 200-3-C30 | C30 | 75 | 4 | 3 | 200 | L62 | no | HPLC Column | SS | 75 x 4,0 mm
ProntoSIL | 0746H300PS030 | BISCHOFF ProntoSIL 200-3-C30 | C30 | 75 | 4.6 | 3 | 200 | L62 | no | HPLC Column | SS | 75 x 4,6 mm
ProntoSIL | 1002H300PS030 | BISCHOFF ProntoSIL 200-3-C30 | C30 | 100 | 2 | 3 | 200 | L62 | no | HPLC Column | SS | 100 x 2,0 mm
ProntoSIL | 1003H300PS030 | BISCHOFF ProntoSIL 200-3-C30 | C30 | 100 | 3 | 3 | 200 | L62 | no | HPLC Column | SS | 100 x 3,0 mm
ProntoSIL | 1004H300PS030 | BISCHOFF ProntoSIL 200-3-C30 | C30 | 100 | 4 | 3 | 200 | L62 | no | HPLC Column | SS | 100 x 4,0 mm
ProntoSIL | 1046H300PS030 | BISCHOFF ProntoSIL 200-3-C30 | C30 | 100 | 4.6 | 3 | 200 | L62 | no | HPLC Column | SS | 100 x 4,6 mm
ProntoSIL | 1202H300PS030 | BISCHOFF ProntoSIL 200-3-C30 | C30 | 125 | 2 | 3 | 200 | L62 | no | HPLC Column | SS | 125 x 2,0 mm
ProntoSIL | 1203H300PS030 | BISCHOFF ProntoSIL 200-3-C30 | C30 | 125 | 3 | 3 | 200 | L62 | no | HPLC Column | SS | 125 x 3,0 mm
ProntoSIL | 1204H300PS030 | BISCHOFF ProntoSIL 200-3-C30 | C30 | 125 | 4 | 3 | 200 | L62 | no | HPLC Column | SS | 125 x 4,0 mm
ProntoSIL | 1246H300PS030 | BISCHOFF ProntoSIL 200-3-C30 | C30 | 125 | 4.6 | 3 | 200 | L62 | no | HPLC Column | SS | 125 x 4,6 mm
ProntoSIL | 1502H300PS030 | BISCHOFF ProntoSIL 200-3-C30 | C30 | 150 | 2 | 3 | 200 | L62 | no | HPLC Column | SS | 150 x 2,0 mm
ProntoSIL | 1503H300PS030 | BISCHOFF ProntoSIL 200-3-C30 | C30 | 150 | 3 | 3 | 200 | L62 | no | HPLC Column | SS | 150 x 3,0 mm
ProntoSIL | 1504H300PS030 | BISCHOFF ProntoSIL 200-3-C30 | C30 | 150 | 4 | 3 | 200 | L62 | no | HPLC Column | SS | 150 x 4,0 mm
ProntoSIL | 1546H300PS030 | BISCHOFF ProntoSIL 200-3-C30 | C30 | 150 | 4.6 | 3 | 200 | L62 | no | HPLC Column | SS | 150 x 4,6 mm
ProntoSIL | 2002H300PS030 | BISCHOFF ProntoSIL 200-3-C30 | C30 | 200 | 2 | 3 | 200 | L62 | no | HPLC Column | SS | 200 x 2,0 mm
ProntoSIL | 2003H300PS030 | BISCHOFF ProntoSIL 200-3-C30 | C30 | 200 | 3 | 3 | 200 | L62 | no | HPLC Column | SS | 200 x 3,0 mm
ProntoSIL | 2004H300PS030 | BISCHOFF ProntoSIL 200-3-C30 | C30 | 200 | 4 | 3 | 200 | L62 | no | HPLC Column | SS | 200 x 4,0 mm
ProntoSIL | 2046H300PS030 | BISCHOFF ProntoSIL 200-3-C30 | C30 | 200 | 4.6 | 3 | 200 | L62 | no | HPLC Column | SS | 200 x 4,6 mm
ProntoSIL | 2502H300PS030 | BISCHOFF ProntoSIL 200-3-C30 | C30 | 250 | 2 | 3 | 200 | L62 | no | HPLC Column | SS | 250 x 2,0 mm
ProntoSIL | 2503H300PS030 | BISCHOFF ProntoSIL 200-3-C30 | C30 | 250 | 3 | 3 | 200 | L62 | no | HPLC Column | SS | 250 x 3,0 mm
ProntoSIL | 2504H300PS030 | BISCHOFF ProntoSIL 200-3-C30 | C30 | 250 | 4 | 3 | 200 | L62 | no | HPLC Column | SS | 250 x 4,0 mm
ProntoSIL | 2546H300PS030 | BISCHOFF ProntoSIL 200-3-C30 | C30 | 250 | 4.6 | 3 | 200 | L62 | no | HPLC Column | SS | 250 x 4,6 mm
ProntoSIL | 3002H300PS030 | BISCHOFF ProntoSIL 200-3-C30 | C30 | 300 | 2 | 3 | 200 | L62 | no | HPLC Column | SS | 300 x 2,0 mm
ProntoSIL | 3003H300PS030 | BISCHOFF ProntoSIL 200-3-C30 | C30 | 300 | 3 | 3 | 200 | L62 | no | HPLC Column | SS | 300 x 3,0 mm
ProntoSIL | 3004H300PS030 | BISCHOFF ProntoSIL 200-3-C30 | C30 | 300 | 4 | 3 | 200 | L62 | no | HPLC Column | SS | 300 x 4,0 mm
ProntoSIL | 3046H300PS030 | BISCHOFF ProntoSIL 200-3-C30 | C30 | 300 | 4.6 | 3 | 200 | L62 | no | HPLC Column | SS | 300 x 4,6 mm
ProntoSIL | 01P4H300PS030 | BISCHOFF ProntoSIL 200-3-C30 | C30 | 14 | 4 | 3 | 200 | L62 | no | HPLC Column | PEEK | 14 x 4,0 mm
ProntoSIL | A2P4H300PS030 | BISCHOFF ProntoSIL 200-3-C30 | C30 | 20 | 4 | 3 | 200 | L62 | no | HPLC Column | PEEK | 20 x 4,0 mm
ProntoSIL | 02P4H300PS030 | BISCHOFF ProntoSIL 200-3-C30 | C30 | 25 | 4 | 3 | 200 | L62 | no | HPLC Column | PEEK | 25 x 4,0 mm
ProntoSIL | 03P4H300PS030 | BISCHOFF ProntoSIL 200-3-C30 | C30 | 30 | 4 | 3 | 200 | L62 | no | HPLC Column | PEEK | 30 x 4,0 mm
ProntoSIL | 04P4H300PS030 | BISCHOFF ProntoSIL 200-3-C30 | C30 | 33 | 4 | 3 | 200 | L62 | no | HPLC Column | PEEK | 33 x 4,0 mm
ProntoSIL | A4P4H300PS030 | BISCHOFF ProntoSIL 200-3-C30 | C30 | 40 | 4 | 3 | 200 | L62 | no | HPLC Column | PEEK | 40 x 4,0 mm
ProntoSIL | 05P4H300PS030 | BISCHOFF ProntoSIL 200-3-C30 | C30 | 50 | 4 | 3 | 200 | L62 | no | HPLC Column | PEEK | 50 x 4,0 mm
ProntoSIL | 06P4H300PS030 | BISCHOFF ProntoSIL 200-3-C30 | C30 | 53 | 4 | 3 | 200 | L62 | no | HPLC Column | PEEK | 53 x 4,0 mm
ProntoSIL | A6P4H300PS030 | BISCHOFF ProntoSIL 200-3-C30 | C30 | 60 | 4 | 3 | 200 | L62 | no | HPLC Column | PEEK | 60 x 4,0 mm
ProntoSIL | 07P4H300PS030 | BISCHOFF ProntoSIL 200-3-C30 | C30 | 75 | 4 | 3 | 200 | L62 | no | HPLC Column | PEEK | 75 x 4,0 mm
ProntoSIL | 10P4H300PS030 | BISCHOFF ProntoSIL 200-3-C30 | C30 | 100 | 4 | 3 | 200 | L62 | no | HPLC Column | PEEK | 100 x 4,0 mm
ProntoSIL | 12P4H300PS030 | BISCHOFF ProntoSIL 200-3-C30 | C30 | 125 | 4 | 3 | 200 | L62 | no | HPLC Column | PEEK | 125 x 4,0 mm
ProntoSIL | 15P4H300PS030 | BISCHOFF ProntoSIL 200-3-C30 | C30 | 150 | 4 | 3 | 200 | L62 | no | HPLC Column | PEEK | 150 x 4,0 mm
ProntoSIL | 20P4H300PS030 | BISCHOFF ProntoSIL 200-3-C30 | C30 | 200 | 4 | 3 | 200 | L62 | no | HPLC Column | PEEK | 200 x 4,0 mm
ProntoSIL | 25P4H300PS030 | BISCHOFF ProntoSIL 200-3-C30 | C30 | 250 | 4 | 3 | 200 | L62 | no | HPLC Column | PEEK | 250 x 4,0 mm
ProntoSIL | 30P4H300PS030 | BISCHOFF ProntoSIL 200-3-C30 | C30 | 300 | 4 | 3 | 200 | L62 | no | HPLC Column | PEEK | 300 x 4,0 mm
ProntoSIL | 6305H300PS030 | BISCHOFF ProntoSIL 200-3-C30 | C30 | 5 | 4 | 3 | 200 | L62 | no | Cartridges (5 pcs.) | SS | 5 x 4,0 mm
ProntoSIL | 6301H300PS030 | BISCHOFF ProntoSIL 200-3-C30 | C30 | 10 | 4 | 3 | 200 | L62 | no | Cartridges (5 pcs.) | SS | 10 x 4,0 mm
ProntoSIL | 6302H300PS030 | BISCHOFF ProntoSIL 200-3-C30 | C30 | 20 | 4 | 3 | 200 | L62 | no | Cartridges (5 pcs.) | SS | 20 x 4,0 mm
ProntoSIL | 63P1H300PS030 | BISCHOFF ProntoSIL 200-3-C30 | C30 | 10 | 4 | 3 | 200 | L62 | no | Cartridges (5 pcs.) | PEEK | 10 x 4,0 mm
ProntoSIL | 63P2H300PS030 | BISCHOFF ProntoSIL 200-3-C30 | C30 | 20 | 4 | 3 | 200 | L62 | no | Cartridges (5 pcs.) | PEEK | 20 x 4,0 mm
ProntoSIL | 6335H300PS030 | BISCHOFF ProntoSIL 200-3-C30 | C30 | 5 | 3 | 3 | 200 | L62 | no | Cartridges (5 pcs.) | SS | 5 x 3,0 mm
ProntoSIL | 6331H300PS030 | BISCHOFF ProntoSIL 200-3-C30 | C30 | 10 | 3 | 3 | 200 | L62 | no | Cartridges (5 pcs.) | SS | 10 x 3,0 mm
ProntoSIL | 6332H300PS030 | BISCHOFF ProntoSIL 200-3-C30 | C30 | 20 | 3 | 3 | 200 | L62 | no | Cartridges (5 pcs.) | SS | 20 x 3,0 mm
ProntoSIL | 6325H300PS030 | BISCHOFF ProntoSIL 200-3-C30 | C30 | 5 | 2 | 3 | 200 | L62 | no | Cartridges (5 pcs.) | SS | 5 x 2,0 mm
ProntoSIL | 6321H300PS030 | BISCHOFF ProntoSIL 200-3-C30 | C30 | 10 | 2 | 3 | 200 | L62 | no | Cartridges (5 pcs.) | SS | 10 x 2,0 mm
ProntoSIL | 6322H300PS030 | BISCHOFF ProntoSIL 200-3-C30 | C30 | 20 | 2 | 3 | 200 | L62 | no | Cartridges (5 pcs.) | SS | 20 x 2,0 mm
ProntoSIL | 0102H300PS050 | BISCHOFF ProntoSIL 200-5-C30 | C30 | 14 | 2 | 5 | 200 | L62 | no | HPLC Column | SS | 14 x 2,0 mm
ProntoSIL | 0103H300PS050 | BISCHOFF ProntoSIL 200-5-C30 | C30 | 14 | 3 | 5 | 200 | L62 | no | HPLC Column | SS | 14 x 3,0 mm
ProntoSIL | 0104H300PS050 | BISCHOFF ProntoSIL 200-5-C30 | C30 | 14 | 4 | 5 | 200 | L62 | no | HPLC Column | SS | 14 x 4,0 mm
ProntoSIL | 0146H300PS050 | BISCHOFF ProntoSIL 200-5-C30 | C30 | 14 | 4.6 | 5 | 200 | L62 | no | HPLC Column | SS | 14 x 4,6 mm
ProntoSIL | A202H300PS050 | BISCHOFF ProntoSIL 200-5-C30 | C30 | 20 | 2 | 5 | 200 | L62 | no | HPLC Column | SS | 20 x 2,0 mm
ProntoSIL | A203H300PS050 | BISCHOFF ProntoSIL 200-5-C30 | C30 | 20 | 3 | 5 | 200 | L62 | no | HPLC Column | SS | 20 x 3,0 mm
ProntoSIL | A204H300PS050 | BISCHOFF ProntoSIL 200-5-C30 | C30 | 20 | 4 | 5 | 200 | L62 | no | HPLC Column | SS | 20 x 4,0 mm
ProntoSIL | A246H300PS050 | BISCHOFF ProntoSIL 200-5-C30 | C30 | 20 | 4.6 | 5 | 200 | L62 | no | HPLC Column | SS | 20 x 4,6 mm
ProntoSIL | 0202H300PS050 | BISCHOFF ProntoSIL 200-5-C30 | C30 | 25 | 2 | 5 | 200 | L62 | no | HPLC Column | SS | 25 x 2,0 mm
ProntoSIL | 0203H300PS050 | BISCHOFF ProntoSIL 200-5-C30 | C30 | 25 | 3 | 5 | 200 | L62 | no | HPLC Column | SS | 25 x 3,0 mm
ProntoSIL | 0204H300PS050 | BISCHOFF ProntoSIL 200-5-C30 | C30 | 25 | 4 | 5 | 200 | L62 | no | HPLC Column | SS | 25 x 4,0 mm
ProntoSIL | 0246H300PS050 | BISCHOFF ProntoSIL 200-5-C30 | C30 | 25 | 4.6 | 5 | 200 | L62 | no | HPLC Column | SS | 25 x 4,6 mm
ProntoSIL | 0302H300PS050 | BISCHOFF ProntoSIL 200-5-C30 | C30 | 30 | 2 | 5 | 200 | L62 | no | HPLC Column | SS | 30 x 2,0 mm
ProntoSIL | 0303H300PS050 | BISCHOFF ProntoSIL 200-5-C30 | C30 | 30 | 3 | 5 | 200 | L62 | no | HPLC Column | SS | 30 x 3,0 mm
ProntoSIL | 0304H300PS050 | BISCHOFF ProntoSIL 200-5-C30 | C30 | 30 | 4 | 5 | 200 | L62 | no | HPLC Column | SS | 30 x 4,0 mm
ProntoSIL | 0346H300PS050 | BISCHOFF ProntoSIL 200-5-C30 | C30 | 30 | 4.6 | 5 | 200 | L62 | no | HPLC Column | SS | 30 x 4,6 mm
ProntoSIL | 0402H300PS050 | BISCHOFF ProntoSIL 200-5-C30 | C30 | 33 | 2 | 5 | 200 | L62 | no | HPLC Column | SS | 33 x 2,0 mm
ProntoSIL | 0403H300PS050 | BISCHOFF ProntoSIL 200-5-C30 | C30 | 33 | 3 | 5 | 200 | L62 | no | HPLC Column | SS | 33 x 3,0 mm
ProntoSIL | 0404H300PS050 | BISCHOFF ProntoSIL 200-5-C30 | C30 | 33 | 4 | 5 | 200 | L62 | no | HPLC Column | SS | 33 x 4,0 mm
ProntoSIL | 0446H300PS050 | BISCHOFF ProntoSIL 200-5-C30 | C30 | 33 | 4.6 | 5 | 200 | L62 | no | HPLC Column | SS | 33 x 4,6 mm
ProntoSIL | A402H300PS050 | BISCHOFF ProntoSIL 200-5-C30 | C30 | 40 | 2 | 5 | 200 | L62 | no | HPLC Column | SS | 40 x 2,0 mm
ProntoSIL | A403H300PS050 | BISCHOFF ProntoSIL 200-5-C30 | C30 | 40 | 3 | 5 | 200 | L62 | no | HPLC Column | SS | 40 x 3,0 mm
ProntoSIL | A404H300PS050 | BISCHOFF ProntoSIL 200-5-C30 | C30 | 40 | 4 | 5 | 200 | L62 | no | HPLC Column | SS | 40 x 4,0 mm
ProntoSIL | A446H300PS050 | BISCHOFF ProntoSIL 200-5-C30 | C30 | 40 | 4.6 | 5 | 200 | L62 | no | HPLC Column | SS | 40 x 4,6 mm
ProntoSIL | 0502H300PS050 | BISCHOFF ProntoSIL 200-5-C30 | C30 | 50 | 2 | 5 | 200 | L62 | no | HPLC Column | SS | 50 x 2,0 mm
ProntoSIL | 0503H300PS050 | BISCHOFF ProntoSIL 200-5-C30 | C30 | 50 | 3 | 5 | 200 | L62 | no | HPLC Column | SS | 50 x 3,0 mm
ProntoSIL | 0504H300PS050 | BISCHOFF ProntoSIL 200-5-C30 | C30 | 50 | 4 | 5 | 200 | L62 | no | HPLC Column | SS | 50 x 4,0 mm
ProntoSIL | 0546H300PS050 | BISCHOFF ProntoSIL 200-5-C30 | C30 | 50 | 4.6 | 5 | 200 | L62 | no | HPLC Column | SS | 50 x 4,6 mm
ProntoSIL | 0602H300PS050 | BISCHOFF ProntoSIL 200-5-C30 | C30 | 53 | 2 | 5 | 200 | L62 | no | HPLC Column | SS | 53 x 2,0 mm
ProntoSIL | 0603H300PS050 | BISCHOFF ProntoSIL 200-5-C30 | C30 | 53 | 3 | 5 | 200 | L62 | no | HPLC Column | SS | 53 x 3,0 mm
ProntoSIL | 0604H300PS050 | BISCHOFF ProntoSIL 200-5-C30 | C30 | 53 | 4 | 5 | 200 | L62 | no | HPLC Column | SS | 53 x 4,0 mm
ProntoSIL | 0646H300PS050 | BISCHOFF ProntoSIL 200-5-C30 | C30 | 53 | 4.6 | 5 | 200 | L62 | no | HPLC Column | SS | 53 x 4,6 mm
ProntoSIL | A602H300PS050 | BISCHOFF ProntoSIL 200-5-C30 | C30 | 60 | 2 | 5 | 200 | L62 | no | HPLC Column | SS | 60 x 2,0 mm
ProntoSIL | A603H300PS050 | BISCHOFF ProntoSIL 200-5-C30 | C30 | 60 | 3 | 5 | 200 | L62 | no | HPLC Column | SS | 60 x 3,0 mm
ProntoSIL | A604H300PS050 | BISCHOFF ProntoSIL 200-5-C30 | C30 | 60 | 4 | 5 | 200 | L62 | no | HPLC Column | SS | 60 x 4,0 mm
ProntoSIL | A646H300PS050 | BISCHOFF ProntoSIL 200-5-C30 | C30 | 60 | 4.6 | 5 | 200 | L62 | no | HPLC Column | SS | 60 x 4,6 mm
ProntoSIL | 0702H300PS050 | BISCHOFF ProntoSIL 200-5-C30 | C30 | 75 | 2 | 5 | 200 | L62 | no | HPLC Column | SS | 75 x 2,0 mm
ProntoSIL | 0703H300PS050 | BISCHOFF ProntoSIL 200-5-C30 | C30 | 75 | 3 | 5 | 200 | L62 | no | HPLC Column | SS | 75 x 3,0 mm
ProntoSIL | 0704H300PS050 | BISCHOFF ProntoSIL 200-5-C30 | C30 | 75 | 4 | 5 | 200 | L62 | no | HPLC Column | SS | 75 x 4,0 mm
ProntoSIL | 0746H300PS050 | BISCHOFF ProntoSIL 200-5-C30 | C30 | 75 | 4.6 | 5 | 200 | L62 | no | HPLC Column | SS | 75 x 4,6 mm
ProntoSIL | 1002H300PS050 | BISCHOFF ProntoSIL 200-5-C30 | C30 | 100 | 2 | 5 | 200 | L62 | no | HPLC Column | SS | 100 x 2,0 mm
ProntoSIL | 1003H300PS050 | BISCHOFF ProntoSIL 200-5-C30 | C30 | 100 | 3 | 5 | 200 | L62 | no | HPLC Column | SS | 100 x 3,0 mm
ProntoSIL | 1004H300PS050 | BISCHOFF ProntoSIL 200-5-C30 | C30 | 100 | 4 | 5 | 200 | L62 | no | HPLC Column | SS | 100 x 4,0 mm
ProntoSIL | 1046H300PS050 | BISCHOFF ProntoSIL 200-5-C30 | C30 | 100 | 4.6 | 5 | 200 | L62 | no | HPLC Column | SS | 100 x 4,6 mm
ProntoSIL | 1202H300PS050 | BISCHOFF ProntoSIL 200-5-C30 | C30 | 125 | 2 | 5 | 200 | L62 | no | HPLC Column | SS | 125 x 2,0 mm
ProntoSIL | 1203H300PS050 | BISCHOFF ProntoSIL 200-5-C30 | C30 | 125 | 3 | 5 | 200 | L62 | no | HPLC Column | SS | 125 x 3,0 mm
ProntoSIL | 1204H300PS050 | BISCHOFF ProntoSIL 200-5-C30 | C30 | 125 | 4 | 5 | 200 | L62 | no | HPLC Column | SS | 125 x 4,0 mm
ProntoSIL | 1246H300PS050 | BISCHOFF ProntoSIL 200-5-C30 | C30 | 125 | 4.6 | 5 | 200 | L62 | no | HPLC Column | SS | 125 x 4,6 mm
ProntoSIL | 1502H300PS050 | BISCHOFF ProntoSIL 200-5-C30 | C30 | 150 | 2 | 5 | 200 | L62 | no | HPLC Column | SS | 150 x 2,0 mm
ProntoSIL | 1503H300PS050 | BISCHOFF ProntoSIL 200-5-C30 | C30 | 150 | 3 | 5 | 200 | L62 | no | HPLC Column | SS | 150 x 3,0 mm
ProntoSIL | 1504H300PS050 | BISCHOFF ProntoSIL 200-5-C30 | C30 | 150 | 4 | 5 | 200 | L62 | no | HPLC Column | SS | 150 x 4,0 mm
ProntoSIL | 1546H300PS050 | BISCHOFF ProntoSIL 200-5-C30 | C30 | 150 | 4.6 | 5 | 200 | L62 | no | HPLC Column | SS | 150 x 4,6 mm
ProntoSIL | 2002H300PS050 | BISCHOFF ProntoSIL 200-5-C30 | C30 | 200 | 2 | 5 | 200 | L62 | no | HPLC Column | SS | 200 x 2,0 mm
ProntoSIL | 2003H300PS050 | BISCHOFF ProntoSIL 200-5-C30 | C30 | 200 | 3 | 5 | 200 | L62 | no | HPLC Column | SS | 200 x 3,0 mm
ProntoSIL | 2004H300PS050 | BISCHOFF ProntoSIL 200-5-C30 | C30 | 200 | 4 | 5 | 200 | L62 | no | HPLC Column | SS | 200 x 4,0 mm
ProntoSIL | 2046H300PS050 | BISCHOFF ProntoSIL 200-5-C30 | C30 | 200 | 4.6 | 5 | 200 | L62 | no | HPLC Column | SS | 200 x 4,6 mm
ProntoSIL | 2502H300PS050 | BISCHOFF ProntoSIL 200-5-C30 | C30 | 250 | 2 | 5 | 200 | L62 | no | HPLC Column | SS | 250 x 2,0 mm
ProntoSIL | 2503H300PS050 | BISCHOFF ProntoSIL 200-5-C30 | C30 | 250 | 3 | 5 | 200 | L62 | no | HPLC Column | SS | 250 x 3,0 mm
ProntoSIL | 2504H300PS050 | BISCHOFF ProntoSIL 200-5-C30 | C30 | 250 | 4 | 5 | 200 | L62 | no | HPLC Column | SS | 250 x 4,0 mm
ProntoSIL | 2546H300PS050 | BISCHOFF ProntoSIL 200-5-C30 | C30 | 250 | 4.6 | 5 | 200 | L62 | no | HPLC Column | SS | 250 x 4,6 mm
ProntoSIL | 3002H300PS050 | BISCHOFF ProntoSIL 200-5-C30 | C30 | 300 | 2 | 5 | 200 | L62 | no | HPLC Column | SS | 300 x 2,0 mm
ProntoSIL | 3003H300PS050 | BISCHOFF ProntoSIL 200-5-C30 | C30 | 300 | 3 | 5 | 200 | L62 | no | HPLC Column | SS | 300 x 3,0 mm
ProntoSIL | 3004H300PS050 | BISCHOFF ProntoSIL 200-5-C30 | C30 | 300 | 4 | 5 | 200 | L62 | no | HPLC Column | SS | 300 x 4,0 mm
ProntoSIL | 3046H300PS050 | BISCHOFF ProntoSIL 200-5-C30 | C30 | 300 | 4.6 | 5 | 200 | L62 | no | HPLC Column | SS | 300 x 4,6 mm
ProntoSIL | 01P4H300PS050 | BISCHOFF ProntoSIL 200-5-C30 | C30 | 14 | 4 | 5 | 200 | L62 | no | HPLC Column | PEEK | 14 x 4,0 mm
ProntoSIL | A2P4H300PS050 | BISCHOFF ProntoSIL 200-5-C30 | C30 | 20 | 4 | 5 | 200 | L62 | no | HPLC Column | PEEK | 20 x 4,0 mm
ProntoSIL | 02P4H300PS050 | BISCHOFF ProntoSIL 200-5-C30 | C30 | 25 | 4 | 5 | 200 | L62 | no | HPLC Column | PEEK | 25 x 4,0 mm
ProntoSIL | 03P4H300PS050 | BISCHOFF ProntoSIL 200-5-C30 | C30 | 30 | 4 | 5 | 200 | L62 | no | HPLC Column | PEEK | 30 x 4,0 mm
ProntoSIL | 04P4H300PS050 | BISCHOFF ProntoSIL 200-5-C30 | C30 | 33 | 4 | 5 | 200 | L62 | no | HPLC Column | PEEK | 33 x 4,0 mm
ProntoSIL | A4P4H300PS050 | BISCHOFF ProntoSIL 200-5-C30 | C30 | 40 | 4 | 5 | 200 | L62 | no | HPLC Column | PEEK | 40 x 4,0 mm
ProntoSIL | 05P4H300PS050 | BISCHOFF ProntoSIL 200-5-C30 | C30 | 50 | 4 | 5 | 200 | L62 | no | HPLC Column | PEEK | 50 x 4,0 mm
ProntoSIL | 06P4H300PS050 | BISCHOFF ProntoSIL 200-5-C30 | C30 | 53 | 4 | 5 | 200 | L62 | no | HPLC Column | PEEK | 53 x 4,0 mm
ProntoSIL | A6P4H300PS050 | BISCHOFF ProntoSIL 200-5-C30 | C30 | 60 | 4 | 5 | 200 | L62 | no | HPLC Column | PEEK | 60 x 4,0 mm
ProntoSIL | 07P4H300PS050 | BISCHOFF ProntoSIL 200-5-C30 | C30 | 75 | 4 | 5 | 200 | L62 | no | HPLC Column | PEEK | 75 x 4,0 mm
ProntoSIL | 10P4H300PS050 | BISCHOFF ProntoSIL 200-5-C30 | C30 | 100 | 4 | 5 | 200 | L62 | no | HPLC Column | PEEK | 100 x 4,0 mm
ProntoSIL | 12P4H300PS050 | BISCHOFF ProntoSIL 200-5-C30 | C30 | 125 | 4 | 5 | 200 | L62 | no | HPLC Column | PEEK | 125 x 4,0 mm
ProntoSIL | 15P4H300PS050 | BISCHOFF ProntoSIL 200-5-C30 | C30 | 150 | 4 | 5 | 200 | L62 | no | HPLC Column | PEEK | 150 x 4,0 mm
ProntoSIL | 20P4H300PS050 | BISCHOFF ProntoSIL 200-5-C30 | C30 | 200 | 4 | 5 | 200 | L62 | no | HPLC Column | PEEK | 200 x 4,0 mm
ProntoSIL | 25P4H300PS050 | BISCHOFF ProntoSIL 200-5-C30 | C30 | 250 | 4 | 5 | 200 | L62 | no | HPLC Column | PEEK | 250 x 4,0 mm
ProntoSIL | 30P4H300PS050 | BISCHOFF ProntoSIL 200-5-C30 | C30 | 300 | 4 | 5 | 200 | L62 | no | HPLC Column | PEEK | 300 x 4,0 mm
ProntoSIL | 6305H300PS050 | BISCHOFF ProntoSIL 200-5-C30 | C30 | 5 | 4 | 5 | 200 | L62 | no | Cartridges (5 pcs.) | SS | 5 x 4,0 mm
ProntoSIL | 6301H300PS050 | BISCHOFF ProntoSIL 200-5-C30 | C30 | 10 | 4 | 5 | 200 | L62 | no | Cartridges (5 pcs.) | SS | 10 x 4,0 mm
ProntoSIL | 6302H300PS050 | BISCHOFF ProntoSIL 200-5-C30 | C30 | 20 | 4 | 5 | 200 | L62 | no | Cartridges (5 pcs.) | SS | 20 x 4,0 mm
ProntoSIL | 63P1H300PS050 | BISCHOFF ProntoSIL 200-5-C30 | C30 | 10 | 4 | 5 | 200 | L62 | no | Cartridges (5 pcs.) | PEEK | 10 x 4,0 mm
ProntoSIL | 63P2H300PS050 | BISCHOFF ProntoSIL 200-5-C30 | C30 | 20 | 4 | 5 | 200 | L62 | no | Cartridges (5 pcs.) | PEEK | 20 x 4,0 mm
ProntoSIL | 6335H300PS050 | BISCHOFF ProntoSIL 200-5-C30 | C30 | 5 | 3 | 5 | 200 | L62 | no | Cartridges (5 pcs.) | SS | 5 x 3,0 mm
ProntoSIL | 6331H300PS050 | BISCHOFF ProntoSIL 200-5-C30 | C30 | 10 | 3 | 5 | 200 | L62 | no | Cartridges (5 pcs.) | SS | 10 x 3,0 mm
ProntoSIL | 6332H300PS050 | BISCHOFF ProntoSIL 200-5-C30 | C30 | 20 | 3 | 5 | 200 | L62 | no | Cartridges (5 pcs.) | SS | 20 x 3,0 mm
ProntoSIL | 6325H300PS050 | BISCHOFF ProntoSIL 200-5-C30 | C30 | 5 | 2 | 5 | 200 | L62 | no | Cartridges (5 pcs.) | SS | 5 x 2,0 mm
ProntoSIL | 6321H300PS050 | BISCHOFF ProntoSIL 200-5-C30 | C30 | 10 | 2 | 5 | 200 | L62 | no | Cartridges (5 pcs.) | SS | 10 x 2,0 mm
ProntoSIL | 6322H300PS050 | BISCHOFF ProntoSIL 200-5-C30 | C30 | 20 | 2 | 5 | 200 | L62 | no | Cartridges (5 pcs.) | SS | 20 x 2,0 mm
ProntoSIL | 0102H300PS100 | BISCHOFF ProntoSIL 200-10-C30 | C30 | 14 | 2 | 10 | 200 | L62 | no | HPLC Column | SS | 14 x 2,0 mm
ProntoSIL | 0103H300PS100 | BISCHOFF ProntoSIL 200-10-C30 | C30 | 14 | 3 | 10 | 200 | L62 | no | HPLC Column | SS | 14 x 3,0 mm
ProntoSIL | 0104H300PS100 | BISCHOFF ProntoSIL 200-10-C30 | C30 | 14 | 4 | 10 | 200 | L62 | no | HPLC Column | SS | 14 x 4,0 mm
ProntoSIL | 0146H300PS100 | BISCHOFF ProntoSIL 200-10-C30 | C30 | 14 | 4.6 | 10 | 200 | L62 | no | HPLC Column | SS | 14 x 4,6 mm
ProntoSIL | A202H300PS100 | BISCHOFF ProntoSIL 200-10-C30 | C30 | 20 | 2 | 10 | 200 | L62 | no | HPLC Column | SS | 20 x 2,0 mm
ProntoSIL | A203H300PS100 | BISCHOFF ProntoSIL 200-10-C30 | C30 | 20 | 3 | 10 | 200 | L62 | no | HPLC Column | SS | 20 x 3,0 mm
ProntoSIL | A204H300PS100 | BISCHOFF ProntoSIL 200-10-C30 | C30 | 20 | 4 | 10 | 200 | L62 | no | HPLC Column | SS | 20 x 4,0 mm
ProntoSIL | A246H300PS100 | BISCHOFF ProntoSIL 200-10-C30 | C30 | 20 | 4.6 | 10 | 200 | L62 | no | HPLC Column | SS | 20 x 4,6 mm
ProntoSIL | 0202H300PS100 | BISCHOFF ProntoSIL 200-10-C30 | C30 | 25 | 2 | 10 | 200 | L62 | no | HPLC Column | SS | 25 x 2,0 mm
ProntoSIL | 0203H300PS100 | BISCHOFF ProntoSIL 200-10-C30 | C30 | 25 | 3 | 10 | 200 | L62 | no | HPLC Column | SS | 25 x 3,0 mm
ProntoSIL | 0204H300PS100 | BISCHOFF ProntoSIL 200-10-C30 | C30 | 25 | 4 | 10 | 200 | L62 | no | HPLC Column | SS | 25 x 4,0 mm
ProntoSIL | 0246H300PS100 | BISCHOFF ProntoSIL 200-10-C30 | C30 | 25 | 4.6 | 10 | 200 | L62 | no | HPLC Column | SS | 25 x 4,6 mm
ProntoSIL | 0302H300PS100 | BISCHOFF ProntoSIL 200-10-C30 | C30 | 30 | 2 | 10 | 200 | L62 | no | HPLC Column | SS | 30 x 2,0 mm
ProntoSIL | 0303H300PS100 | BISCHOFF ProntoSIL 200-10-C30 | C30 | 30 | 3 | 10 | 200 | L62 | no | HPLC Column | SS | 30 x 3,0 mm
ProntoSIL | 0304H300PS100 | BISCHOFF ProntoSIL 200-10-C30 | C30 | 30 | 4 | 10 | 200 | L62 | no | HPLC Column | SS | 30 x 4,0 mm
ProntoSIL | 0346H300PS100 | BISCHOFF ProntoSIL 200-10-C30 | C30 | 30 | 4.6 | 10 | 200 | L62 | no | HPLC Column | SS | 30 x 4,6 mm
ProntoSIL | 0402H300PS100 | BISCHOFF ProntoSIL 200-10-C30 | C30 | 33 | 2 | 10 | 200 | L62 | no | HPLC Column | SS | 33 x 2,0 mm
ProntoSIL | 0403H300PS100 | BISCHOFF ProntoSIL 200-10-C30 | C30 | 33 | 3 | 10 | 200 | L62 | no | HPLC Column | SS | 33 x 3,0 mm
ProntoSIL | 0404H300PS100 | BISCHOFF ProntoSIL 200-10-C30 | C30 | 33 | 4 | 10 | 200 | L62 | no | HPLC Column | SS | 33 x 4,0 mm
ProntoSIL | 0446H300PS100 | BISCHOFF ProntoSIL 200-10-C30 | C30 | 33 | 4.6 | 10 | 200 | L62 | no | HPLC Column | SS | 33 x 4,6 mm
ProntoSIL | A402H300PS100 | BISCHOFF ProntoSIL 200-10-C30 | C30 | 40 | 2 | 10 | 200 | L62 | no | HPLC Column | SS | 40 x 2,0 mm
ProntoSIL | A403H300PS100 | BISCHOFF ProntoSIL 200-10-C30 | C30 | 40 | 3 | 10 | 200 | L62 | no | HPLC Column | SS | 40 x 3,0 mm
ProntoSIL | A404H300PS100 | BISCHOFF ProntoSIL 200-10-C30 | C30 | 40 | 4 | 10 | 200 | L62 | no | HPLC Column | SS | 40 x 4,0 mm
ProntoSIL | A446H300PS100 | BISCHOFF ProntoSIL 200-10-C30 | C30 | 40 | 4.6 | 10 | 200 | L62 | no | HPLC Column | SS | 40 x 4,6 mm
ProntoSIL | 0502H300PS100 | BISCHOFF ProntoSIL 200-10-C30 | C30 | 50 | 2 | 10 | 200 | L62 | no | HPLC Column | SS | 50 x 2,0 mm
ProntoSIL | 0503H300PS100 | BISCHOFF ProntoSIL 200-10-C30 | C30 | 50 | 3 | 10 | 200 | L62 | no | HPLC Column | SS | 50 x 3,0 mm
ProntoSIL | 0504H300PS100 | BISCHOFF ProntoSIL 200-10-C30 | C30 | 50 | 4 | 10 | 200 | L62 | no | HPLC Column | SS | 50 x 4,0 mm
ProntoSIL | 0546H300PS100 | BISCHOFF ProntoSIL 200-10-C30 | C30 | 50 | 4.6 | 10 | 200 | L62 | no | HPLC Column | SS | 50 x 4,6 mm
ProntoSIL | 0602H300PS100 | BISCHOFF ProntoSIL 200-10-C30 | C30 | 53 | 2 | 10 | 200 | L62 | no | HPLC Column | SS | 53 x 2,0 mm
ProntoSIL | 0603H300PS100 | BISCHOFF ProntoSIL 200-10-C30 | C30 | 53 | 3 | 10 | 200 | L62 | no | HPLC Column | SS | 53 x 3,0 mm
ProntoSIL | 0604H300PS100 | BISCHOFF ProntoSIL 200-10-C30 | C30 | 53 | 4 | 10 | 200 | L62 | no | HPLC Column | SS | 53 x 4,0 mm
ProntoSIL | 0646H300PS100 | BISCHOFF ProntoSIL 200-10-C30 | C30 | 53 | 4.6 | 10 | 200 | L62 | no | HPLC Column | SS | 53 x 4,6 mm
ProntoSIL | A602H300PS100 | BISCHOFF ProntoSIL 200-10-C30 | C30 | 60 | 2 | 10 | 200 | L62 | no | HPLC Column | SS | 60 x 2,0 mm
ProntoSIL | A603H300PS100 | BISCHOFF ProntoSIL 200-10-C30 | C30 | 60 | 3 | 10 | 200 | L62 | no | HPLC Column | SS | 60 x 3,0 mm
ProntoSIL | A604H300PS100 | BISCHOFF ProntoSIL 200-10-C30 | C30 | 60 | 4 | 10 | 200 | L62 | no | HPLC Column | SS | 60 x 4,0 mm
ProntoSIL | A646H300PS100 | BISCHOFF ProntoSIL 200-10-C30 | C30 | 60 | 4.6 | 10 | 200 | L62 | no | HPLC Column | SS | 60 x 4,6 mm
ProntoSIL | 0702H300PS100 | BISCHOFF ProntoSIL 200-10-C30 | C30 | 75 | 2 | 10 | 200 | L62 | no | HPLC Column | SS | 75 x 2,0 mm
ProntoSIL | 0703H300PS100 | BISCHOFF ProntoSIL 200-10-C30 | C30 | 75 | 3 | 10 | 200 | L62 | no | HPLC Column | SS | 75 x 3,0 mm
ProntoSIL | 0704H300PS100 | BISCHOFF ProntoSIL 200-10-C30 | C30 | 75 | 4 | 10 | 200 | L62 | no | HPLC Column | SS | 75 x 4,0 mm
ProntoSIL | 0746H300PS100 | BISCHOFF ProntoSIL 200-10-C30 | C30 | 75 | 4.6 | 10 | 200 | L62 | no | HPLC Column | SS | 75 x 4,6 mm
ProntoSIL | 1002H300PS100 | BISCHOFF ProntoSIL 200-10-C30 | C30 | 100 | 2 | 10 | 200 | L62 | no | HPLC Column | SS | 100 x 2,0 mm
ProntoSIL | 1003H300PS100 | BISCHOFF ProntoSIL 200-10-C30 | C30 | 100 | 3 | 10 | 200 | L62 | no | HPLC Column | SS | 100 x 3,0 mm
ProntoSIL | 1004H300PS100 | BISCHOFF ProntoSIL 200-10-C30 | C30 | 100 | 4 | 10 | 200 | L62 | no | HPLC Column | SS | 100 x 4,0 mm
ProntoSIL | 1046H300PS100 | BISCHOFF ProntoSIL 200-10-C30 | C30 | 100 | 4.6 | 10 | 200 | L62 | no | HPLC Column | SS | 100 x 4,6 mm
ProntoSIL | 1202H300PS100 | BISCHOFF ProntoSIL 200-10-C30 | C30 | 125 | 2 | 10 | 200 | L62 | no | HPLC Column | SS | 125 x 2,0 mm
ProntoSIL | 1203H300PS100 | BISCHOFF ProntoSIL 200-10-C30 | C30 | 125 | 3 | 10 | 200 | L62 | no | HPLC Column | SS | 125 x 3,0 mm
ProntoSIL | 1204H300PS100 | BISCHOFF ProntoSIL 200-10-C30 | C30 | 125 | 4 | 10 | 200 | L62 | no | HPLC Column | SS | 125 x 4,0 mm
ProntoSIL | 1246H300PS100 | BISCHOFF ProntoSIL 200-10-C30 | C30 | 125 | 4.6 | 10 | 200 | L62 | no | HPLC Column | SS | 125 x 4,6 mm
ProntoSIL | 1502H300PS100 | BISCHOFF ProntoSIL 200-10-C30 | C30 | 150 | 2 | 10 | 200 | L62 | no | HPLC Column | SS | 150 x 2,0 mm
ProntoSIL | 1503H300PS100 | BISCHOFF ProntoSIL 200-10-C30 | C30 | 150 | 3 | 10 | 200 | L62 | no | HPLC Column | SS | 150 x 3,0 mm
ProntoSIL | 1504H300PS100 | BISCHOFF ProntoSIL 200-10-C30 | C30 | 150 | 4 | 10 | 200 | L62 | no | HPLC Column | SS | 150 x 4,0 mm
ProntoSIL | 1546H300PS100 | BISCHOFF ProntoSIL 200-10-C30 | C30 | 150 | 4.6 | 10 | 200 | L62 | no | HPLC Column | SS | 150 x 4,6 mm
ProntoSIL | 2002H300PS100 | BISCHOFF ProntoSIL 200-10-C30 | C30 | 200 | 2 | 10 | 200 | L62 | no | HPLC Column | SS | 200 x 2,0 mm
ProntoSIL | 2003H300PS100 | BISCHOFF ProntoSIL 200-10-C30 | C30 | 200 | 3 | 10 | 200 | L62 | no | HPLC Column | SS | 200 x 3,0 mm
ProntoSIL | 2004H300PS100 | BISCHOFF ProntoSIL 200-10-C30 | C30 | 200 | 4 | 10 | 200 | L62 | no | HPLC Column | SS | 200 x 4,0 mm
ProntoSIL | 2046H300PS100 | BISCHOFF ProntoSIL 200-10-C30 | C30 | 200 | 4.6 | 10 | 200 | L62 | no | HPLC Column | SS | 200 x 4,6 mm
ProntoSIL | 2502H300PS100 | BISCHOFF ProntoSIL 200-10-C30 | C30 | 250 | 2 | 10 | 200 | L62 | no | HPLC Column | SS | 250 x 2,0 mm
ProntoSIL | 2503H300PS100 | BISCHOFF ProntoSIL 200-10-C30 | C30 | 250 | 3 | 10 | 200 | L62 | no | HPLC Column | SS | 250 x 3,0 mm
ProntoSIL | 2504H300PS100 | BISCHOFF ProntoSIL 200-10-C30 | C30 | 250 | 4 | 10 | 200 | L62 | no | HPLC Column | SS | 250 x 4,0 mm
ProntoSIL | 2546H300PS100 | BISCHOFF ProntoSIL 200-10-C30 | C30 | 250 | 4.6 | 10 | 200 | L62 | no | HPLC Column | SS | 250 x 4,6 mm
ProntoSIL | 3002H300PS100 | BISCHOFF ProntoSIL 200-10-C30 | C30 | 300 | 2 | 10 | 200 | L62 | no | HPLC Column | SS | 300 x 2,0 mm
ProntoSIL | 3003H300PS100 | BISCHOFF ProntoSIL 200-10-C30 | C30 | 300 | 3 | 10 | 200 | L62 | no | HPLC Column | SS | 300 x 3,0 mm
ProntoSIL | 3004H300PS100 | BISCHOFF ProntoSIL 200-10-C30 | C30 | 300 | 4 | 10 | 200 | L62 | no | HPLC Column | SS | 300 x 4,0 mm
ProntoSIL | 3046H300PS100 | BISCHOFF ProntoSIL 200-10-C30 | C30 | 300 | 4.6 | 10 | 200 | L62 | no | HPLC Column | SS | 300 x 4,6 mm
ProntoSIL | 01P4H300PS100 | BISCHOFF ProntoSIL 200-10-C30 | C30 | 14 | 4 | 10 | 200 | L62 | no | HPLC Column | PEEK | 14 x 4,0 mm
ProntoSIL | A2P4H300PS100 | BISCHOFF ProntoSIL 200-10-C30 | C30 | 20 | 4 | 10 | 200 | L62 | no | HPLC Column | PEEK | 20 x 4,0 mm
ProntoSIL | 02P4H300PS100 | BISCHOFF ProntoSIL 200-10-C30 | C30 | 25 | 4 | 10 | 200 | L62 | no | HPLC Column | PEEK | 25 x 4,0 mm
ProntoSIL | 03P4H300PS100 | BISCHOFF ProntoSIL 200-10-C30 | C30 | 30 | 4 | 10 | 200 | L62 | no | HPLC Column | PEEK | 30 x 4,0 mm
ProntoSIL | 04P4H300PS100 | BISCHOFF ProntoSIL 200-10-C30 | C30 | 33 | 4 | 10 | 200 | L62 | no | HPLC Column | PEEK | 33 x 4,0 mm
ProntoSIL | A4P4H300PS100 | BISCHOFF ProntoSIL 200-10-C30 | C30 | 40 | 4 | 10 | 200 | L62 | no | HPLC Column | PEEK | 40 x 4,0 mm
ProntoSIL | 05P4H300PS100 | BISCHOFF ProntoSIL 200-10-C30 | C30 | 50 | 4 | 10 | 200 | L62 | no | HPLC Column | PEEK | 50 x 4,0 mm
ProntoSIL | 06P4H300PS100 | BISCHOFF ProntoSIL 200-10-C30 | C30 | 53 | 4 | 10 | 200 | L62 | no | HPLC Column | PEEK | 53 x 4,0 mm
ProntoSIL | A6P4H300PS100 | BISCHOFF ProntoSIL 200-10-C30 | C30 | 60 | 4 | 10 | 200 | L62 | no | HPLC Column | PEEK | 60 x 4,0 mm
ProntoSIL | 07P4H300PS100 | BISCHOFF ProntoSIL 200-10-C30 | C30 | 75 | 4 | 10 | 200 | L62 | no | HPLC Column | PEEK | 75 x 4,0 mm
ProntoSIL | 10P4H300PS100 | BISCHOFF ProntoSIL 200-10-C30 | C30 | 100 | 4 | 10 | 200 | L62 | no | HPLC Column | PEEK | 100 x 4,0 mm
ProntoSIL | 12P4H300PS100 | BISCHOFF ProntoSIL 200-10-C30 | C30 | 125 | 4 | 10 | 200 | L62 | no | HPLC Column | PEEK | 125 x 4,0 mm
ProntoSIL | 15P4H300PS100 | BISCHOFF ProntoSIL 200-10-C30 | C30 | 150 | 4 | 10 | 200 | L62 | no | HPLC Column | PEEK | 150 x 4,0 mm
ProntoSIL | 20P4H300PS100 | BISCHOFF ProntoSIL 200-10-C30 | C30 | 200 | 4 | 10 | 200 | L62 | no | HPLC Column | PEEK | 200 x 4,0 mm
ProntoSIL | 25P4H300PS100 | BISCHOFF ProntoSIL 200-10-C30 | C30 | 250 | 4 | 10 | 200 | L62 | no | HPLC Column | PEEK | 250 x 4,0 mm
ProntoSIL | 30P4H300PS100 | BISCHOFF ProntoSIL 200-10-C30 | C30 | 300 | 4 | 10 | 200 | L62 | no | HPLC Column | PEEK | 300 x 4,0 mm
ProntoSIL | 6305H300PS100 | BISCHOFF ProntoSIL 200-10-C30 | C30 | 5 | 4 | 10 | 200 | L62 | no | Cartridges (5 pcs.) | SS | 5 x 4,0 mm
ProntoSIL | 6301H300PS100 | BISCHOFF ProntoSIL 200-10-C30 | C30 | 10 | 4 | 10 | 200 | L62 | no | Cartridges (5 pcs.) | SS | 10 x 4,0 mm
ProntoSIL | 6302H300PS100 | BISCHOFF ProntoSIL 200-10-C30 | C30 | 20 | 4 | 10 | 200 | L62 | no | Cartridges (5 pcs.) | SS | 20 x 4,0 mm
ProntoSIL | 63P1H300PS100 | BISCHOFF ProntoSIL 200-10-C30 | C30 | 10 | 4 | 10 | 200 | L62 | no | Cartridges (5 pcs.) | PEEK | 10 x 4,0 mm
ProntoSIL | 63P2H300PS100 | BISCHOFF ProntoSIL 200-10-C30 | C30 | 20 | 4 | 10 | 200 | L62 | no | Cartridges (5 pcs.) | PEEK | 20 x 4,0 mm
ProntoSIL | 6335H300PS100 | BISCHOFF ProntoSIL 200-10-C30 | C30 | 5 | 3 | 10 | 200 | L62 | no | Cartridges (5 pcs.) | SS | 5 x 3,0 mm
ProntoSIL | 6331H300PS100 | BISCHOFF ProntoSIL 200-10-C30 | C30 | 10 | 3 | 10 | 200 | L62 | no | Cartridges (5 pcs.) | SS | 10 x 3,0 mm
ProntoSIL | 6332H300PS100 | BISCHOFF ProntoSIL 200-10-C30 | C30 | 20 | 3 | 10 | 200 | L62 | no | Cartridges (5 pcs.) | SS | 20 x 3,0 mm
ProntoSIL | 6325H300PS100 | BISCHOFF ProntoSIL 200-10-C30 | C30 | 5 | 2 | 10 | 200 | L62 | no | Cartridges (5 pcs.) | SS | 5 x 2,0 mm
ProntoSIL | 6321H300PS100 | BISCHOFF ProntoSIL 200-10-C30 | C30 | 10 | 2 | 10 | 200 | L62 | no | Cartridges (5 pcs.) | SS | 10 x 2,0 mm
ProntoSIL | 6322H300PS100 | BISCHOFF ProntoSIL 200-10-C30 | C30 | 20 | 2 | 10 | 200 | L62 | no | Cartridges (5 pcs.) | SS | 20 x 2,0 mm
ProntoSIL | 0102K300PS030 | BISCHOFF ProntoSIL 300-3-C30 | C30 | 14 | 2 | 3 | 300 | L62 | no | HPLC Column | SS | 14 x 2,0 mm
ProntoSIL | 0103K300PS030 | BISCHOFF ProntoSIL 300-3-C30 | C30 | 14 | 3 | 3 | 300 | L62 | no | HPLC Column | SS | 14 x 3,0 mm
ProntoSIL | 0104K300PS030 | BISCHOFF ProntoSIL 300-3-C30 | C30 | 14 | 4 | 3 | 300 | L62 | no | HPLC Column | SS | 14 x 4,0 mm
ProntoSIL | 0146K300PS030 | BISCHOFF ProntoSIL 300-3-C30 | C30 | 14 | 4.6 | 3 | 300 | L62 | no | HPLC Column | SS | 14 x 4,6 mm
ProntoSIL | A202K300PS030 | BISCHOFF ProntoSIL 300-3-C30 | C30 | 20 | 2 | 3 | 300 | L62 | no | HPLC Column | SS | 20 x 2,0 mm
ProntoSIL | A203K300PS030 | BISCHOFF ProntoSIL 300-3-C30 | C30 | 20 | 3 | 3 | 300 | L62 | no | HPLC Column | SS | 20 x 3,0 mm
ProntoSIL | A204K300PS030 | BISCHOFF ProntoSIL 300-3-C30 | C30 | 20 | 4 | 3 | 300 | L62 | no | HPLC Column | SS | 20 x 4,0 mm
ProntoSIL | A246K300PS030 | BISCHOFF ProntoSIL 300-3-C30 | C30 | 20 | 4.6 | 3 | 300 | L62 | no | HPLC Column | SS | 20 x 4,6 mm
ProntoSIL | 0202K300PS030 | BISCHOFF ProntoSIL 300-3-C30 | C30 | 25 | 2 | 3 | 300 | L62 | no | HPLC Column | SS | 25 x 2,0 mm
ProntoSIL | 0203K300PS030 | BISCHOFF ProntoSIL 300-3-C30 | C30 | 25 | 3 | 3 | 300 | L62 | no | HPLC Column | SS | 25 x 3,0 mm
ProntoSIL | 0204K300PS030 | BISCHOFF ProntoSIL 300-3-C30 | C30 | 25 | 4 | 3 | 300 | L62 | no | HPLC Column | SS | 25 x 4,0 mm
ProntoSIL | 0246K300PS030 | BISCHOFF ProntoSIL 300-3-C30 | C30 | 25 | 4.6 | 3 | 300 | L62 | no | HPLC Column | SS | 25 x 4,6 mm
ProntoSIL | 0302K300PS030 | BISCHOFF ProntoSIL 300-3-C30 | C30 | 30 | 2 | 3 | 300 | L62 | no | HPLC Column | SS | 30 x 2,0 mm
ProntoSIL | 0303K300PS030 | BISCHOFF ProntoSIL 300-3-C30 | C30 | 30 | 3 | 3 | 300 | L62 | no | HPLC Column | SS | 30 x 3,0 mm
ProntoSIL | 0304K300PS030 | BISCHOFF ProntoSIL 300-3-C30 | C30 | 30 | 4 | 3 | 300 | L62 | no | HPLC Column | SS | 30 x 4,0 mm
ProntoSIL | 0346K300PS030 | BISCHOFF ProntoSIL 300-3-C30 | C30 | 30 | 4.6 | 3 | 300 | L62 | no | HPLC Column | SS | 30 x 4,6 mm
ProntoSIL | 0402K300PS030 | BISCHOFF ProntoSIL 300-3-C30 | C30 | 33 | 2 | 3 | 300 | L62 | no | HPLC Column | SS | 33 x 2,0 mm
ProntoSIL | 0403K300PS030 | BISCHOFF ProntoSIL 300-3-C30 | C30 | 33 | 3 | 3 | 300 | L62 | no | HPLC Column | SS | 33 x 3,0 mm
ProntoSIL | 0404K300PS030 | BISCHOFF ProntoSIL 300-3-C30 | C30 | 33 | 4 | 3 | 300 | L62 | no | HPLC Column | SS | 33 x 4,0 mm
ProntoSIL | 0446K300PS030 | BISCHOFF ProntoSIL 300-3-C30 | C30 | 33 | 4.6 | 3 | 300 | L62 | no | HPLC Column | SS | 33 x 4,6 mm
ProntoSIL | A402K300PS030 | BISCHOFF ProntoSIL 300-3-C30 | C30 | 40 | 2 | 3 | 300 | L62 | no | HPLC Column | SS | 40 x 2,0 mm
ProntoSIL | A403K300PS030 | BISCHOFF ProntoSIL 300-3-C30 | C30 | 40 | 3 | 3 | 300 | L62 | no | HPLC Column | SS | 40 x 3,0 mm
ProntoSIL | A404K300PS030 | BISCHOFF ProntoSIL 300-3-C30 | C30 | 40 | 4 | 3 | 300 | L62 | no | HPLC Column | SS | 40 x 4,0 mm
ProntoSIL | A446K300PS030 | BISCHOFF ProntoSIL 300-3-C30 | C30 | 40 | 4.6 | 3 | 300 | L62 | no | HPLC Column | SS | 40 x 4,6 mm
ProntoSIL | 0502K300PS030 | BISCHOFF ProntoSIL 300-3-C30 | C30 | 50 | 2 | 3 | 300 | L62 | no | HPLC Column | SS | 50 x 2,0 mm
ProntoSIL | 0503K300PS030 | BISCHOFF ProntoSIL 300-3-C30 | C30 | 50 | 3 | 3 | 300 | L62 | no | HPLC Column | SS | 50 x 3,0 mm
ProntoSIL | 0504K300PS030 | BISCHOFF ProntoSIL 300-3-C30 | C30 | 50 | 4 | 3 | 300 | L62 | no | HPLC Column | SS | 50 x 4,0 mm
ProntoSIL | 0546K300PS030 | BISCHOFF ProntoSIL 300-3-C30 | C30 | 50 | 4.6 | 3 | 300 | L62 | no | HPLC Column | SS | 50 x 4,6 mm
ProntoSIL | 0602K300PS030 | BISCHOFF ProntoSIL 300-3-C30 | C30 | 53 | 2 | 3 | 300 | L62 | no | HPLC Column | SS | 53 x 2,0 mm
ProntoSIL | 0603K300PS030 | BISCHOFF ProntoSIL 300-3-C30 | C30 | 53 | 3 | 3 | 300 | L62 | no | HPLC Column | SS | 53 x 3,0 mm
ProntoSIL | 0604K300PS030 | BISCHOFF ProntoSIL 300-3-C30 | C30 | 53 | 4 | 3 | 300 | L62 | no | HPLC Column | SS | 53 x 4,0 mm
ProntoSIL | 0646K300PS030 | BISCHOFF ProntoSIL 300-3-C30 | C30 | 53 | 4.6 | 3 | 300 | L62 | no | HPLC Column | SS | 53 x 4,6 mm
ProntoSIL | A602K300PS030 | BISCHOFF ProntoSIL 300-3-C30 | C30 | 60 | 2 | 3 | 300 | L62 | no | HPLC Column | SS | 60 x 2,0 mm
ProntoSIL | A603K300PS030 | BISCHOFF ProntoSIL 300-3-C30 | C30 | 60 | 3 | 3 | 300 | L62 | no | HPLC Column | SS | 60 x 3,0 mm
ProntoSIL | A604K300PS030 | BISCHOFF ProntoSIL 300-3-C30 | C30 | 60 | 4 | 3 | 300 | L62 | no | HPLC Column | SS | 60 x 4,0 mm
ProntoSIL | A646K300PS030 | BISCHOFF ProntoSIL 300-3-C30 | C30 | 60 | 4.6 | 3 | 300 | L62 | no | HPLC Column | SS | 60 x 4,6 mm
ProntoSIL | 0702K300PS030 | BISCHOFF ProntoSIL 300-3-C30 | C30 | 75 | 2 | 3 | 300 | L62 | no | HPLC Column | SS | 75 x 2,0 mm
ProntoSIL | 0703K300PS030 | BISCHOFF ProntoSIL 300-3-C30 | C30 | 75 | 3 | 3 | 300 | L62 | no | HPLC Column | SS | 75 x 3,0 mm
ProntoSIL | 0704K300PS030 | BISCHOFF ProntoSIL 300-3-C30 | C30 | 75 | 4 | 3 | 300 | L62 | no | HPLC Column | SS | 75 x 4,0 mm
ProntoSIL | 0746K300PS030 | BISCHOFF ProntoSIL 300-3-C30 | C30 | 75 | 4.6 | 3 | 300 | L62 | no | HPLC Column | SS | 75 x 4,6 mm
ProntoSIL | 1002K300PS030 | BISCHOFF ProntoSIL 300-3-C30 | C30 | 100 | 2 | 3 | 300 | L62 | no | HPLC Column | SS | 100 x 2,0 mm
ProntoSIL | 1003K300PS030 | BISCHOFF ProntoSIL 300-3-C30 | C30 | 100 | 3 | 3 | 300 | L62 | no | HPLC Column | SS | 100 x 3,0 mm
ProntoSIL | 1004K300PS030 | BISCHOFF ProntoSIL 300-3-C30 | C30 | 100 | 4 | 3 | 300 | L62 | no | HPLC Column | SS | 100 x 4,0 mm
ProntoSIL | 1046K300PS030 | BISCHOFF ProntoSIL 300-3-C30 | C30 | 100 | 4.6 | 3 | 300 | L62 | no | HPLC Column | SS | 100 x 4,6 mm
ProntoSIL | 1202K300PS030 | BISCHOFF ProntoSIL 300-3-C30 | C30 | 125 | 2 | 3 | 300 | L62 | no | HPLC Column | SS | 125 x 2,0 mm
ProntoSIL | 1203K300PS030 | BISCHOFF ProntoSIL 300-3-C30 | C30 | 125 | 3 | 3 | 300 | L62 | no | HPLC Column | SS | 125 x 3,0 mm
ProntoSIL | 1204K300PS030 | BISCHOFF ProntoSIL 300-3-C30 | C30 | 125 | 4 | 3 | 300 | L62 | no | HPLC Column | SS | 125 x 4,0 mm
ProntoSIL | 1246K300PS030 | BISCHOFF ProntoSIL 300-3-C30 | C30 | 125 | 4.6 | 3 | 300 | L62 | no | HPLC Column | SS | 125 x 4,6 mm
ProntoSIL | 1502K300PS030 | BISCHOFF ProntoSIL 300-3-C30 | C30 | 150 | 2 | 3 | 300 | L62 | no | HPLC Column | SS | 150 x 2,0 mm
ProntoSIL | 1503K300PS030 | BISCHOFF ProntoSIL 300-3-C30 | C30 | 150 | 3 | 3 | 300 | L62 | no | HPLC Column | SS | 150 x 3,0 mm
ProntoSIL | 1504K300PS030 | BISCHOFF ProntoSIL 300-3-C30 | C30 | 150 | 4 | 3 | 300 | L62 | no | HPLC Column | SS | 150 x 4,0 mm
ProntoSIL | 1546K300PS030 | BISCHOFF ProntoSIL 300-3-C30 | C30 | 150 | 4.6 | 3 | 300 | L62 | no | HPLC Column | SS | 150 x 4,6 mm
ProntoSIL | 2002K300PS030 | BISCHOFF ProntoSIL 300-3-C30 | C30 | 200 | 2 | 3 | 300 | L62 | no | HPLC Column | SS | 200 x 2,0 mm
ProntoSIL | 2003K300PS030 | BISCHOFF ProntoSIL 300-3-C30 | C30 | 200 | 3 | 3 | 300 | L62 | no | HPLC Column | SS | 200 x 3,0 mm
ProntoSIL | 2004K300PS030 | BISCHOFF ProntoSIL 300-3-C30 | C30 | 200 | 4 | 3 | 300 | L62 | no | HPLC Column | SS | 200 x 4,0 mm
ProntoSIL | 2046K300PS030 | BISCHOFF ProntoSIL 300-3-C30 | C30 | 200 | 4.6 | 3 | 300 | L62 | no | HPLC Column | SS | 200 x 4,6 mm
ProntoSIL | 2502K300PS030 | BISCHOFF ProntoSIL 300-3-C30 | C30 | 250 | 2 | 3 | 300 | L62 | no | HPLC Column | SS | 250 x 2,0 mm
ProntoSIL | 2503K300PS030 | BISCHOFF ProntoSIL 300-3-C30 | C30 | 250 | 3 | 3 | 300 | L62 | no | HPLC Column | SS | 250 x 3,0 mm
ProntoSIL | 2504K300PS030 | BISCHOFF ProntoSIL 300-3-C30 | C30 | 250 | 4 | 3 | 300 | L62 | no | HPLC Column | SS | 250 x 4,0 mm
ProntoSIL | 2546K300PS030 | BISCHOFF ProntoSIL 300-3-C30 | C30 | 250 | 4.6 | 3 | 300 | L62 | no | HPLC Column | SS | 250 x 4,6 mm
ProntoSIL | 3002K300PS030 | BISCHOFF ProntoSIL 300-3-C30 | C30 | 300 | 2 | 3 | 300 | L62 | no | HPLC Column | SS | 300 x 2,0 mm
ProntoSIL | 3003K300PS030 | BISCHOFF ProntoSIL 300-3-C30 | C30 | 300 | 3 | 3 | 300 | L62 | no | HPLC Column | SS | 300 x 3,0 mm
ProntoSIL | 3004K300PS030 | BISCHOFF ProntoSIL 300-3-C30 | C30 | 300 | 4 | 3 | 300 | L62 | no | HPLC Column | SS | 300 x 4,0 mm
ProntoSIL | 3046K300PS030 | BISCHOFF ProntoSIL 300-3-C30 | C30 | 300 | 4.6 | 3 | 300 | L62 | no | HPLC Column | SS | 300 x 4,6 mm
ProntoSIL | 01P4K300PS030 | BISCHOFF ProntoSIL 300-3-C30 | C30 | 14 | 4 | 3 | 300 | L62 | no | HPLC Column | PEEK | 14 x 4,0 mm
ProntoSIL | A2P4K300PS030 | BISCHOFF ProntoSIL 300-3-C30 | C30 | 20 | 4 | 3 | 300 | L62 | no | HPLC Column | PEEK | 20 x 4,0 mm
ProntoSIL | 02P4K300PS030 | BISCHOFF ProntoSIL 300-3-C30 | C30 | 25 | 4 | 3 | 300 | L62 | no | HPLC Column | PEEK | 25 x 4,0 mm
ProntoSIL | 03P4K300PS030 | BISCHOFF ProntoSIL 300-3-C30 | C30 | 30 | 4 | 3 | 300 | L62 | no | HPLC Column | PEEK | 30 x 4,0 mm
ProntoSIL | 04P4K300PS030 | BISCHOFF ProntoSIL 300-3-C30 | C30 | 33 | 4 | 3 | 300 | L62 | no | HPLC Column | PEEK | 33 x 4,0 mm
ProntoSIL | A4P4K300PS030 | BISCHOFF ProntoSIL 300-3-C30 | C30 | 40 | 4 | 3 | 300 | L62 | no | HPLC Column | PEEK | 40 x 4,0 mm
ProntoSIL | 05P4K300PS030 | BISCHOFF ProntoSIL 300-3-C30 | C30 | 50 | 4 | 3 | 300 | L62 | no | HPLC Column | PEEK | 50 x 4,0 mm
ProntoSIL | 06P4K300PS030 | BISCHOFF ProntoSIL 300-3-C30 | C30 | 53 | 4 | 3 | 300 | L62 | no | HPLC Column | PEEK | 53 x 4,0 mm
ProntoSIL | A6P4K300PS030 | BISCHOFF ProntoSIL 300-3-C30 | C30 | 60 | 4 | 3 | 300 | L62 | no | HPLC Column | PEEK | 60 x 4,0 mm
ProntoSIL | 07P4K300PS030 | BISCHOFF ProntoSIL 300-3-C30 | C30 | 75 | 4 | 3 | 300 | L62 | no | HPLC Column | PEEK | 75 x 4,0 mm
ProntoSIL | 10P4K300PS030 | BISCHOFF ProntoSIL 300-3-C30 | C30 | 100 | 4 | 3 | 300 | L62 | no | HPLC Column | PEEK | 100 x 4,0 mm
ProntoSIL | 12P4K300PS030 | BISCHOFF ProntoSIL 300-3-C30 | C30 | 125 | 4 | 3 | 300 | L62 | no | HPLC Column | PEEK | 125 x 4,0 mm
ProntoSIL | 15P4K300PS030 | BISCHOFF ProntoSIL 300-3-C30 | C30 | 150 | 4 | 3 | 300 | L62 | no | HPLC Column | PEEK | 150 x 4,0 mm
ProntoSIL | 20P4K300PS030 | BISCHOFF ProntoSIL 300-3-C30 | C30 | 200 | 4 | 3 | 300 | L62 | no | HPLC Column | PEEK | 200 x 4,0 mm
ProntoSIL | 25P4K300PS030 | BISCHOFF ProntoSIL 300-3-C30 | C30 | 250 | 4 | 3 | 300 | L62 | no | HPLC Column | PEEK | 250 x 4,0 mm
ProntoSIL | 30P4K300PS030 | BISCHOFF ProntoSIL 300-3-C30 | C30 | 300 | 4 | 3 | 300 | L62 | no | HPLC Column | PEEK | 300 x 4,0 mm
ProntoSIL | 6305K300PS030 | BISCHOFF ProntoSIL 300-3-C30 | C30 | 5 | 4 | 3 | 300 | L62 | no | Cartridges (5 pcs.) | SS | 5 x 4,0 mm
ProntoSIL | 6301K300PS030 | BISCHOFF ProntoSIL 300-3-C30 | C30 | 10 | 4 | 3 | 300 | L62 | no | Cartridges (5 pcs.) | SS | 10 x 4,0 mm
ProntoSIL | 6302K300PS030 | BISCHOFF ProntoSIL 300-3-C30 | C30 | 20 | 4 | 3 | 300 | L62 | no | Cartridges (5 pcs.) | SS | 20 x 4,0 mm
ProntoSIL | 63P1K300PS030 | BISCHOFF ProntoSIL 300-3-C30 | C30 | 10 | 4 | 3 | 300 | L62 | no | Cartridges (5 pcs.) | PEEK | 10 x 4,0 mm
ProntoSIL | 63P2K300PS030 | BISCHOFF ProntoSIL 300-3-C30 | C30 | 20 | 4 | 3 | 300 | L62 | no | Cartridges (5 pcs.) | PEEK | 20 x 4,0 mm
ProntoSIL | 6335K300PS030 | BISCHOFF ProntoSIL 300-3-C30 | C30 | 5 | 3 | 3 | 300 | L62 | no | Cartridges (5 pcs.) | SS | 5 x 3,0 mm
ProntoSIL | 6331K300PS030 | BISCHOFF ProntoSIL 300-3-C30 | C30 | 10 | 3 | 3 | 300 | L62 | no | Cartridges (5 pcs.) | SS | 10 x 3,0 mm
ProntoSIL | 6332K300PS030 | BISCHOFF ProntoSIL 300-3-C30 | C30 | 20 | 3 | 3 | 300 | L62 | no | Cartridges (5 pcs.) | SS | 20 x 3,0 mm
ProntoSIL | 6325K300PS030 | BISCHOFF ProntoSIL 300-3-C30 | C30 | 5 | 2 | 3 | 300 | L62 | no | Cartridges (5 pcs.) | SS | 5 x 2,0 mm
ProntoSIL | 6321K300PS030 | BISCHOFF ProntoSIL 300-3-C30 | C30 | 10 | 2 | 3 | 300 | L62 | no | Cartridges (5 pcs.) | SS | 10 x 2,0 mm
ProntoSIL | 6322K300PS030 | BISCHOFF ProntoSIL 300-3-C30 | C30 | 20 | 2 | 3 | 300 | L62 | no | Cartridges (5 pcs.) | SS | 20 x 2,0 mm
ProntoSIL | 0102K300PS050 | BISCHOFF ProntoSIL 300-5-C30 | C30 | 14 | 2 | 5 | 300 | L62 | no | HPLC Column | SS | 14 x 2,0 mm
ProntoSIL | 0103K300PS050 | BISCHOFF ProntoSIL 300-5-C30 | C30 | 14 | 3 | 5 | 300 | L62 | no | HPLC Column | SS | 14 x 3,0 mm
ProntoSIL | 0104K300PS050 | BISCHOFF ProntoSIL 300-5-C30 | C30 | 14 | 4 | 5 | 300 | L62 | no | HPLC Column | SS | 14 x 4,0 mm
ProntoSIL | 0146K300PS050 | BISCHOFF ProntoSIL 300-5-C30 | C30 | 14 | 4.6 | 5 | 300 | L62 | no | HPLC Column | SS | 14 x 4,6 mm
ProntoSIL | A202K300PS050 | BISCHOFF ProntoSIL 300-5-C30 | C30 | 20 | 2 | 5 | 300 | L62 | no | HPLC Column | SS | 20 x 2,0 mm
ProntoSIL | A203K300PS050 | BISCHOFF ProntoSIL 300-5-C30 | C30 | 20 | 3 | 5 | 300 | L62 | no | HPLC Column | SS | 20 x 3,0 mm
ProntoSIL | A204K300PS050 | BISCHOFF ProntoSIL 300-5-C30 | C30 | 20 | 4 | 5 | 300 | L62 | no | HPLC Column | SS | 20 x 4,0 mm
ProntoSIL | A246K300PS050 | BISCHOFF ProntoSIL 300-5-C30 | C30 | 20 | 4.6 | 5 | 300 | L62 | no | HPLC Column | SS | 20 x 4,6 mm
ProntoSIL | 0202K300PS050 | BISCHOFF ProntoSIL 300-5-C30 | C30 | 25 | 2 | 5 | 300 | L62 | no | HPLC Column | SS | 25 x 2,0 mm
ProntoSIL | 0203K300PS050 | BISCHOFF ProntoSIL 300-5-C30 | C30 | 25 | 3 | 5 | 300 | L62 | no | HPLC Column | SS | 25 x 3,0 mm
ProntoSIL | 0204K300PS050 | BISCHOFF ProntoSIL 300-5-C30 | C30 | 25 | 4 | 5 | 300 | L62 | no | HPLC Column | SS | 25 x 4,0 mm
ProntoSIL | 0246K300PS050 | BISCHOFF ProntoSIL 300-5-C30 | C30 | 25 | 4.6 | 5 | 300 | L62 | no | HPLC Column | SS | 25 x 4,6 mm
ProntoSIL | 0302K300PS050 | BISCHOFF ProntoSIL 300-5-C30 | C30 | 30 | 2 | 5 | 300 | L62 | no | HPLC Column | SS | 30 x 2,0 mm
ProntoSIL | 0303K300PS050 | BISCHOFF ProntoSIL 300-5-C30 | C30 | 30 | 3 | 5 | 300 | L62 | no | HPLC Column | SS | 30 x 3,0 mm
ProntoSIL | 0304K300PS050 | BISCHOFF ProntoSIL 300-5-C30 | C30 | 30 | 4 | 5 | 300 | L62 | no | HPLC Column | SS | 30 x 4,0 mm
ProntoSIL | 0346K300PS050 | BISCHOFF ProntoSIL 300-5-C30 | C30 | 30 | 4.6 | 5 | 300 | L62 | no | HPLC Column | SS | 30 x 4,6 mm
ProntoSIL | 0402K300PS050 | BISCHOFF ProntoSIL 300-5-C30 | C30 | 33 | 2 | 5 | 300 | L62 | no | HPLC Column | SS | 33 x 2,0 mm
ProntoSIL | 0403K300PS050 | BISCHOFF ProntoSIL 300-5-C30 | C30 | 33 | 3 | 5 | 300 | L62 | no | HPLC Column | SS | 33 x 3,0 mm
ProntoSIL | 0404K300PS050 | BISCHOFF ProntoSIL 300-5-C30 | C30 | 33 | 4 | 5 | 300 | L62 | no | HPLC Column | SS | 33 x 4,0 mm
ProntoSIL | 0446K300PS050 | BISCHOFF ProntoSIL 300-5-C30 | C30 | 33 | 4.6 | 5 | 300 | L62 | no | HPLC Column | SS | 33 x 4,6 mm
ProntoSIL | A402K300PS050 | BISCHOFF ProntoSIL 300-5-C30 | C30 | 40 | 2 | 5 | 300 | L62 | no | HPLC Column | SS | 40 x 2,0 mm
ProntoSIL | A403K300PS050 | BISCHOFF ProntoSIL 300-5-C30 | C30 | 40 | 3 | 5 | 300 | L62 | no | HPLC Column | SS | 40 x 3,0 mm
ProntoSIL | A404K300PS050 | BISCHOFF ProntoSIL 300-5-C30 | C30 | 40 | 4 | 5 | 300 | L62 | no | HPLC Column | SS | 40 x 4,0 mm
ProntoSIL | A446K300PS050 | BISCHOFF ProntoSIL 300-5-C30 | C30 | 40 | 4.6 | 5 | 300 | L62 | no | HPLC Column | SS | 40 x 4,6 mm
ProntoSIL | 0502K300PS050 | BISCHOFF ProntoSIL 300-5-C30 | C30 | 50 | 2 | 5 | 300 | L62 | no | HPLC Column | SS | 50 x 2,0 mm
ProntoSIL | 0503K300PS050 | BISCHOFF ProntoSIL 300-5-C30 | C30 | 50 | 3 | 5 | 300 | L62 | no | HPLC Column | SS | 50 x 3,0 mm
ProntoSIL | 0504K300PS050 | BISCHOFF ProntoSIL 300-5-C30 | C30 | 50 | 4 | 5 | 300 | L62 | no | HPLC Column | SS | 50 x 4,0 mm
ProntoSIL | 0546K300PS050 | BISCHOFF ProntoSIL 300-5-C30 | C30 | 50 | 4.6 | 5 | 300 | L62 | no | HPLC Column | SS | 50 x 4,6 mm
ProntoSIL | 0602K300PS050 | BISCHOFF ProntoSIL 300-5-C30 | C30 | 53 | 2 | 5 | 300 | L62 | no | HPLC Column | SS | 53 x 2,0 mm
ProntoSIL | 0603K300PS050 | BISCHOFF ProntoSIL 300-5-C30 | C30 | 53 | 3 | 5 | 300 | L62 | no | HPLC Column | SS | 53 x 3,0 mm
ProntoSIL | 0604K300PS050 | BISCHOFF ProntoSIL 300-5-C30 | C30 | 53 | 4 | 5 | 300 | L62 | no | HPLC Column | SS | 53 x 4,0 mm
ProntoSIL | 0646K300PS050 | BISCHOFF ProntoSIL 300-5-C30 | C30 | 53 | 4.6 | 5 | 300 | L62 | no | HPLC Column | SS | 53 x 4,6 mm
ProntoSIL | A602K300PS050 | BISCHOFF ProntoSIL 300-5-C30 | C30 | 60 | 2 | 5 | 300 | L62 | no | HPLC Column | SS | 60 x 2,0 mm
ProntoSIL | A603K300PS050 | BISCHOFF ProntoSIL 300-5-C30 | C30 | 60 | 3 | 5 | 300 | L62 | no | HPLC Column | SS | 60 x 3,0 mm
ProntoSIL | A604K300PS050 | BISCHOFF ProntoSIL 300-5-C30 | C30 | 60 | 4 | 5 | 300 | L62 | no | HPLC Column | SS | 60 x 4,0 mm
ProntoSIL | A646K300PS050 | BISCHOFF ProntoSIL 300-5-C30 | C30 | 60 | 4.6 | 5 | 300 | L62 | no | HPLC Column | SS | 60 x 4,6 mm
ProntoSIL | 0702K300PS050 | BISCHOFF ProntoSIL 300-5-C30 | C30 | 75 | 2 | 5 | 300 | L62 | no | HPLC Column | SS | 75 x 2,0 mm
ProntoSIL | 0703K300PS050 | BISCHOFF ProntoSIL 300-5-C30 | C30 | 75 | 3 | 5 | 300 | L62 | no | HPLC Column | SS | 75 x 3,0 mm
ProntoSIL | 0704K300PS050 | BISCHOFF ProntoSIL 300-5-C30 | C30 | 75 | 4 | 5 | 300 | L62 | no | HPLC Column | SS | 75 x 4,0 mm
ProntoSIL | 0746K300PS050 | BISCHOFF ProntoSIL 300-5-C30 | C30 | 75 | 4.6 | 5 | 300 | L62 | no | HPLC Column | SS | 75 x 4,6 mm
ProntoSIL | 1002K300PS050 | BISCHOFF ProntoSIL 300-5-C30 | C30 | 100 | 2 | 5 | 300 | L62 | no | HPLC Column | SS | 100 x 2,0 mm
ProntoSIL | 1003K300PS050 | BISCHOFF ProntoSIL 300-5-C30 | C30 | 100 | 3 | 5 | 300 | L62 | no | HPLC Column | SS | 100 x 3,0 mm
ProntoSIL | 1004K300PS050 | BISCHOFF ProntoSIL 300-5-C30 | C30 | 100 | 4 | 5 | 300 | L62 | no | HPLC Column | SS | 100 x 4,0 mm
ProntoSIL | 1046K300PS050 | BISCHOFF ProntoSIL 300-5-C30 | C30 | 100 | 4.6 | 5 | 300 | L62 | no | HPLC Column | SS | 100 x 4,6 mm
ProntoSIL | 1202K300PS050 | BISCHOFF ProntoSIL 300-5-C30 | C30 | 125 | 2 | 5 | 300 | L62 | no | HPLC Column | SS | 125 x 2,0 mm
ProntoSIL | 1203K300PS050 | BISCHOFF ProntoSIL 300-5-C30 | C30 | 125 | 3 | 5 | 300 | L62 | no | HPLC Column | SS | 125 x 3,0 mm
ProntoSIL | 1204K300PS050 | BISCHOFF ProntoSIL 300-5-C30 | C30 | 125 | 4 | 5 | 300 | L62 | no | HPLC Column | SS | 125 x 4,0 mm
ProntoSIL | 1246K300PS050 | BISCHOFF ProntoSIL 300-5-C30 | C30 | 125 | 4.6 | 5 | 300 | L62 | no | HPLC Column | SS | 125 x 4,6 mm
ProntoSIL | 1502K300PS050 | BISCHOFF ProntoSIL 300-5-C30 | C30 | 150 | 2 | 5 | 300 | L62 | no | HPLC Column | SS | 150 x 2,0 mm
ProntoSIL | 1503K300PS050 | BISCHOFF ProntoSIL 300-5-C30 | C30 | 150 | 3 | 5 | 300 | L62 | no | HPLC Column | SS | 150 x 3,0 mm
ProntoSIL | 1504K300PS050 | BISCHOFF ProntoSIL 300-5-C30 | C30 | 150 | 4 | 5 | 300 | L62 | no | HPLC Column | SS | 150 x 4,0 mm
ProntoSIL | 1546K300PS050 | BISCHOFF ProntoSIL 300-5-C30 | C30 | 150 | 4.6 | 5 | 300 | L62 | no | HPLC Column | SS | 150 x 4,6 mm
ProntoSIL | 2002K300PS050 | BISCHOFF ProntoSIL 300-5-C30 | C30 | 200 | 2 | 5 | 300 | L62 | no | HPLC Column | SS | 200 x 2,0 mm
ProntoSIL | 2003K300PS050 | BISCHOFF ProntoSIL 300-5-C30 | C30 | 200 | 3 | 5 | 300 | L62 | no | HPLC Column | SS | 200 x 3,0 mm
ProntoSIL | 2004K300PS050 | BISCHOFF ProntoSIL 300-5-C30 | C30 | 200 | 4 | 5 | 300 | L62 | no | HPLC Column | SS | 200 x 4,0 mm
ProntoSIL | 2046K300PS050 | BISCHOFF ProntoSIL 300-5-C30 | C30 | 200 | 4.6 | 5 | 300 | L62 | no | HPLC Column | SS | 200 x 4,6 mm
ProntoSIL | 2502K300PS050 | BISCHOFF ProntoSIL 300-5-C30 | C30 | 250 | 2 | 5 | 300 | L62 | no | HPLC Column | SS | 250 x 2,0 mm
ProntoSIL | 2503K300PS050 | BISCHOFF ProntoSIL 300-5-C30 | C30 | 250 | 3 | 5 | 300 | L62 | no | HPLC Column | SS | 250 x 3,0 mm
ProntoSIL | 2504K300PS050 | BISCHOFF ProntoSIL 300-5-C30 | C30 | 250 | 4 | 5 | 300 | L62 | no | HPLC Column | SS | 250 x 4,0 mm
ProntoSIL | 2546K300PS050 | BISCHOFF ProntoSIL 300-5-C30 | C30 | 250 | 4.6 | 5 | 300 | L62 | no | HPLC Column | SS | 250 x 4,6 mm
ProntoSIL | 3002K300PS050 | BISCHOFF ProntoSIL 300-5-C30 | C30 | 300 | 2 | 5 | 300 | L62 | no | HPLC Column | SS | 300 x 2,0 mm
ProntoSIL | 3003K300PS050 | BISCHOFF ProntoSIL 300-5-C30 | C30 | 300 | 3 | 5 | 300 | L62 | no | HPLC Column | SS | 300 x 3,0 mm
ProntoSIL | 3004K300PS050 | BISCHOFF ProntoSIL 300-5-C30 | C30 | 300 | 4 | 5 | 300 | L62 | no | HPLC Column | SS | 300 x 4,0 mm
ProntoSIL | 3046K300PS050 | BISCHOFF ProntoSIL 300-5-C30 | C30 | 300 | 4.6 | 5 | 300 | L62 | no | HPLC Column | SS | 300 x 4,6 mm
ProntoSIL | 01P4K300PS050 | BISCHOFF ProntoSIL 300-5-C30 | C30 | 14 | 4 | 5 | 300 | L62 | no | HPLC Column | PEEK | 14 x 4,0 mm
ProntoSIL | A2P4K300PS050 | BISCHOFF ProntoSIL 300-5-C30 | C30 | 20 | 4 | 5 | 300 | L62 | no | HPLC Column | PEEK | 20 x 4,0 mm
ProntoSIL | 02P4K300PS050 | BISCHOFF ProntoSIL 300-5-C30 | C30 | 25 | 4 | 5 | 300 | L62 | no | HPLC Column | PEEK | 25 x 4,0 mm
ProntoSIL | 03P4K300PS050 | BISCHOFF ProntoSIL 300-5-C30 | C30 | 30 | 4 | 5 | 300 | L62 | no | HPLC Column | PEEK | 30 x 4,0 mm
ProntoSIL | 04P4K300PS050 | BISCHOFF ProntoSIL 300-5-C30 | C30 | 33 | 4 | 5 | 300 | L62 | no | HPLC Column | PEEK | 33 x 4,0 mm
ProntoSIL | A4P4K300PS050 | BISCHOFF ProntoSIL 300-5-C30 | C30 | 40 | 4 | 5 | 300 | L62 | no | HPLC Column | PEEK | 40 x 4,0 mm
ProntoSIL | 05P4K300PS050 | BISCHOFF ProntoSIL 300-5-C30 | C30 | 50 | 4 | 5 | 300 | L62 | no | HPLC Column | PEEK | 50 x 4,0 mm
ProntoSIL | 06P4K300PS050 | BISCHOFF ProntoSIL 300-5-C30 | C30 | 53 | 4 | 5 | 300 | L62 | no | HPLC Column | PEEK | 53 x 4,0 mm
ProntoSIL | A6P4K300PS050 | BISCHOFF ProntoSIL 300-5-C30 | C30 | 60 | 4 | 5 | 300 | L62 | no | HPLC Column | PEEK | 60 x 4,0 mm
ProntoSIL | 07P4K300PS050 | BISCHOFF ProntoSIL 300-5-C30 | C30 | 75 | 4 | 5 | 300 | L62 | no | HPLC Column | PEEK | 75 x 4,0 mm
ProntoSIL | 10P4K300PS050 | BISCHOFF ProntoSIL 300-5-C30 | C30 | 100 | 4 | 5 | 300 | L62 | no | HPLC Column | PEEK | 100 x 4,0 mm
ProntoSIL | 12P4K300PS050 | BISCHOFF ProntoSIL 300-5-C30 | C30 | 125 | 4 | 5 | 300 | L62 | no | HPLC Column | PEEK | 125 x 4,0 mm
ProntoSIL | 15P4K300PS050 | BISCHOFF ProntoSIL 300-5-C30 | C30 | 150 | 4 | 5 | 300 | L62 | no | HPLC Column | PEEK | 150 x 4,0 mm
ProntoSIL | 20P4K300PS050 | BISCHOFF ProntoSIL 300-5-C30 | C30 | 200 | 4 | 5 | 300 | L62 | no | HPLC Column | PEEK | 200 x 4,0 mm
ProntoSIL | 25P4K300PS050 | BISCHOFF ProntoSIL 300-5-C30 | C30 | 250 | 4 | 5 | 300 | L62 | no | HPLC Column | PEEK | 250 x 4,0 mm
ProntoSIL | 30P4K300PS050 | BISCHOFF ProntoSIL 300-5-C30 | C30 | 300 | 4 | 5 | 300 | L62 | no | HPLC Column | PEEK | 300 x 4,0 mm
ProntoSIL | 6305K300PS050 | BISCHOFF ProntoSIL 300-5-C30 | C30 | 5 | 4 | 5 | 300 | L62 | no | Cartridges (5 pcs.) | SS | 5 x 4,0 mm
ProntoSIL | 6301K300PS050 | BISCHOFF ProntoSIL 300-5-C30 | C30 | 10 | 4 | 5 | 300 | L62 | no | Cartridges (5 pcs.) | SS | 10 x 4,0 mm
ProntoSIL | 6302K300PS050 | BISCHOFF ProntoSIL 300-5-C30 | C30 | 20 | 4 | 5 | 300 | L62 | no | Cartridges (5 pcs.) | SS | 20 x 4,0 mm
ProntoSIL | 63P1K300PS050 | BISCHOFF ProntoSIL 300-5-C30 | C30 | 10 | 4 | 5 | 300 | L62 | no | Cartridges (5 pcs.) | PEEK | 10 x 4,0 mm
ProntoSIL | 63P2K300PS050 | BISCHOFF ProntoSIL 300-5-C30 | C30 | 20 | 4 | 5 | 300 | L62 | no | Cartridges (5 pcs.) | PEEK | 20 x 4,0 mm
ProntoSIL | 6335K300PS050 | BISCHOFF ProntoSIL 300-5-C30 | C30 | 5 | 3 | 5 | 300 | L62 | no | Cartridges (5 pcs.) | SS | 5 x 3,0 mm
ProntoSIL | 6331K300PS050 | BISCHOFF ProntoSIL 300-5-C30 | C30 | 10 | 3 | 5 | 300 | L62 | no | Cartridges (5 pcs.) | SS | 10 x 3,0 mm
ProntoSIL | 6332K300PS050 | BISCHOFF ProntoSIL 300-5-C30 | C30 | 20 | 3 | 5 | 300 | L62 | no | Cartridges (5 pcs.) | SS | 20 x 3,0 mm
ProntoSIL | 6325K300PS050 | BISCHOFF ProntoSIL 300-5-C30 | C30 | 5 | 2 | 5 | 300 | L62 | no | Cartridges (5 pcs.) | SS | 5 x 2,0 mm
ProntoSIL | 6321K300PS050 | BISCHOFF ProntoSIL 300-5-C30 | C30 | 10 | 2 | 5 | 300 | L62 | no | Cartridges (5 pcs.) | SS | 10 x 2,0 mm
ProntoSIL | 6322K300PS050 | BISCHOFF ProntoSIL 300-5-C30 | C30 | 20 | 2 | 5 | 300 | L62 | no | Cartridges (5 pcs.) | SS | 20 x 2,0 mm
ProntoSIL | 0102K301PS030 | BISCHOFF ProntoSIL 300-3-C30 EC | C30 | 14 | 2 | 3 | 300 | L62 | fully | HPLC Column | SS | 14 x 2,0 mm
ProntoSIL | 0103K301PS030 | BISCHOFF ProntoSIL 300-3-C30 EC | C30 | 14 | 3 | 3 | 300 | L62 | fully | HPLC Column | SS | 14 x 3,0 mm
ProntoSIL | 0104K301PS030 | BISCHOFF ProntoSIL 300-3-C30 EC | C30 | 14 | 4 | 3 | 300 | L62 | fully | HPLC Column | SS | 14 x 4,0 mm
ProntoSIL | 0146K301PS030 | BISCHOFF ProntoSIL 300-3-C30 EC | C30 | 14 | 4.6 | 3 | 300 | L62 | fully | HPLC Column | SS | 14 x 4,6 mm
ProntoSIL | A202K301PS030 | BISCHOFF ProntoSIL 300-3-C30 EC | C30 | 20 | 2 | 3 | 300 | L62 | fully | HPLC Column | SS | 20 x 2,0 mm
ProntoSIL | A203K301PS030 | BISCHOFF ProntoSIL 300-3-C30 EC | C30 | 20 | 3 | 3 | 300 | L62 | fully | HPLC Column | SS | 20 x 3,0 mm
ProntoSIL | A204K301PS030 | BISCHOFF ProntoSIL 300-3-C30 EC | C30 | 20 | 4 | 3 | 300 | L62 | fully | HPLC Column | SS | 20 x 4,0 mm
ProntoSIL | A246K301PS030 | BISCHOFF ProntoSIL 300-3-C30 EC | C30 | 20 | 4.6 | 3 | 300 | L62 | fully | HPLC Column | SS | 20 x 4,6 mm
ProntoSIL | 0202K301PS030 | BISCHOFF ProntoSIL 300-3-C30 EC | C30 | 25 | 2 | 3 | 300 | L62 | fully | HPLC Column | SS | 25 x 2,0 mm
ProntoSIL | 0203K301PS030 | BISCHOFF ProntoSIL 300-3-C30 EC | C30 | 25 | 3 | 3 | 300 | L62 | fully | HPLC Column | SS | 25 x 3,0 mm
ProntoSIL | 0204K301PS030 | BISCHOFF ProntoSIL 300-3-C30 EC | C30 | 25 | 4 | 3 | 300 | L62 | fully | HPLC Column | SS | 25 x 4,0 mm
ProntoSIL | 0246K301PS030 | BISCHOFF ProntoSIL 300-3-C30 EC | C30 | 25 | 4.6 | 3 | 300 | L62 | fully | HPLC Column | SS | 25 x 4,6 mm
ProntoSIL | 0302K301PS030 | BISCHOFF ProntoSIL 300-3-C30 EC | C30 | 30 | 2 | 3 | 300 | L62 | fully | HPLC Column | SS | 30 x 2,0 mm
ProntoSIL | 0303K301PS030 | BISCHOFF ProntoSIL 300-3-C30 EC | C30 | 30 | 3 | 3 | 300 | L62 | fully | HPLC Column | SS | 30 x 3,0 mm
ProntoSIL | 0304K301PS030 | BISCHOFF ProntoSIL 300-3-C30 EC | C30 | 30 | 4 | 3 | 300 | L62 | fully | HPLC Column | SS | 30 x 4,0 mm
ProntoSIL | 0346K301PS030 | BISCHOFF ProntoSIL 300-3-C30 EC | C30 | 30 | 4.6 | 3 | 300 | L62 | fully | HPLC Column | SS | 30 x 4,6 mm
ProntoSIL | 0402K301PS030 | BISCHOFF ProntoSIL 300-3-C30 EC | C30 | 33 | 2 | 3 | 300 | L62 | fully | HPLC Column | SS | 33 x 2,0 mm
ProntoSIL | 0403K301PS030 | BISCHOFF ProntoSIL 300-3-C30 EC | C30 | 33 | 3 | 3 | 300 | L62 | fully | HPLC Column | SS | 33 x 3,0 mm
ProntoSIL | 0404K301PS030 | BISCHOFF ProntoSIL 300-3-C30 EC | C30 | 33 | 4 | 3 | 300 | L62 | fully | HPLC Column | SS | 33 x 4,0 mm
ProntoSIL | 0446K301PS030 | BISCHOFF ProntoSIL 300-3-C30 EC | C30 | 33 | 4.6 | 3 | 300 | L62 | fully | HPLC Column | SS | 33 x 4,6 mm
ProntoSIL | A402K301PS030 | BISCHOFF ProntoSIL 300-3-C30 EC | C30 | 40 | 2 | 3 | 300 | L62 | fully | HPLC Column | SS | 40 x 2,0 mm
ProntoSIL | A403K301PS030 | BISCHOFF ProntoSIL 300-3-C30 EC | C30 | 40 | 3 | 3 | 300 | L62 | fully | HPLC Column | SS | 40 x 3,0 mm
ProntoSIL | A404K301PS030 | BISCHOFF ProntoSIL 300-3-C30 EC | C30 | 40 | 4 | 3 | 300 | L62 | fully | HPLC Column | SS | 40 x 4,0 mm
ProntoSIL | A446K301PS030 | BISCHOFF ProntoSIL 300-3-C30 EC | C30 | 40 | 4.6 | 3 | 300 | L62 | fully | HPLC Column | SS | 40 x 4,6 mm
ProntoSIL | 0502K301PS030 | BISCHOFF ProntoSIL 300-3-C30 EC | C30 | 50 | 2 | 3 | 300 | L62 | fully | HPLC Column | SS | 50 x 2,0 mm
ProntoSIL | 0503K301PS030 | BISCHOFF ProntoSIL 300-3-C30 EC | C30 | 50 | 3 | 3 | 300 | L62 | fully | HPLC Column | SS | 50 x 3,0 mm
ProntoSIL | 0504K301PS030 | BISCHOFF ProntoSIL 300-3-C30 EC | C30 | 50 | 4 | 3 | 300 | L62 | fully | HPLC Column | SS | 50 x 4,0 mm
ProntoSIL | 0546K301PS030 | BISCHOFF ProntoSIL 300-3-C30 EC | C30 | 50 | 4.6 | 3 | 300 | L62 | fully | HPLC Column | SS | 50 x 4,6 mm
ProntoSIL | 0602K301PS030 | BISCHOFF ProntoSIL 300-3-C30 EC | C30 | 53 | 2 | 3 | 300 | L62 | fully | HPLC Column | SS | 53 x 2,0 mm
ProntoSIL | 0603K301PS030 | BISCHOFF ProntoSIL 300-3-C30 EC | C30 | 53 | 3 | 3 | 300 | L62 | fully | HPLC Column | SS | 53 x 3,0 mm
ProntoSIL | 0604K301PS030 | BISCHOFF ProntoSIL 300-3-C30 EC | C30 | 53 | 4 | 3 | 300 | L62 | fully | HPLC Column | SS | 53 x 4,0 mm
ProntoSIL | 0646K301PS030 | BISCHOFF ProntoSIL 300-3-C30 EC | C30 | 53 | 4.6 | 3 | 300 | L62 | fully | HPLC Column | SS | 53 x 4,6 mm
ProntoSIL | A602K301PS030 | BISCHOFF ProntoSIL 300-3-C30 EC | C30 | 60 | 2 | 3 | 300 | L62 | fully | HPLC Column | SS | 60 x 2,0 mm
ProntoSIL | A603K301PS030 | BISCHOFF ProntoSIL 300-3-C30 EC | C30 | 60 | 3 | 3 | 300 | L62 | fully | HPLC Column | SS | 60 x 3,0 mm
ProntoSIL | A604K301PS030 | BISCHOFF ProntoSIL 300-3-C30 EC | C30 | 60 | 4 | 3 | 300 | L62 | fully | HPLC Column | SS | 60 x 4,0 mm
ProntoSIL | A646K301PS030 | BISCHOFF ProntoSIL 300-3-C30 EC | C30 | 60 | 4.6 | 3 | 300 | L62 | fully | HPLC Column | SS | 60 x 4,6 mm
ProntoSIL | 0702K301PS030 | BISCHOFF ProntoSIL 300-3-C30 EC | C30 | 75 | 2 | 3 | 300 | L62 | fully | HPLC Column | SS | 75 x 2,0 mm
ProntoSIL | 0703K301PS030 | BISCHOFF ProntoSIL 300-3-C30 EC | C30 | 75 | 3 | 3 | 300 | L62 | fully | HPLC Column | SS | 75 x 3,0 mm
ProntoSIL | 0704K301PS030 | BISCHOFF ProntoSIL 300-3-C30 EC | C30 | 75 | 4 | 3 | 300 | L62 | fully | HPLC Column | SS | 75 x 4,0 mm
ProntoSIL | 0746K301PS030 | BISCHOFF ProntoSIL 300-3-C30 EC | C30 | 75 | 4.6 | 3 | 300 | L62 | fully | HPLC Column | SS | 75 x 4,6 mm
ProntoSIL | 1002K301PS030 | BISCHOFF ProntoSIL 300-3-C30 EC | C30 | 100 | 2 | 3 | 300 | L62 | fully | HPLC Column | SS | 100 x 2,0 mm
ProntoSIL | 1003K301PS030 | BISCHOFF ProntoSIL 300-3-C30 EC | C30 | 100 | 3 | 3 | 300 | L62 | fully | HPLC Column | SS | 100 x 3,0 mm
ProntoSIL | 1004K301PS030 | BISCHOFF ProntoSIL 300-3-C30 EC | C30 | 100 | 4 | 3 | 300 | L62 | fully | HPLC Column | SS | 100 x 4,0 mm
ProntoSIL | 1046K301PS030 | BISCHOFF ProntoSIL 300-3-C30 EC | C30 | 100 | 4.6 | 3 | 300 | L62 | fully | HPLC Column | SS | 100 x 4,6 mm
ProntoSIL | 1202K301PS030 | BISCHOFF ProntoSIL 300-3-C30 EC | C30 | 125 | 2 | 3 | 300 | L62 | fully | HPLC Column | SS | 125 x 2,0 mm
ProntoSIL | 1203K301PS030 | BISCHOFF ProntoSIL 300-3-C30 EC | C30 | 125 | 3 | 3 | 300 | L62 | fully | HPLC Column | SS | 125 x 3,0 mm
ProntoSIL | 1204K301PS030 | BISCHOFF ProntoSIL 300-3-C30 EC | C30 | 125 | 4 | 3 | 300 | L62 | fully | HPLC Column | SS | 125 x 4,0 mm
ProntoSIL | 1246K301PS030 | BISCHOFF ProntoSIL 300-3-C30 EC | C30 | 125 | 4.6 | 3 | 300 | L62 | fully | HPLC Column | SS | 125 x 4,6 mm
ProntoSIL | 1502K301PS030 | BISCHOFF ProntoSIL 300-3-C30 EC | C30 | 150 | 2 | 3 | 300 | L62 | fully | HPLC Column | SS | 150 x 2,0 mm
ProntoSIL | 1503K301PS030 | BISCHOFF ProntoSIL 300-3-C30 EC | C30 | 150 | 3 | 3 | 300 | L62 | fully | HPLC Column | SS | 150 x 3,0 mm
ProntoSIL | 1504K301PS030 | BISCHOFF ProntoSIL 300-3-C30 EC | C30 | 150 | 4 | 3 | 300 | L62 | fully | HPLC Column | SS | 150 x 4,0 mm
ProntoSIL | 1546K301PS030 | BISCHOFF ProntoSIL 300-3-C30 EC | C30 | 150 | 4.6 | 3 | 300 | L62 | fully | HPLC Column | SS | 150 x 4,6 mm
ProntoSIL | 2002K301PS030 | BISCHOFF ProntoSIL 300-3-C30 EC | C30 | 200 | 2 | 3 | 300 | L62 | fully | HPLC Column | SS | 200 x 2,0 mm
ProntoSIL | 2003K301PS030 | BISCHOFF ProntoSIL 300-3-C30 EC | C30 | 200 | 3 | 3 | 300 | L62 | fully | HPLC Column | SS | 200 x 3,0 mm
ProntoSIL | 2004K301PS030 | BISCHOFF ProntoSIL 300-3-C30 EC | C30 | 200 | 4 | 3 | 300 | L62 | fully | HPLC Column | SS | 200 x 4,0 mm
ProntoSIL | 2046K301PS030 | BISCHOFF ProntoSIL 300-3-C30 EC | C30 | 200 | 4.6 | 3 | 300 | L62 | fully | HPLC Column | SS | 200 x 4,6 mm
ProntoSIL | 2502K301PS030 | BISCHOFF ProntoSIL 300-3-C30 EC | C30 | 250 | 2 | 3 | 300 | L62 | fully | HPLC Column | SS | 250 x 2,0 mm
ProntoSIL | 2503K301PS030 | BISCHOFF ProntoSIL 300-3-C30 EC | C30 | 250 | 3 | 3 | 300 | L62 | fully | HPLC Column | SS | 250 x 3,0 mm
ProntoSIL | 2504K301PS030 | BISCHOFF ProntoSIL 300-3-C30 EC | C30 | 250 | 4 | 3 | 300 | L62 | fully | HPLC Column | SS | 250 x 4,0 mm
ProntoSIL | 2546K301PS030 | BISCHOFF ProntoSIL 300-3-C30 EC | C30 | 250 | 4.6 | 3 | 300 | L62 | fully | HPLC Column | SS | 250 x 4,6 mm
ProntoSIL | 3002K301PS030 | BISCHOFF ProntoSIL 300-3-C30 EC | C30 | 300 | 2 | 3 | 300 | L62 | fully | HPLC Column | SS | 300 x 2,0 mm
ProntoSIL | 3003K301PS030 | BISCHOFF ProntoSIL 300-3-C30 EC | C30 | 300 | 3 | 3 | 300 | L62 | fully | HPLC Column | SS | 300 x 3,0 mm
ProntoSIL | 3004K301PS030 | BISCHOFF ProntoSIL 300-3-C30 EC | C30 | 300 | 4 | 3 | 300 | L62 | fully | HPLC Column | SS | 300 x 4,0 mm
ProntoSIL | 3046K301PS030 | BISCHOFF ProntoSIL 300-3-C30 EC | C30 | 300 | 4.6 | 3 | 300 | L62 | fully | HPLC Column | SS | 300 x 4,6 mm
ProntoSIL | 01P4K301PS030 | BISCHOFF ProntoSIL 300-3-C30 EC | C30 | 14 | 4 | 3 | 300 | L62 | fully | HPLC Column | PEEK | 14 x 4,0 mm
ProntoSIL | A2P4K301PS030 | BISCHOFF ProntoSIL 300-3-C30 EC | C30 | 20 | 4 | 3 | 300 | L62 | fully | HPLC Column | PEEK | 20 x 4,0 mm
ProntoSIL | 02P4K301PS030 | BISCHOFF ProntoSIL 300-3-C30 EC | C30 | 25 | 4 | 3 | 300 | L62 | fully | HPLC Column | PEEK | 25 x 4,0 mm
ProntoSIL | 03P4K301PS030 | BISCHOFF ProntoSIL 300-3-C30 EC | C30 | 30 | 4 | 3 | 300 | L62 | fully | HPLC Column | PEEK | 30 x 4,0 mm
ProntoSIL | 04P4K301PS030 | BISCHOFF ProntoSIL 300-3-C30 EC | C30 | 33 | 4 | 3 | 300 | L62 | fully | HPLC Column | PEEK | 33 x 4,0 mm
ProntoSIL | A4P4K301PS030 | BISCHOFF ProntoSIL 300-3-C30 EC | C30 | 40 | 4 | 3 | 300 | L62 | fully | HPLC Column | PEEK | 40 x 4,0 mm
ProntoSIL | 05P4K301PS030 | BISCHOFF ProntoSIL 300-3-C30 EC | C30 | 50 | 4 | 3 | 300 | L62 | fully | HPLC Column | PEEK | 50 x 4,0 mm
ProntoSIL | 06P4K301PS030 | BISCHOFF ProntoSIL 300-3-C30 EC | C30 | 53 | 4 | 3 | 300 | L62 | fully | HPLC Column | PEEK | 53 x 4,0 mm
ProntoSIL | A6P4K301PS030 | BISCHOFF ProntoSIL 300-3-C30 EC | C30 | 60 | 4 | 3 | 300 | L62 | fully | HPLC Column | PEEK | 60 x 4,0 mm
ProntoSIL | 07P4K301PS030 | BISCHOFF ProntoSIL 300-3-C30 EC | C30 | 75 | 4 | 3 | 300 | L62 | fully | HPLC Column | PEEK | 75 x 4,0 mm
ProntoSIL | 10P4K301PS030 | BISCHOFF ProntoSIL 300-3-C30 EC | C30 | 100 | 4 | 3 | 300 | L62 | fully | HPLC Column | PEEK | 100 x 4,0 mm
ProntoSIL | 12P4K301PS030 | BISCHOFF ProntoSIL 300-3-C30 EC | C30 | 125 | 4 | 3 | 300 | L62 | fully | HPLC Column | PEEK | 125 x 4,0 mm
ProntoSIL | 15P4K301PS030 | BISCHOFF ProntoSIL 300-3-C30 EC | C30 | 150 | 4 | 3 | 300 | L62 | fully | HPLC Column | PEEK | 150 x 4,0 mm
ProntoSIL | 20P4K301PS030 | BISCHOFF ProntoSIL 300-3-C30 EC | C30 | 200 | 4 | 3 | 300 | L62 | fully | HPLC Column | PEEK | 200 x 4,0 mm
ProntoSIL | 25P4K301PS030 | BISCHOFF ProntoSIL 300-3-C30 EC | C30 | 250 | 4 | 3 | 300 | L62 | fully | HPLC Column | PEEK | 250 x 4,0 mm
ProntoSIL | 30P4K301PS030 | BISCHOFF ProntoSIL 300-3-C30 EC | C30 | 300 | 4 | 3 | 300 | L62 | fully | HPLC Column | PEEK | 300 x 4,0 mm
ProntoSIL | 6305K301PS030 | BISCHOFF ProntoSIL 300-3-C30 EC | C30 | 5 | 4 | 3 | 300 | L62 | fully | Cartridges (5 pcs.) | SS | 5 x 4,0 mm
ProntoSIL | 6301K301PS030 | BISCHOFF ProntoSIL 300-3-C30 EC | C30 | 10 | 4 | 3 | 300 | L62 | fully | Cartridges (5 pcs.) | SS | 10 x 4,0 mm
ProntoSIL | 6302K301PS030 | BISCHOFF ProntoSIL 300-3-C30 EC | C30 | 20 | 4 | 3 | 300 | L62 | fully | Cartridges (5 pcs.) | SS | 20 x 4,0 mm
ProntoSIL | 63P1K301PS030 | BISCHOFF ProntoSIL 300-3-C30 EC | C30 | 10 | 4 | 3 | 300 | L62 | fully | Cartridges (5 pcs.) | PEEK | 10 x 4,0 mm
ProntoSIL | 63P2K301PS030 | BISCHOFF ProntoSIL 300-3-C30 EC | C30 | 20 | 4 | 3 | 300 | L62 | fully | Cartridges (5 pcs.) | PEEK | 20 x 4,0 mm
ProntoSIL | 6335K301PS030 | BISCHOFF ProntoSIL 300-3-C30 EC | C30 | 5 | 3 | 3 | 300 | L62 | fully | Cartridges (5 pcs.) | SS | 5 x 3,0 mm
ProntoSIL | 6331K301PS030 | BISCHOFF ProntoSIL 300-3-C30 EC | C30 | 10 | 3 | 3 | 300 | L62 | fully | Cartridges (5 pcs.) | SS | 10 x 3,0 mm
ProntoSIL | 6332K301PS030 | BISCHOFF ProntoSIL 300-3-C30 EC | C30 | 20 | 3 | 3 | 300 | L62 | fully | Cartridges (5 pcs.) | SS | 20 x 3,0 mm
ProntoSIL | 6325K301PS030 | BISCHOFF ProntoSIL 300-3-C30 EC | C30 | 5 | 2 | 3 | 300 | L62 | fully | Cartridges (5 pcs.) | SS | 5 x 2,0 mm
ProntoSIL | 6321K301PS030 | BISCHOFF ProntoSIL 300-3-C30 EC | C30 | 10 | 2 | 3 | 300 | L62 | fully | Cartridges (5 pcs.) | SS | 10 x 2,0 mm
ProntoSIL | 6322K301PS030 | BISCHOFF ProntoSIL 300-3-C30 EC | C30 | 20 | 2 | 3 | 300 | L62 | fully | Cartridges (5 pcs.) | SS | 20 x 2,0 mm
ProntoSIL | 0102K301PS050 | BISCHOFF ProntoSIL 300-5-C30 EC | C30 | 14 | 2 | 5 | 300 | L62 | fully | HPLC Column | SS | 14 x 2,0 mm
ProntoSIL | 0103K301PS050 | BISCHOFF ProntoSIL 300-5-C30 EC | C30 | 14 | 3 | 5 | 300 | L62 | fully | HPLC Column | SS | 14 x 3,0 mm
ProntoSIL | 0104K301PS050 | BISCHOFF ProntoSIL 300-5-C30 EC | C30 | 14 | 4 | 5 | 300 | L62 | fully | HPLC Column | SS | 14 x 4,0 mm
ProntoSIL | 0146K301PS050 | BISCHOFF ProntoSIL 300-5-C30 EC | C30 | 14 | 4.6 | 5 | 300 | L62 | fully | HPLC Column | SS | 14 x 4,6 mm
ProntoSIL | A202K301PS050 | BISCHOFF ProntoSIL 300-5-C30 EC | C30 | 20 | 2 | 5 | 300 | L62 | fully | HPLC Column | SS | 20 x 2,0 mm
ProntoSIL | A203K301PS050 | BISCHOFF ProntoSIL 300-5-C30 EC | C30 | 20 | 3 | 5 | 300 | L62 | fully | HPLC Column | SS | 20 x 3,0 mm
ProntoSIL | A204K301PS050 | BISCHOFF ProntoSIL 300-5-C30 EC | C30 | 20 | 4 | 5 | 300 | L62 | fully | HPLC Column | SS | 20 x 4,0 mm
ProntoSIL | A246K301PS050 | BISCHOFF ProntoSIL 300-5-C30 EC | C30 | 20 | 4.6 | 5 | 300 | L62 | fully | HPLC Column | SS | 20 x 4,6 mm
ProntoSIL | 0202K301PS050 | BISCHOFF ProntoSIL 300-5-C30 EC | C30 | 25 | 2 | 5 | 300 | L62 | fully | HPLC Column | SS | 25 x 2,0 mm
ProntoSIL | 0203K301PS050 | BISCHOFF ProntoSIL 300-5-C30 EC | C30 | 25 | 3 | 5 | 300 | L62 | fully | HPLC Column | SS | 25 x 3,0 mm
ProntoSIL | 0204K301PS050 | BISCHOFF ProntoSIL 300-5-C30 EC | C30 | 25 | 4 | 5 | 300 | L62 | fully | HPLC Column | SS | 25 x 4,0 mm
ProntoSIL | 0246K301PS050 | BISCHOFF ProntoSIL 300-5-C30 EC | C30 | 25 | 4.6 | 5 | 300 | L62 | fully | HPLC Column | SS | 25 x 4,6 mm
ProntoSIL | 0302K301PS050 | BISCHOFF ProntoSIL 300-5-C30 EC | C30 | 30 | 2 | 5 | 300 | L62 | fully | HPLC Column | SS | 30 x 2,0 mm
ProntoSIL | 0303K301PS050 | BISCHOFF ProntoSIL 300-5-C30 EC | C30 | 30 | 3 | 5 | 300 | L62 | fully | HPLC Column | SS | 30 x 3,0 mm
ProntoSIL | 0304K301PS050 | BISCHOFF ProntoSIL 300-5-C30 EC | C30 | 30 | 4 | 5 | 300 | L62 | fully | HPLC Column | SS | 30 x 4,0 mm
ProntoSIL | 0346K301PS050 | BISCHOFF ProntoSIL 300-5-C30 EC | C30 | 30 | 4.6 | 5 | 300 | L62 | fully | HPLC Column | SS | 30 x 4,6 mm
ProntoSIL | 0402K301PS050 | BISCHOFF ProntoSIL 300-5-C30 EC | C30 | 33 | 2 | 5 | 300 | L62 | fully | HPLC Column | SS | 33 x 2,0 mm
ProntoSIL | 0403K301PS050 | BISCHOFF ProntoSIL 300-5-C30 EC | C30 | 33 | 3 | 5 | 300 | L62 | fully | HPLC Column | SS | 33 x 3,0 mm
ProntoSIL | 0404K301PS050 | BISCHOFF ProntoSIL 300-5-C30 EC | C30 | 33 | 4 | 5 | 300 | L62 | fully | HPLC Column | SS | 33 x 4,0 mm
ProntoSIL | 0446K301PS050 | BISCHOFF ProntoSIL 300-5-C30 EC | C30 | 33 | 4.6 | 5 | 300 | L62 | fully | HPLC Column | SS | 33 x 4,6 mm
ProntoSIL | A402K301PS050 | BISCHOFF ProntoSIL 300-5-C30 EC | C30 | 40 | 2 | 5 | 300 | L62 | fully | HPLC Column | SS | 40 x 2,0 mm
ProntoSIL | A403K301PS050 | BISCHOFF ProntoSIL 300-5-C30 EC | C30 | 40 | 3 | 5 | 300 | L62 | fully | HPLC Column | SS | 40 x 3,0 mm
ProntoSIL | A404K301PS050 | BISCHOFF ProntoSIL 300-5-C30 EC | C30 | 40 | 4 | 5 | 300 | L62 | fully | HPLC Column | SS | 40 x 4,0 mm
ProntoSIL | A446K301PS050 | BISCHOFF ProntoSIL 300-5-C30 EC | C30 | 40 | 4.6 | 5 | 300 | L62 | fully | HPLC Column | SS | 40 x 4,6 mm
ProntoSIL | 0502K301PS050 | BISCHOFF ProntoSIL 300-5-C30 EC | C30 | 50 | 2 | 5 | 300 | L62 | fully | HPLC Column | SS | 50 x 2,0 mm
ProntoSIL | 0503K301PS050 | BISCHOFF ProntoSIL 300-5-C30 EC | C30 | 50 | 3 | 5 | 300 | L62 | fully | HPLC Column | SS | 50 x 3,0 mm
ProntoSIL | 0504K301PS050 | BISCHOFF ProntoSIL 300-5-C30 EC | C30 | 50 | 4 | 5 | 300 | L62 | fully | HPLC Column | SS | 50 x 4,0 mm
ProntoSIL | 0546K301PS050 | BISCHOFF ProntoSIL 300-5-C30 EC | C30 | 50 | 4.6 | 5 | 300 | L62 | fully | HPLC Column | SS | 50 x 4,6 mm
ProntoSIL | 0602K301PS050 | BISCHOFF ProntoSIL 300-5-C30 EC | C30 | 53 | 2 | 5 | 300 | L62 | fully | HPLC Column | SS | 53 x 2,0 mm
ProntoSIL | 0603K301PS050 | BISCHOFF ProntoSIL 300-5-C30 EC | C30 | 53 | 3 | 5 | 300 | L62 | fully | HPLC Column | SS | 53 x 3,0 mm
ProntoSIL | 0604K301PS050 | BISCHOFF ProntoSIL 300-5-C30 EC | C30 | 53 | 4 | 5 | 300 | L62 | fully | HPLC Column | SS | 53 x 4,0 mm
ProntoSIL | 0646K301PS050 | BISCHOFF ProntoSIL 300-5-C30 EC | C30 | 53 | 4.6 | 5 | 300 | L62 | fully | HPLC Column | SS | 53 x 4,6 mm
ProntoSIL | A602K301PS050 | BISCHOFF ProntoSIL 300-5-C30 EC | C30 | 60 | 2 | 5 | 300 | L62 | fully | HPLC Column | SS | 60 x 2,0 mm
ProntoSIL | A603K301PS050 | BISCHOFF ProntoSIL 300-5-C30 EC | C30 | 60 | 3 | 5 | 300 | L62 | fully | HPLC Column | SS | 60 x 3,0 mm
ProntoSIL | A604K301PS050 | BISCHOFF ProntoSIL 300-5-C30 EC | C30 | 60 | 4 | 5 | 300 | L62 | fully | HPLC Column | SS | 60 x 4,0 mm
ProntoSIL | A646K301PS050 | BISCHOFF ProntoSIL 300-5-C30 EC | C30 | 60 | 4.6 | 5 | 300 | L62 | fully | HPLC Column | SS | 60 x 4,6 mm
ProntoSIL | 0702K301PS050 | BISCHOFF ProntoSIL 300-5-C30 EC | C30 | 75 | 2 | 5 | 300 | L62 | fully | HPLC Column | SS | 75 x 2,0 mm
ProntoSIL | 0703K301PS050 | BISCHOFF ProntoSIL 300-5-C30 EC | C30 | 75 | 3 | 5 | 300 | L62 | fully | HPLC Column | SS | 75 x 3,0 mm
ProntoSIL | 0704K301PS050 | BISCHOFF ProntoSIL 300-5-C30 EC | C30 | 75 | 4 | 5 | 300 | L62 | fully | HPLC Column | SS | 75 x 4,0 mm
ProntoSIL | 0746K301PS050 | BISCHOFF ProntoSIL 300-5-C30 EC | C30 | 75 | 4.6 | 5 | 300 | L62 | fully | HPLC Column | SS | 75 x 4,6 mm
ProntoSIL | 1002K301PS050 | BISCHOFF ProntoSIL 300-5-C30 EC | C30 | 100 | 2 | 5 | 300 | L62 | fully | HPLC Column | SS | 100 x 2,0 mm
ProntoSIL | 1003K301PS050 | BISCHOFF ProntoSIL 300-5-C30 EC | C30 | 100 | 3 | 5 | 300 | L62 | fully | HPLC Column | SS | 100 x 3,0 mm
ProntoSIL | 1004K301PS050 | BISCHOFF ProntoSIL 300-5-C30 EC | C30 | 100 | 4 | 5 | 300 | L62 | fully | HPLC Column | SS | 100 x 4,0 mm
ProntoSIL | 1046K301PS050 | BISCHOFF ProntoSIL 300-5-C30 EC | C30 | 100 | 4.6 | 5 | 300 | L62 | fully | HPLC Column | SS | 100 x 4,6 mm
ProntoSIL | 1202K301PS050 | BISCHOFF ProntoSIL 300-5-C30 EC | C30 | 125 | 2 | 5 | 300 | L62 | fully | HPLC Column | SS | 125 x 2,0 mm
ProntoSIL | 1203K301PS050 | BISCHOFF ProntoSIL 300-5-C30 EC | C30 | 125 | 3 | 5 | 300 | L62 | fully | HPLC Column | SS | 125 x 3,0 mm
ProntoSIL | 1204K301PS050 | BISCHOFF ProntoSIL 300-5-C30 EC | C30 | 125 | 4 | 5 | 300 | L62 | fully | HPLC Column | SS | 125 x 4,0 mm
ProntoSIL | 1246K301PS050 | BISCHOFF ProntoSIL 300-5-C30 EC | C30 | 125 | 4.6 | 5 | 300 | L62 | fully | HPLC Column | SS | 125 x 4,6 mm
ProntoSIL | 1502K301PS050 | BISCHOFF ProntoSIL 300-5-C30 EC | C30 | 150 | 2 | 5 | 300 | L62 | fully | HPLC Column | SS | 150 x 2,0 mm
ProntoSIL | 1503K301PS050 | BISCHOFF ProntoSIL 300-5-C30 EC | C30 | 150 | 3 | 5 | 300 | L62 | fully | HPLC Column | SS | 150 x 3,0 mm
ProntoSIL | 1504K301PS050 | BISCHOFF ProntoSIL 300-5-C30 EC | C30 | 150 | 4 | 5 | 300 | L62 | fully | HPLC Column | SS | 150 x 4,0 mm
ProntoSIL | 1546K301PS050 | BISCHOFF ProntoSIL 300-5-C30 EC | C30 | 150 | 4.6 | 5 | 300 | L62 | fully | HPLC Column | SS | 150 x 4,6 mm
ProntoSIL | 2002K301PS050 | BISCHOFF ProntoSIL 300-5-C30 EC | C30 | 200 | 2 | 5 | 300 | L62 | fully | HPLC Column | SS | 200 x 2,0 mm
ProntoSIL | 2003K301PS050 | BISCHOFF ProntoSIL 300-5-C30 EC | C30 | 200 | 3 | 5 | 300 | L62 | fully | HPLC Column | SS | 200 x 3,0 mm
ProntoSIL | 2004K301PS050 | BISCHOFF ProntoSIL 300-5-C30 EC | C30 | 200 | 4 | 5 | 300 | L62 | fully | HPLC Column | SS | 200 x 4,0 mm
ProntoSIL | 2046K301PS050 | BISCHOFF ProntoSIL 300-5-C30 EC | C30 | 200 | 4.6 | 5 | 300 | L62 | fully | HPLC Column | SS | 200 x 4,6 mm
ProntoSIL | 2502K301PS050 | BISCHOFF ProntoSIL 300-5-C30 EC | C30 | 250 | 2 | 5 | 300 | L62 | fully | HPLC Column | SS | 250 x 2,0 mm
ProntoSIL | 2503K301PS050 | BISCHOFF ProntoSIL 300-5-C30 EC | C30 | 250 | 3 | 5 | 300 | L62 | fully | HPLC Column | SS | 250 x 3,0 mm
ProntoSIL | 2504K301PS050 | BISCHOFF ProntoSIL 300-5-C30 EC | C30 | 250 | 4 | 5 | 300 | L62 | fully | HPLC Column | SS | 250 x 4,0 mm
ProntoSIL | 2546K301PS050 | BISCHOFF ProntoSIL 300-5-C30 EC | C30 | 250 | 4.6 | 5 | 300 | L62 | fully | HPLC Column | SS | 250 x 4,6 mm
ProntoSIL | 3002K301PS050 | BISCHOFF ProntoSIL 300-5-C30 EC | C30 | 300 | 2 | 5 | 300 | L62 | fully | HPLC Column | SS | 300 x 2,0 mm
ProntoSIL | 3003K301PS050 | BISCHOFF ProntoSIL 300-5-C30 EC | C30 | 300 | 3 | 5 | 300 | L62 | fully | HPLC Column | SS | 300 x 3,0 mm
ProntoSIL | 3004K301PS050 | BISCHOFF ProntoSIL 300-5-C30 EC | C30 | 300 | 4 | 5 | 300 | L62 | fully | HPLC Column | SS | 300 x 4,0 mm
ProntoSIL | 3046K301PS050 | BISCHOFF ProntoSIL 300-5-C30 EC | C30 | 300 | 4.6 | 5 | 300 | L62 | fully | HPLC Column | SS | 300 x 4,6 mm
ProntoSIL | 01P4K301PS050 | BISCHOFF ProntoSIL 300-5-C30 EC | C30 | 14 | 4 | 5 | 300 | L62 | fully | HPLC Column | PEEK | 14 x 4,0 mm
ProntoSIL | A2P4K301PS050 | BISCHOFF ProntoSIL 300-5-C30 EC | C30 | 20 | 4 | 5 | 300 | L62 | fully | HPLC Column | PEEK | 20 x 4,0 mm
ProntoSIL | 02P4K301PS050 | BISCHOFF ProntoSIL 300-5-C30 EC | C30 | 25 | 4 | 5 | 300 | L62 | fully | HPLC Column | PEEK | 25 x 4,0 mm
ProntoSIL | 03P4K301PS050 | BISCHOFF ProntoSIL 300-5-C30 EC | C30 | 30 | 4 | 5 | 300 | L62 | fully | HPLC Column | PEEK | 30 x 4,0 mm
ProntoSIL | 04P4K301PS050 | BISCHOFF ProntoSIL 300-5-C30 EC | C30 | 33 | 4 | 5 | 300 | L62 | fully | HPLC Column | PEEK | 33 x 4,0 mm
ProntoSIL | A4P4K301PS050 | BISCHOFF ProntoSIL 300-5-C30 EC | C30 | 40 | 4 | 5 | 300 | L62 | fully | HPLC Column | PEEK | 40 x 4,0 mm
ProntoSIL | 05P4K301PS050 | BISCHOFF ProntoSIL 300-5-C30 EC | C30 | 50 | 4 | 5 | 300 | L62 | fully | HPLC Column | PEEK | 50 x 4,0 mm
ProntoSIL | 06P4K301PS050 | BISCHOFF ProntoSIL 300-5-C30 EC | C30 | 53 | 4 | 5 | 300 | L62 | fully | HPLC Column | PEEK | 53 x 4,0 mm
ProntoSIL | A6P4K301PS050 | BISCHOFF ProntoSIL 300-5-C30 EC | C30 | 60 | 4 | 5 | 300 | L62 | fully | HPLC Column | PEEK | 60 x 4,0 mm
ProntoSIL | 07P4K301PS050 | BISCHOFF ProntoSIL 300-5-C30 EC | C30 | 75 | 4 | 5 | 300 | L62 | fully | HPLC Column | PEEK | 75 x 4,0 mm
ProntoSIL | 10P4K301PS050 | BISCHOFF ProntoSIL 300-5-C30 EC | C30 | 100 | 4 | 5 | 300 | L62 | fully | HPLC Column | PEEK | 100 x 4,0 mm
ProntoSIL | 12P4K301PS050 | BISCHOFF ProntoSIL 300-5-C30 EC | C30 | 125 | 4 | 5 | 300 | L62 | fully | HPLC Column | PEEK | 125 x 4,0 mm
ProntoSIL | 15P4K301PS050 | BISCHOFF ProntoSIL 300-5-C30 EC | C30 | 150 | 4 | 5 | 300 | L62 | fully | HPLC Column | PEEK | 150 x 4,0 mm
ProntoSIL | 20P4K301PS050 | BISCHOFF ProntoSIL 300-5-C30 EC | C30 | 200 | 4 | 5 | 300 | L62 | fully | HPLC Column | PEEK | 200 x 4,0 mm
ProntoSIL | 25P4K301PS050 | BISCHOFF ProntoSIL 300-5-C30 EC | C30 | 250 | 4 | 5 | 300 | L62 | fully | HPLC Column | PEEK | 250 x 4,0 mm
ProntoSIL | 30P4K301PS050 | BISCHOFF ProntoSIL 300-5-C30 EC | C30 | 300 | 4 | 5 | 300 | L62 | fully | HPLC Column | PEEK | 300 x 4,0 mm
ProntoSIL | 6305K301PS050 | BISCHOFF ProntoSIL 300-5-C30 EC | C30 | 5 | 4 | 5 | 300 | L62 | fully | Cartridges (5 pcs.) | SS | 5 x 4,0 mm
ProntoSIL | 6301K301PS050 | BISCHOFF ProntoSIL 300-5-C30 EC | C30 | 10 | 4 | 5 | 300 | L62 | fully | Cartridges (5 pcs.) | SS | 10 x 4,0 mm
ProntoSIL | 6302K301PS050 | BISCHOFF ProntoSIL 300-5-C30 EC | C30 | 20 | 4 | 5 | 300 | L62 | fully | Cartridges (5 pcs.) | SS | 20 x 4,0 mm
ProntoSIL | 63P1K301PS050 | BISCHOFF ProntoSIL 300-5-C30 EC | C30 | 10 | 4 | 5 | 300 | L62 | fully | Cartridges (5 pcs.) | PEEK | 10 x 4,0 mm
ProntoSIL | 63P2K301PS050 | BISCHOFF ProntoSIL 300-5-C30 EC | C30 | 20 | 4 | 5 | 300 | L62 | fully | Cartridges (5 pcs.) | PEEK | 20 x 4,0 mm
ProntoSIL | 6335K301PS050 | BISCHOFF ProntoSIL 300-5-C30 EC | C30 | 5 | 3 | 5 | 300 | L62 | fully | Cartridges (5 pcs.) | SS | 5 x 3,0 mm
ProntoSIL | 6331K301PS050 | BISCHOFF ProntoSIL 300-5-C30 EC | C30 | 10 | 3 | 5 | 300 | L62 | fully | Cartridges (5 pcs.) | SS | 10 x 3,0 mm
ProntoSIL | 6332K301PS050 | BISCHOFF ProntoSIL 300-5-C30 EC | C30 | 20 | 3 | 5 | 300 | L62 | fully | Cartridges (5 pcs.) | SS | 20 x 3,0 mm
ProntoSIL | 6325K301PS050 | BISCHOFF ProntoSIL 300-5-C30 EC | C30 | 5 | 2 | 5 | 300 | L62 | fully | Cartridges (5 pcs.) | SS | 5 x 2,0 mm
ProntoSIL | 6321K301PS050 | BISCHOFF ProntoSIL 300-5-C30 EC | C30 | 10 | 2 | 5 | 300 | L62 | fully | Cartridges (5 pcs.) | SS | 10 x 2,0 mm
ProntoSIL | 6322K301PS050 | BISCHOFF ProntoSIL 300-5-C30 EC | C30 | 20 | 2 | 5 | 300 | L62 | fully | Cartridges (5 pcs.) | SS | 20 x 2,0 mm
ProntoSIL | 0102C000PS030 | BISCHOFF ProntoSIL 60-3-Si | Silica | 14 | 2 | 3 | 60 | L3 | no | HPLC Column | SS | 14 x 2,0 mm
ProntoSIL | 0103C000PS030 | BISCHOFF ProntoSIL 60-3-Si | Silica | 14 | 3 | 3 | 60 | L3 | no | HPLC Column | SS | 14 x 3,0 mm
ProntoSIL | 0104C000PS030 | BISCHOFF ProntoSIL 60-3-Si | Silica | 14 | 4 | 3 | 60 | L3 | no | HPLC Column | SS | 14 x 4,0 mm
ProntoSIL | 0146C000PS030 | BISCHOFF ProntoSIL 60-3-Si | Silica | 14 | 4.6 | 3 | 60 | L3 | no | HPLC Column | SS | 14 x 4,6 mm
ProntoSIL | A202C000PS030 | BISCHOFF ProntoSIL 60-3-Si | Silica | 20 | 2 | 3 | 60 | L3 | no | HPLC Column | SS | 20 x 2,0 mm
ProntoSIL | A203C000PS030 | BISCHOFF ProntoSIL 60-3-Si | Silica | 20 | 3 | 3 | 60 | L3 | no | HPLC Column | SS | 20 x 3,0 mm
ProntoSIL | A204C000PS030 | BISCHOFF ProntoSIL 60-3-Si | Silica | 20 | 4 | 3 | 60 | L3 | no | HPLC Column | SS | 20 x 4,0 mm
ProntoSIL | A246C000PS030 | BISCHOFF ProntoSIL 60-3-Si | Silica | 20 | 4.6 | 3 | 60 | L3 | no | HPLC Column | SS | 20 x 4,6 mm
ProntoSIL | 0202C000PS030 | BISCHOFF ProntoSIL 60-3-Si | Silica | 25 | 2 | 3 | 60 | L3 | no | HPLC Column | SS | 25 x 2,0 mm
ProntoSIL | 0203C000PS030 | BISCHOFF ProntoSIL 60-3-Si | Silica | 25 | 3 | 3 | 60 | L3 | no | HPLC Column | SS | 25 x 3,0 mm
ProntoSIL | 0204C000PS030 | BISCHOFF ProntoSIL 60-3-Si | Silica | 25 | 4 | 3 | 60 | L3 | no | HPLC Column | SS | 25 x 4,0 mm
ProntoSIL | 0246C000PS030 | BISCHOFF ProntoSIL 60-3-Si | Silica | 25 | 4.6 | 3 | 60 | L3 | no | HPLC Column | SS | 25 x 4,6 mm
ProntoSIL | 0302C000PS030 | BISCHOFF ProntoSIL 60-3-Si | Silica | 30 | 2 | 3 | 60 | L3 | no | HPLC Column | SS | 30 x 2,0 mm
ProntoSIL | 0303C000PS030 | BISCHOFF ProntoSIL 60-3-Si | Silica | 30 | 3 | 3 | 60 | L3 | no | HPLC Column | SS | 30 x 3,0 mm
ProntoSIL | 0304C000PS030 | BISCHOFF ProntoSIL 60-3-Si | Silica | 30 | 4 | 3 | 60 | L3 | no | HPLC Column | SS | 30 x 4,0 mm
ProntoSIL | 0346C000PS030 | BISCHOFF ProntoSIL 60-3-Si | Silica | 30 | 4.6 | 3 | 60 | L3 | no | HPLC Column | SS | 30 x 4,6 mm
ProntoSIL | 0402C000PS030 | BISCHOFF ProntoSIL 60-3-Si | Silica | 33 | 2 | 3 | 60 | L3 | no | HPLC Column | SS | 33 x 2,0 mm
ProntoSIL | 0403C000PS030 | BISCHOFF ProntoSIL 60-3-Si | Silica | 33 | 3 | 3 | 60 | L3 | no | HPLC Column | SS | 33 x 3,0 mm
ProntoSIL | 0404C000PS030 | BISCHOFF ProntoSIL 60-3-Si | Silica | 33 | 4 | 3 | 60 | L3 | no | HPLC Column | SS | 33 x 4,0 mm
ProntoSIL | 0446C000PS030 | BISCHOFF ProntoSIL 60-3-Si | Silica | 33 | 4.6 | 3 | 60 | L3 | no | HPLC Column | SS | 33 x 4,6 mm
ProntoSIL | A402C000PS030 | BISCHOFF ProntoSIL 60-3-Si | Silica | 40 | 2 | 3 | 60 | L3 | no | HPLC Column | SS | 40 x 2,0 mm
ProntoSIL | A403C000PS030 | BISCHOFF ProntoSIL 60-3-Si | Silica | 40 | 3 | 3 | 60 | L3 | no | HPLC Column | SS | 40 x 3,0 mm
ProntoSIL | A404C000PS030 | BISCHOFF ProntoSIL 60-3-Si | Silica | 40 | 4 | 3 | 60 | L3 | no | HPLC Column | SS | 40 x 4,0 mm
ProntoSIL | A446C000PS030 | BISCHOFF ProntoSIL 60-3-Si | Silica | 40 | 4.6 | 3 | 60 | L3 | no | HPLC Column | SS | 40 x 4,6 mm
ProntoSIL | 0502C000PS030 | BISCHOFF ProntoSIL 60-3-Si | Silica | 50 | 2 | 3 | 60 | L3 | no | HPLC Column | SS | 50 x 2,0 mm
ProntoSIL | 0503C000PS030 | BISCHOFF ProntoSIL 60-3-Si | Silica | 50 | 3 | 3 | 60 | L3 | no | HPLC Column | SS | 50 x 3,0 mm
ProntoSIL | 0504C000PS030 | BISCHOFF ProntoSIL 60-3-Si | Silica | 50 | 4 | 3 | 60 | L3 | no | HPLC Column | SS | 50 x 4,0 mm
ProntoSIL | 0546C000PS030 | BISCHOFF ProntoSIL 60-3-Si | Silica | 50 | 4.6 | 3 | 60 | L3 | no | HPLC Column | SS | 50 x 4,6 mm
ProntoSIL | 0602C000PS030 | BISCHOFF ProntoSIL 60-3-Si | Silica | 53 | 2 | 3 | 60 | L3 | no | HPLC Column | SS | 53 x 2,0 mm
ProntoSIL | 0603C000PS030 | BISCHOFF ProntoSIL 60-3-Si | Silica | 53 | 3 | 3 | 60 | L3 | no | HPLC Column | SS | 53 x 3,0 mm
ProntoSIL | 0604C000PS030 | BISCHOFF ProntoSIL 60-3-Si | Silica | 53 | 4 | 3 | 60 | L3 | no | HPLC Column | SS | 53 x 4,0 mm
ProntoSIL | 0646C000PS030 | BISCHOFF ProntoSIL 60-3-Si | Silica | 53 | 4.6 | 3 | 60 | L3 | no | HPLC Column | SS | 53 x 4,6 mm
ProntoSIL | A602C000PS030 | BISCHOFF ProntoSIL 60-3-Si | Silica | 60 | 2 | 3 | 60 | L3 | no | HPLC Column | SS | 60 x 2,0 mm
ProntoSIL | A603C000PS030 | BISCHOFF ProntoSIL 60-3-Si | Silica | 60 | 3 | 3 | 60 | L3 | no | HPLC Column | SS | 60 x 3,0 mm
ProntoSIL | A604C000PS030 | BISCHOFF ProntoSIL 60-3-Si | Silica | 60 | 4 | 3 | 60 | L3 | no | HPLC Column | SS | 60 x 4,0 mm
ProntoSIL | A646C000PS030 | BISCHOFF ProntoSIL 60-3-Si | Silica | 60 | 4.6 | 3 | 60 | L3 | no | HPLC Column | SS | 60 x 4,6 mm
ProntoSIL | 0702C000PS030 | BISCHOFF ProntoSIL 60-3-Si | Silica | 75 | 2 | 3 | 60 | L3 | no | HPLC Column | SS | 75 x 2,0 mm
ProntoSIL | 0703C000PS030 | BISCHOFF ProntoSIL 60-3-Si | Silica | 75 | 3 | 3 | 60 | L3 | no | HPLC Column | SS | 75 x 3,0 mm
ProntoSIL | 0704C000PS030 | BISCHOFF ProntoSIL 60-3-Si | Silica | 75 | 4 | 3 | 60 | L3 | no | HPLC Column | SS | 75 x 4,0 mm
ProntoSIL | 0746C000PS030 | BISCHOFF ProntoSIL 60-3-Si | Silica | 75 | 4.6 | 3 | 60 | L3 | no | HPLC Column | SS | 75 x 4,6 mm
ProntoSIL | 1002C000PS030 | BISCHOFF ProntoSIL 60-3-Si | Silica | 100 | 2 | 3 | 60 | L3 | no | HPLC Column | SS | 100 x 2,0 mm
ProntoSIL | 1003C000PS030 | BISCHOFF ProntoSIL 60-3-Si | Silica | 100 | 3 | 3 | 60 | L3 | no | HPLC Column | SS | 100 x 3,0 mm
ProntoSIL | 1004C000PS030 | BISCHOFF ProntoSIL 60-3-Si | Silica | 100 | 4 | 3 | 60 | L3 | no | HPLC Column | SS | 100 x 4,0 mm
ProntoSIL | 1046C000PS030 | BISCHOFF ProntoSIL 60-3-Si | Silica | 100 | 4.6 | 3 | 60 | L3 | no | HPLC Column | SS | 100 x 4,6 mm
ProntoSIL | 1202C000PS030 | BISCHOFF ProntoSIL 60-3-Si | Silica | 125 | 2 | 3 | 60 | L3 | no | HPLC Column | SS | 125 x 2,0 mm
ProntoSIL | 1203C000PS030 | BISCHOFF ProntoSIL 60-3-Si | Silica | 125 | 3 | 3 | 60 | L3 | no | HPLC Column | SS | 125 x 3,0 mm
ProntoSIL | 1204C000PS030 | BISCHOFF ProntoSIL 60-3-Si | Silica | 125 | 4 | 3 | 60 | L3 | no | HPLC Column | SS | 125 x 4,0 mm
ProntoSIL | 1246C000PS030 | BISCHOFF ProntoSIL 60-3-Si | Silica | 125 | 4.6 | 3 | 60 | L3 | no | HPLC Column | SS | 125 x 4,6 mm
ProntoSIL | 1502C000PS030 | BISCHOFF ProntoSIL 60-3-Si | Silica | 150 | 2 | 3 | 60 | L3 | no | HPLC Column | SS | 150 x 2,0 mm
ProntoSIL | 1503C000PS030 | BISCHOFF ProntoSIL 60-3-Si | Silica | 150 | 3 | 3 | 60 | L3 | no | HPLC Column | SS | 150 x 3,0 mm
ProntoSIL | 1504C000PS030 | BISCHOFF ProntoSIL 60-3-Si | Silica | 150 | 4 | 3 | 60 | L3 | no | HPLC Column | SS | 150 x 4,0 mm
ProntoSIL | 1546C000PS030 | BISCHOFF ProntoSIL 60-3-Si | Silica | 150 | 4.6 | 3 | 60 | L3 | no | HPLC Column | SS | 150 x 4,6 mm
ProntoSIL | 2002C000PS030 | BISCHOFF ProntoSIL 60-3-Si | Silica | 200 | 2 | 3 | 60 | L3 | no | HPLC Column | SS | 200 x 2,0 mm
ProntoSIL | 2003C000PS030 | BISCHOFF ProntoSIL 60-3-Si | Silica | 200 | 3 | 3 | 60 | L3 | no | HPLC Column | SS | 200 x 3,0 mm
ProntoSIL | 2004C000PS030 | BISCHOFF ProntoSIL 60-3-Si | Silica | 200 | 4 | 3 | 60 | L3 | no | HPLC Column | SS | 200 x 4,0 mm
ProntoSIL | 2046C000PS030 | BISCHOFF ProntoSIL 60-3-Si | Silica | 200 | 4.6 | 3 | 60 | L3 | no | HPLC Column | SS | 200 x 4,6 mm
ProntoSIL | 2502C000PS030 | BISCHOFF ProntoSIL 60-3-Si | Silica | 250 | 2 | 3 | 60 | L3 | no | HPLC Column | SS | 250 x 2,0 mm
ProntoSIL | 2503C000PS030 | BISCHOFF ProntoSIL 60-3-Si | Silica | 250 | 3 | 3 | 60 | L3 | no | HPLC Column | SS | 250 x 3,0 mm
ProntoSIL | 2504C000PS030 | BISCHOFF ProntoSIL 60-3-Si | Silica | 250 | 4 | 3 | 60 | L3 | no | HPLC Column | SS | 250 x 4,0 mm
ProntoSIL | 2546C000PS030 | BISCHOFF ProntoSIL 60-3-Si | Silica | 250 | 4.6 | 3 | 60 | L3 | no | HPLC Column | SS | 250 x 4,6 mm
ProntoSIL | 3002C000PS030 | BISCHOFF ProntoSIL 60-3-Si | Silica | 300 | 2 | 3 | 60 | L3 | no | HPLC Column | SS | 300 x 2,0 mm
ProntoSIL | 3003C000PS030 | BISCHOFF ProntoSIL 60-3-Si | Silica | 300 | 3 | 3 | 60 | L3 | no | HPLC Column | SS | 300 x 3,0 mm
ProntoSIL | 3004C000PS030 | BISCHOFF ProntoSIL 60-3-Si | Silica | 300 | 4 | 3 | 60 | L3 | no | HPLC Column | SS | 300 x 4,0 mm
ProntoSIL | 3046C000PS030 | BISCHOFF ProntoSIL 60-3-Si | Silica | 300 | 4.6 | 3 | 60 | L3 | no | HPLC Column | SS | 300 x 4,6 mm
ProntoSIL | 01P4C000PS030 | BISCHOFF ProntoSIL 60-3-Si | Silica | 14 | 4 | 3 | 60 | L3 | no | HPLC Column | PEEK | 14 x 4,0 mm
ProntoSIL | A2P4C000PS030 | BISCHOFF ProntoSIL 60-3-Si | Silica | 20 | 4 | 3 | 60 | L3 | no | HPLC Column | PEEK | 20 x 4,0 mm
ProntoSIL | 02P4C000PS030 | BISCHOFF ProntoSIL 60-3-Si | Silica | 25 | 4 | 3 | 60 | L3 | no | HPLC Column | PEEK | 25 x 4,0 mm
ProntoSIL | 03P4C000PS030 | BISCHOFF ProntoSIL 60-3-Si | Silica | 30 | 4 | 3 | 60 | L3 | no | HPLC Column | PEEK | 30 x 4,0 mm
ProntoSIL | 04P4C000PS030 | BISCHOFF ProntoSIL 60-3-Si | Silica | 33 | 4 | 3 | 60 | L3 | no | HPLC Column | PEEK | 33 x 4,0 mm
ProntoSIL | A4P4C000PS030 | BISCHOFF ProntoSIL 60-3-Si | Silica | 40 | 4 | 3 | 60 | L3 | no | HPLC Column | PEEK | 40 x 4,0 mm
ProntoSIL | 05P4C000PS030 | BISCHOFF ProntoSIL 60-3-Si | Silica | 50 | 4 | 3 | 60 | L3 | no | HPLC Column | PEEK | 50 x 4,0 mm
ProntoSIL | 06P4C000PS030 | BISCHOFF ProntoSIL 60-3-Si | Silica | 53 | 4 | 3 | 60 | L3 | no | HPLC Column | PEEK | 53 x 4,0 mm
ProntoSIL | A6P4C000PS030 | BISCHOFF ProntoSIL 60-3-Si | Silica | 60 | 4 | 3 | 60 | L3 | no | HPLC Column | PEEK | 60 x 4,0 mm
ProntoSIL | 07P4C000PS030 | BISCHOFF ProntoSIL 60-3-Si | Silica | 75 | 4 | 3 | 60 | L3 | no | HPLC Column | PEEK | 75 x 4,0 mm
ProntoSIL | 10P4C000PS030 | BISCHOFF ProntoSIL 60-3-Si | Silica | 100 | 4 | 3 | 60 | L3 | no | HPLC Column | PEEK | 100 x 4,0 mm
ProntoSIL | 12P4C000PS030 | BISCHOFF ProntoSIL 60-3-Si | Silica | 125 | 4 | 3 | 60 | L3 | no | HPLC Column | PEEK | 125 x 4,0 mm
ProntoSIL | 15P4C000PS030 | BISCHOFF ProntoSIL 60-3-Si | Silica | 150 | 4 | 3 | 60 | L3 | no | HPLC Column | PEEK | 150 x 4,0 mm
ProntoSIL | 20P4C000PS030 | BISCHOFF ProntoSIL 60-3-Si | Silica | 200 | 4 | 3 | 60 | L3 | no | HPLC Column | PEEK | 200 x 4,0 mm
ProntoSIL | 25P4C000PS030 | BISCHOFF ProntoSIL 60-3-Si | Silica | 250 | 4 | 3 | 60 | L3 | no | HPLC Column | PEEK | 250 x 4,0 mm
ProntoSIL | 30P4C000PS030 | BISCHOFF ProntoSIL 60-3-Si | Silica | 300 | 4 | 3 | 60 | L3 | no | HPLC Column | PEEK | 300 x 4,0 mm
ProntoSIL | 6305C000PS030 | BISCHOFF ProntoSIL 60-3-Si | Silica | 5 | 4 | 3 | 60 | L3 | no | Cartridges (5 pcs.) | SS | 5 x 4,0 mm
ProntoSIL | 6301C000PS030 | BISCHOFF ProntoSIL 60-3-Si | Silica | 10 | 4 | 3 | 60 | L3 | no | Cartridges (5 pcs.) | SS | 10 x 4,0 mm
ProntoSIL | 6302C000PS030 | BISCHOFF ProntoSIL 60-3-Si | Silica | 20 | 4 | 3 | 60 | L3 | no | Cartridges (5 pcs.) | SS | 20 x 4,0 mm
ProntoSIL | 63P1C000PS030 | BISCHOFF ProntoSIL 60-3-Si | Silica | 10 | 4 | 3 | 60 | L3 | no | Cartridges (5 pcs.) | PEEK | 10 x 4,0 mm
ProntoSIL | 63P2C000PS030 | BISCHOFF ProntoSIL 60-3-Si | Silica | 20 | 4 | 3 | 60 | L3 | no | Cartridges (5 pcs.) | PEEK | 20 x 4,0 mm
ProntoSIL | 6335C000PS030 | BISCHOFF ProntoSIL 60-3-Si | Silica | 5 | 3 | 3 | 60 | L3 | no | Cartridges (5 pcs.) | SS | 5 x 3,0 mm
ProntoSIL | 6331C000PS030 | BISCHOFF ProntoSIL 60-3-Si | Silica | 10 | 3 | 3 | 60 | L3 | no | Cartridges (5 pcs.) | SS | 10 x 3,0 mm
ProntoSIL | 6332C000PS030 | BISCHOFF ProntoSIL 60-3-Si | Silica | 20 | 3 | 3 | 60 | L3 | no | Cartridges (5 pcs.) | SS | 20 x 3,0 mm
ProntoSIL | 6325C000PS030 | BISCHOFF ProntoSIL 60-3-Si | Silica | 5 | 2 | 3 | 60 | L3 | no | Cartridges (5 pcs.) | SS | 5 x 2,0 mm
ProntoSIL | 6321C000PS030 | BISCHOFF ProntoSIL 60-3-Si | Silica | 10 | 2 | 3 | 60 | L3 | no | Cartridges (5 pcs.) | SS | 10 x 2,0 mm
ProntoSIL | 6322C000PS030 | BISCHOFF ProntoSIL 60-3-Si | Silica | 20 | 2 | 3 | 60 | L3 | no | Cartridges (5 pcs.) | SS | 20 x 2,0 mm
ProntoSIL | 0102C000PS050 | BISCHOFF ProntoSIL 60-5-Si | Silica | 14 | 2 | 5 | 60 | L3 | no | HPLC Column | SS | 14 x 2,0 mm
ProntoSIL | 0103C000PS050 | BISCHOFF ProntoSIL 60-5-Si | Silica | 14 | 3 | 5 | 60 | L3 | no | HPLC Column | SS | 14 x 3,0 mm
ProntoSIL | 0104C000PS050 | BISCHOFF ProntoSIL 60-5-Si | Silica | 14 | 4 | 5 | 60 | L3 | no | HPLC Column | SS | 14 x 4,0 mm
ProntoSIL | 0146C000PS050 | BISCHOFF ProntoSIL 60-5-Si | Silica | 14 | 4.6 | 5 | 60 | L3 | no | HPLC Column | SS | 14 x 4,6 mm
ProntoSIL | A202C000PS050 | BISCHOFF ProntoSIL 60-5-Si | Silica | 20 | 2 | 5 | 60 | L3 | no | HPLC Column | SS | 20 x 2,0 mm
ProntoSIL | A203C000PS050 | BISCHOFF ProntoSIL 60-5-Si | Silica | 20 | 3 | 5 | 60 | L3 | no | HPLC Column | SS | 20 x 3,0 mm
ProntoSIL | A204C000PS050 | BISCHOFF ProntoSIL 60-5-Si | Silica | 20 | 4 | 5 | 60 | L3 | no | HPLC Column | SS | 20 x 4,0 mm
ProntoSIL | A246C000PS050 | BISCHOFF ProntoSIL 60-5-Si | Silica | 20 | 4.6 | 5 | 60 | L3 | no | HPLC Column | SS | 20 x 4,6 mm
ProntoSIL | 0202C000PS050 | BISCHOFF ProntoSIL 60-5-Si | Silica | 25 | 2 | 5 | 60 | L3 | no | HPLC Column | SS | 25 x 2,0 mm
ProntoSIL | 0203C000PS050 | BISCHOFF ProntoSIL 60-5-Si | Silica | 25 | 3 | 5 | 60 | L3 | no | HPLC Column | SS | 25 x 3,0 mm
ProntoSIL | 0204C000PS050 | BISCHOFF ProntoSIL 60-5-Si | Silica | 25 | 4 | 5 | 60 | L3 | no | HPLC Column | SS | 25 x 4,0 mm
ProntoSIL | 0246C000PS050 | BISCHOFF ProntoSIL 60-5-Si | Silica | 25 | 4.6 | 5 | 60 | L3 | no | HPLC Column | SS | 25 x 4,6 mm
ProntoSIL | 0302C000PS050 | BISCHOFF ProntoSIL 60-5-Si | Silica | 30 | 2 | 5 | 60 | L3 | no | HPLC Column | SS | 30 x 2,0 mm
ProntoSIL | 0303C000PS050 | BISCHOFF ProntoSIL 60-5-Si | Silica | 30 | 3 | 5 | 60 | L3 | no | HPLC Column | SS | 30 x 3,0 mm
ProntoSIL | 0304C000PS050 | BISCHOFF ProntoSIL 60-5-Si | Silica | 30 | 4 | 5 | 60 | L3 | no | HPLC Column | SS | 30 x 4,0 mm
ProntoSIL | 0346C000PS050 | BISCHOFF ProntoSIL 60-5-Si | Silica | 30 | 4.6 | 5 | 60 | L3 | no | HPLC Column | SS | 30 x 4,6 mm
ProntoSIL | 0402C000PS050 | BISCHOFF ProntoSIL 60-5-Si | Silica | 33 | 2 | 5 | 60 | L3 | no | HPLC Column | SS | 33 x 2,0 mm
ProntoSIL | 0403C000PS050 | BISCHOFF ProntoSIL 60-5-Si | Silica | 33 | 3 | 5 | 60 | L3 | no | HPLC Column | SS | 33 x 3,0 mm
ProntoSIL | 0404C000PS050 | BISCHOFF ProntoSIL 60-5-Si | Silica | 33 | 4 | 5 | 60 | L3 | no | HPLC Column | SS | 33 x 4,0 mm
ProntoSIL | 0446C000PS050 | BISCHOFF ProntoSIL 60-5-Si | Silica | 33 | 4.6 | 5 | 60 | L3 | no | HPLC Column | SS | 33 x 4,6 mm
ProntoSIL | A402C000PS050 | BISCHOFF ProntoSIL 60-5-Si | Silica | 40 | 2 | 5 | 60 | L3 | no | HPLC Column | SS | 40 x 2,0 mm
ProntoSIL | A403C000PS050 | BISCHOFF ProntoSIL 60-5-Si | Silica | 40 | 3 | 5 | 60 | L3 | no | HPLC Column | SS | 40 x 3,0 mm
ProntoSIL | A404C000PS050 | BISCHOFF ProntoSIL 60-5-Si | Silica | 40 | 4 | 5 | 60 | L3 | no | HPLC Column | SS | 40 x 4,0 mm
ProntoSIL | A446C000PS050 | BISCHOFF ProntoSIL 60-5-Si | Silica | 40 | 4.6 | 5 | 60 | L3 | no | HPLC Column | SS | 40 x 4,6 mm
ProntoSIL | 0502C000PS050 | BISCHOFF ProntoSIL 60-5-Si | Silica | 50 | 2 | 5 | 60 | L3 | no | HPLC Column | SS | 50 x 2,0 mm
ProntoSIL | 0503C000PS050 | BISCHOFF ProntoSIL 60-5-Si | Silica | 50 | 3 | 5 | 60 | L3 | no | HPLC Column | SS | 50 x 3,0 mm
ProntoSIL | 0504C000PS050 | BISCHOFF ProntoSIL 60-5-Si | Silica | 50 | 4 | 5 | 60 | L3 | no | HPLC Column | SS | 50 x 4,0 mm
ProntoSIL | 0546C000PS050 | BISCHOFF ProntoSIL 60-5-Si | Silica | 50 | 4.6 | 5 | 60 | L3 | no | HPLC Column | SS | 50 x 4,6 mm
ProntoSIL | 0602C000PS050 | BISCHOFF ProntoSIL 60-5-Si | Silica | 53 | 2 | 5 | 60 | L3 | no | HPLC Column | SS | 53 x 2,0 mm
ProntoSIL | 0603C000PS050 | BISCHOFF ProntoSIL 60-5-Si | Silica | 53 | 3 | 5 | 60 | L3 | no | HPLC Column | SS | 53 x 3,0 mm
ProntoSIL | 0604C000PS050 | BISCHOFF ProntoSIL 60-5-Si | Silica | 53 | 4 | 5 | 60 | L3 | no | HPLC Column | SS | 53 x 4,0 mm
ProntoSIL | 0646C000PS050 | BISCHOFF ProntoSIL 60-5-Si | Silica | 53 | 4.6 | 5 | 60 | L3 | no | HPLC Column | SS | 53 x 4,6 mm
ProntoSIL | A602C000PS050 | BISCHOFF ProntoSIL 60-5-Si | Silica | 60 | 2 | 5 | 60 | L3 | no | HPLC Column | SS | 60 x 2,0 mm
ProntoSIL | A603C000PS050 | BISCHOFF ProntoSIL 60-5-Si | Silica | 60 | 3 | 5 | 60 | L3 | no | HPLC Column | SS | 60 x 3,0 mm
ProntoSIL | A604C000PS050 | BISCHOFF ProntoSIL 60-5-Si | Silica | 60 | 4 | 5 | 60 | L3 | no | HPLC Column | SS | 60 x 4,0 mm
ProntoSIL | A646C000PS050 | BISCHOFF ProntoSIL 60-5-Si | Silica | 60 | 4.6 | 5 | 60 | L3 | no | HPLC Column | SS | 60 x 4,6 mm
ProntoSIL | 0702C000PS050 | BISCHOFF ProntoSIL 60-5-Si | Silica | 75 | 2 | 5 | 60 | L3 | no | HPLC Column | SS | 75 x 2,0 mm
ProntoSIL | 0703C000PS050 | BISCHOFF ProntoSIL 60-5-Si | Silica | 75 | 3 | 5 | 60 | L3 | no | HPLC Column | SS | 75 x 3,0 mm
ProntoSIL | 0704C000PS050 | BISCHOFF ProntoSIL 60-5-Si | Silica | 75 | 4 | 5 | 60 | L3 | no | HPLC Column | SS | 75 x 4,0 mm
ProntoSIL | 0746C000PS050 | BISCHOFF ProntoSIL 60-5-Si | Silica | 75 | 4.6 | 5 | 60 | L3 | no | HPLC Column | SS | 75 x 4,6 mm
ProntoSIL | 1002C000PS050 | BISCHOFF ProntoSIL 60-5-Si | Silica | 100 | 2 | 5 | 60 | L3 | no | HPLC Column | SS | 100 x 2,0 mm
ProntoSIL | 1003C000PS050 | BISCHOFF ProntoSIL 60-5-Si | Silica | 100 | 3 | 5 | 60 | L3 | no | HPLC Column | SS | 100 x 3,0 mm
ProntoSIL | 1004C000PS050 | BISCHOFF ProntoSIL 60-5-Si | Silica | 100 | 4 | 5 | 60 | L3 | no | HPLC Column | SS | 100 x 4,0 mm
ProntoSIL | 1046C000PS050 | BISCHOFF ProntoSIL 60-5-Si | Silica | 100 | 4.6 | 5 | 60 | L3 | no | HPLC Column | SS | 100 x 4,6 mm
ProntoSIL | 1202C000PS050 | BISCHOFF ProntoSIL 60-5-Si | Silica | 125 | 2 | 5 | 60 | L3 | no | HPLC Column | SS | 125 x 2,0 mm
ProntoSIL | 1203C000PS050 | BISCHOFF ProntoSIL 60-5-Si | Silica | 125 | 3 | 5 | 60 | L3 | no | HPLC Column | SS | 125 x 3,0 mm
ProntoSIL | 1204C000PS050 | BISCHOFF ProntoSIL 60-5-Si | Silica | 125 | 4 | 5 | 60 | L3 | no | HPLC Column | SS | 125 x 4,0 mm
ProntoSIL | 1246C000PS050 | BISCHOFF ProntoSIL 60-5-Si | Silica | 125 | 4.6 | 5 | 60 | L3 | no | HPLC Column | SS | 125 x 4,6 mm
ProntoSIL | 1502C000PS050 | BISCHOFF ProntoSIL 60-5-Si | Silica | 150 | 2 | 5 | 60 | L3 | no | HPLC Column | SS | 150 x 2,0 mm
ProntoSIL | 1503C000PS050 | BISCHOFF ProntoSIL 60-5-Si | Silica | 150 | 3 | 5 | 60 | L3 | no | HPLC Column | SS | 150 x 3,0 mm
ProntoSIL | 1504C000PS050 | BISCHOFF ProntoSIL 60-5-Si | Silica | 150 | 4 | 5 | 60 | L3 | no | HPLC Column | SS | 150 x 4,0 mm
ProntoSIL | 1546C000PS050 | BISCHOFF ProntoSIL 60-5-Si | Silica | 150 | 4.6 | 5 | 60 | L3 | no | HPLC Column | SS | 150 x 4,6 mm
ProntoSIL | 2002C000PS050 | BISCHOFF ProntoSIL 60-5-Si | Silica | 200 | 2 | 5 | 60 | L3 | no | HPLC Column | SS | 200 x 2,0 mm
ProntoSIL | 2003C000PS050 | BISCHOFF ProntoSIL 60-5-Si | Silica | 200 | 3 | 5 | 60 | L3 | no | HPLC Column | SS | 200 x 3,0 mm
ProntoSIL | 2004C000PS050 | BISCHOFF ProntoSIL 60-5-Si | Silica | 200 | 4 | 5 | 60 | L3 | no | HPLC Column | SS | 200 x 4,0 mm
ProntoSIL | 2046C000PS050 | BISCHOFF ProntoSIL 60-5-Si | Silica | 200 | 4.6 | 5 | 60 | L3 | no | HPLC Column | SS | 200 x 4,6 mm
ProntoSIL | 2502C000PS050 | BISCHOFF ProntoSIL 60-5-Si | Silica | 250 | 2 | 5 | 60 | L3 | no | HPLC Column | SS | 250 x 2,0 mm
ProntoSIL | 2503C000PS050 | BISCHOFF ProntoSIL 60-5-Si | Silica | 250 | 3 | 5 | 60 | L3 | no | HPLC Column | SS | 250 x 3,0 mm
ProntoSIL | 2504C000PS050 | BISCHOFF ProntoSIL 60-5-Si | Silica | 250 | 4 | 5 | 60 | L3 | no | HPLC Column | SS | 250 x 4,0 mm
ProntoSIL | 2546C000PS050 | BISCHOFF ProntoSIL 60-5-Si | Silica | 250 | 4.6 | 5 | 60 | L3 | no | HPLC Column | SS | 250 x 4,6 mm
ProntoSIL | 3002C000PS050 | BISCHOFF ProntoSIL 60-5-Si | Silica | 300 | 2 | 5 | 60 | L3 | no | HPLC Column | SS | 300 x 2,0 mm
ProntoSIL | 3003C000PS050 | BISCHOFF ProntoSIL 60-5-Si | Silica | 300 | 3 | 5 | 60 | L3 | no | HPLC Column | SS | 300 x 3,0 mm
ProntoSIL | 3004C000PS050 | BISCHOFF ProntoSIL 60-5-Si | Silica | 300 | 4 | 5 | 60 | L3 | no | HPLC Column | SS | 300 x 4,0 mm
ProntoSIL | 3046C000PS050 | BISCHOFF ProntoSIL 60-5-Si | Silica | 300 | 4.6 | 5 | 60 | L3 | no | HPLC Column | SS | 300 x 4,6 mm
ProntoSIL | 01P4C000PS050 | BISCHOFF ProntoSIL 60-5-Si | Silica | 14 | 4 | 5 | 60 | L3 | no | HPLC Column | PEEK | 14 x 4,0 mm
ProntoSIL | A2P4C000PS050 | BISCHOFF ProntoSIL 60-5-Si | Silica | 20 | 4 | 5 | 60 | L3 | no | HPLC Column | PEEK | 20 x 4,0 mm
ProntoSIL | 02P4C000PS050 | BISCHOFF ProntoSIL 60-5-Si | Silica | 25 | 4 | 5 | 60 | L3 | no | HPLC Column | PEEK | 25 x 4,0 mm
ProntoSIL | 03P4C000PS050 | BISCHOFF ProntoSIL 60-5-Si | Silica | 30 | 4 | 5 | 60 | L3 | no | HPLC Column | PEEK | 30 x 4,0 mm
ProntoSIL | 04P4C000PS050 | BISCHOFF ProntoSIL 60-5-Si | Silica | 33 | 4 | 5 | 60 | L3 | no | HPLC Column | PEEK | 33 x 4,0 mm
ProntoSIL | A4P4C000PS050 | BISCHOFF ProntoSIL 60-5-Si | Silica | 40 | 4 | 5 | 60 | L3 | no | HPLC Column | PEEK | 40 x 4,0 mm
ProntoSIL | 05P4C000PS050 | BISCHOFF ProntoSIL 60-5-Si | Silica | 50 | 4 | 5 | 60 | L3 | no | HPLC Column | PEEK | 50 x 4,0 mm
ProntoSIL | 06P4C000PS050 | BISCHOFF ProntoSIL 60-5-Si | Silica | 53 | 4 | 5 | 60 | L3 | no | HPLC Column | PEEK | 53 x 4,0 mm
ProntoSIL | A6P4C000PS050 | BISCHOFF ProntoSIL 60-5-Si | Silica | 60 | 4 | 5 | 60 | L3 | no | HPLC Column | PEEK | 60 x 4,0 mm
ProntoSIL | 07P4C000PS050 | BISCHOFF ProntoSIL 60-5-Si | Silica | 75 | 4 | 5 | 60 | L3 | no | HPLC Column | PEEK | 75 x 4,0 mm
ProntoSIL | 10P4C000PS050 | BISCHOFF ProntoSIL 60-5-Si | Silica | 100 | 4 | 5 | 60 | L3 | no | HPLC Column | PEEK | 100 x 4,0 mm
ProntoSIL | 12P4C000PS050 | BISCHOFF ProntoSIL 60-5-Si | Silica | 125 | 4 | 5 | 60 | L3 | no | HPLC Column | PEEK | 125 x 4,0 mm
ProntoSIL | 15P4C000PS050 | BISCHOFF ProntoSIL 60-5-Si | Silica | 150 | 4 | 5 | 60 | L3 | no | HPLC Column | PEEK | 150 x 4,0 mm
ProntoSIL | 20P4C000PS050 | BISCHOFF ProntoSIL 60-5-Si | Silica | 200 | 4 | 5 | 60 | L3 | no | HPLC Column | PEEK | 200 x 4,0 mm
ProntoSIL | 25P4C000PS050 | BISCHOFF ProntoSIL 60-5-Si | Silica | 250 | 4 | 5 | 60 | L3 | no | HPLC Column | PEEK | 250 x 4,0 mm
ProntoSIL | 30P4C000PS050 | BISCHOFF ProntoSIL 60-5-Si | Silica | 300 | 4 | 5 | 60 | L3 | no | HPLC Column | PEEK | 300 x 4,0 mm
ProntoSIL | 6305C000PS050 | BISCHOFF ProntoSIL 60-5-Si | Silica | 5 | 4 | 5 | 60 | L3 | no | Cartridges (5 pcs.) | SS | 5 x 4,0 mm
ProntoSIL | 6301C000PS050 | BISCHOFF ProntoSIL 60-5-Si | Silica | 10 | 4 | 5 | 60 | L3 | no | Cartridges (5 pcs.) | SS | 10 x 4,0 mm
ProntoSIL | 6302C000PS050 | BISCHOFF ProntoSIL 60-5-Si | Silica | 20 | 4 | 5 | 60 | L3 | no | Cartridges (5 pcs.) | SS | 20 x 4,0 mm
ProntoSIL | 63P1C000PS050 | BISCHOFF ProntoSIL 60-5-Si | Silica | 10 | 4 | 5 | 60 | L3 | no | Cartridges (5 pcs.) | PEEK | 10 x 4,0 mm
ProntoSIL | 63P2C000PS050 | BISCHOFF ProntoSIL 60-5-Si | Silica | 20 | 4 | 5 | 60 | L3 | no | Cartridges (5 pcs.) | PEEK | 20 x 4,0 mm
ProntoSIL | 6335C000PS050 | BISCHOFF ProntoSIL 60-5-Si | Silica | 5 | 3 | 5 | 60 | L3 | no | Cartridges (5 pcs.) | SS | 5 x 3,0 mm
ProntoSIL | 6331C000PS050 | BISCHOFF ProntoSIL 60-5-Si | Silica | 10 | 3 | 5 | 60 | L3 | no | Cartridges (5 pcs.) | SS | 10 x 3,0 mm
ProntoSIL | 6332C000PS050 | BISCHOFF ProntoSIL 60-5-Si | Silica | 20 | 3 | 5 | 60 | L3 | no | Cartridges (5 pcs.) | SS | 20 x 3,0 mm
ProntoSIL | 6325C000PS050 | BISCHOFF ProntoSIL 60-5-Si | Silica | 5 | 2 | 5 | 60 | L3 | no | Cartridges (5 pcs.) | SS | 5 x 2,0 mm
ProntoSIL | 6321C000PS050 | BISCHOFF ProntoSIL 60-5-Si | Silica | 10 | 2 | 5 | 60 | L3 | no | Cartridges (5 pcs.) | SS | 10 x 2,0 mm
ProntoSIL | 6322C000PS050 | BISCHOFF ProntoSIL 60-5-Si | Silica | 20 | 2 | 5 | 60 | L3 | no | Cartridges (5 pcs.) | SS | 20 x 2,0 mm
ProntoSIL | 0102C000PS100 | BISCHOFF ProntoSIL 60-10-Si | Silica | 14 | 2 | 10 | 60 | L3 | no | HPLC Column | SS | 14 x 2,0 mm
ProntoSIL | 0103C000PS100 | BISCHOFF ProntoSIL 60-10-Si | Silica | 14 | 3 | 10 | 60 | L3 | no | HPLC Column | SS | 14 x 3,0 mm
ProntoSIL | 0104C000PS100 | BISCHOFF ProntoSIL 60-10-Si | Silica | 14 | 4 | 10 | 60 | L3 | no | HPLC Column | SS | 14 x 4,0 mm
ProntoSIL | 0146C000PS100 | BISCHOFF ProntoSIL 60-10-Si | Silica | 14 | 4.6 | 10 | 60 | L3 | no | HPLC Column | SS | 14 x 4,6 mm
ProntoSIL | A202C000PS100 | BISCHOFF ProntoSIL 60-10-Si | Silica | 20 | 2 | 10 | 60 | L3 | no | HPLC Column | SS | 20 x 2,0 mm
ProntoSIL | A203C000PS100 | BISCHOFF ProntoSIL 60-10-Si | Silica | 20 | 3 | 10 | 60 | L3 | no | HPLC Column | SS | 20 x 3,0 mm
ProntoSIL | A204C000PS100 | BISCHOFF ProntoSIL 60-10-Si | Silica | 20 | 4 | 10 | 60 | L3 | no | HPLC Column | SS | 20 x 4,0 mm
ProntoSIL | A246C000PS100 | BISCHOFF ProntoSIL 60-10-Si | Silica | 20 | 4.6 | 10 | 60 | L3 | no | HPLC Column | SS | 20 x 4,6 mm
ProntoSIL | 0202C000PS100 | BISCHOFF ProntoSIL 60-10-Si | Silica | 25 | 2 | 10 | 60 | L3 | no | HPLC Column | SS | 25 x 2,0 mm
ProntoSIL | 0203C000PS100 | BISCHOFF ProntoSIL 60-10-Si | Silica | 25 | 3 | 10 | 60 | L3 | no | HPLC Column | SS | 25 x 3,0 mm
ProntoSIL | 0204C000PS100 | BISCHOFF ProntoSIL 60-10-Si | Silica | 25 | 4 | 10 | 60 | L3 | no | HPLC Column | SS | 25 x 4,0 mm
ProntoSIL | 0246C000PS100 | BISCHOFF ProntoSIL 60-10-Si | Silica | 25 | 4.6 | 10 | 60 | L3 | no | HPLC Column | SS | 25 x 4,6 mm
ProntoSIL | 0302C000PS100 | BISCHOFF ProntoSIL 60-10-Si | Silica | 30 | 2 | 10 | 60 | L3 | no | HPLC Column | SS | 30 x 2,0 mm
ProntoSIL | 0303C000PS100 | BISCHOFF ProntoSIL 60-10-Si | Silica | 30 | 3 | 10 | 60 | L3 | no | HPLC Column | SS | 30 x 3,0 mm
ProntoSIL | 0304C000PS100 | BISCHOFF ProntoSIL 60-10-Si | Silica | 30 | 4 | 10 | 60 | L3 | no | HPLC Column | SS | 30 x 4,0 mm
ProntoSIL | 0346C000PS100 | BISCHOFF ProntoSIL 60-10-Si | Silica | 30 | 4.6 | 10 | 60 | L3 | no | HPLC Column | SS | 30 x 4,6 mm
ProntoSIL | 0402C000PS100 | BISCHOFF ProntoSIL 60-10-Si | Silica | 33 | 2 | 10 | 60 | L3 | no | HPLC Column | SS | 33 x 2,0 mm
ProntoSIL | 0403C000PS100 | BISCHOFF ProntoSIL 60-10-Si | Silica | 33 | 3 | 10 | 60 | L3 | no | HPLC Column | SS | 33 x 3,0 mm
ProntoSIL | 0404C000PS100 | BISCHOFF ProntoSIL 60-10-Si | Silica | 33 | 4 | 10 | 60 | L3 | no | HPLC Column | SS | 33 x 4,0 mm
ProntoSIL | 0446C000PS100 | BISCHOFF ProntoSIL 60-10-Si | Silica | 33 | 4.6 | 10 | 60 | L3 | no | HPLC Column | SS | 33 x 4,6 mm
ProntoSIL | A402C000PS100 | BISCHOFF ProntoSIL 60-10-Si | Silica | 40 | 2 | 10 | 60 | L3 | no | HPLC Column | SS | 40 x 2,0 mm
ProntoSIL | A403C000PS100 | BISCHOFF ProntoSIL 60-10-Si | Silica | 40 | 3 | 10 | 60 | L3 | no | HPLC Column | SS | 40 x 3,0 mm
ProntoSIL | A404C000PS100 | BISCHOFF ProntoSIL 60-10-Si | Silica | 40 | 4 | 10 | 60 | L3 | no | HPLC Column | SS | 40 x 4,0 mm
ProntoSIL | A446C000PS100 | BISCHOFF ProntoSIL 60-10-Si | Silica | 40 | 4.6 | 10 | 60 | L3 | no | HPLC Column | SS | 40 x 4,6 mm
ProntoSIL | 0502C000PS100 | BISCHOFF ProntoSIL 60-10-Si | Silica | 50 | 2 | 10 | 60 | L3 | no | HPLC Column | SS | 50 x 2,0 mm
ProntoSIL | 0503C000PS100 | BISCHOFF ProntoSIL 60-10-Si | Silica | 50 | 3 | 10 | 60 | L3 | no | HPLC Column | SS | 50 x 3,0 mm
ProntoSIL | 0504C000PS100 | BISCHOFF ProntoSIL 60-10-Si | Silica | 50 | 4 | 10 | 60 | L3 | no | HPLC Column | SS | 50 x 4,0 mm
ProntoSIL | 0546C000PS100 | BISCHOFF ProntoSIL 60-10-Si | Silica | 50 | 4.6 | 10 | 60 | L3 | no | HPLC Column | SS | 50 x 4,6 mm
ProntoSIL | 0602C000PS100 | BISCHOFF ProntoSIL 60-10-Si | Silica | 53 | 2 | 10 | 60 | L3 | no | HPLC Column | SS | 53 x 2,0 mm
ProntoSIL | 0603C000PS100 | BISCHOFF ProntoSIL 60-10-Si | Silica | 53 | 3 | 10 | 60 | L3 | no | HPLC Column | SS | 53 x 3,0 mm
ProntoSIL | 0604C000PS100 | BISCHOFF ProntoSIL 60-10-Si | Silica | 53 | 4 | 10 | 60 | L3 | no | HPLC Column | SS | 53 x 4,0 mm
ProntoSIL | 0646C000PS100 | BISCHOFF ProntoSIL 60-10-Si | Silica | 53 | 4.6 | 10 | 60 | L3 | no | HPLC Column | SS | 53 x 4,6 mm
ProntoSIL | A602C000PS100 | BISCHOFF ProntoSIL 60-10-Si | Silica | 60 | 2 | 10 | 60 | L3 | no | HPLC Column | SS | 60 x 2,0 mm
ProntoSIL | A603C000PS100 | BISCHOFF ProntoSIL 60-10-Si | Silica | 60 | 3 | 10 | 60 | L3 | no | HPLC Column | SS | 60 x 3,0 mm
ProntoSIL | A604C000PS100 | BISCHOFF ProntoSIL 60-10-Si | Silica | 60 | 4 | 10 | 60 | L3 | no | HPLC Column | SS | 60 x 4,0 mm
ProntoSIL | A646C000PS100 | BISCHOFF ProntoSIL 60-10-Si | Silica | 60 | 4.6 | 10 | 60 | L3 | no | HPLC Column | SS | 60 x 4,6 mm
ProntoSIL | 0702C000PS100 | BISCHOFF ProntoSIL 60-10-Si | Silica | 75 | 2 | 10 | 60 | L3 | no | HPLC Column | SS | 75 x 2,0 mm
ProntoSIL | 0703C000PS100 | BISCHOFF ProntoSIL 60-10-Si | Silica | 75 | 3 | 10 | 60 | L3 | no | HPLC Column | SS | 75 x 3,0 mm
ProntoSIL | 0704C000PS100 | BISCHOFF ProntoSIL 60-10-Si | Silica | 75 | 4 | 10 | 60 | L3 | no | HPLC Column | SS | 75 x 4,0 mm
ProntoSIL | 0746C000PS100 | BISCHOFF ProntoSIL 60-10-Si | Silica | 75 | 4.6 | 10 | 60 | L3 | no | HPLC Column | SS | 75 x 4,6 mm
ProntoSIL | 1002C000PS100 | BISCHOFF ProntoSIL 60-10-Si | Silica | 100 | 2 | 10 | 60 | L3 | no | HPLC Column | SS | 100 x 2,0 mm
ProntoSIL | 1003C000PS100 | BISCHOFF ProntoSIL 60-10-Si | Silica | 100 | 3 | 10 | 60 | L3 | no | HPLC Column | SS | 100 x 3,0 mm
ProntoSIL | 1004C000PS100 | BISCHOFF ProntoSIL 60-10-Si | Silica | 100 | 4 | 10 | 60 | L3 | no | HPLC Column | SS | 100 x 4,0 mm
ProntoSIL | 1046C000PS100 | BISCHOFF ProntoSIL 60-10-Si | Silica | 100 | 4.6 | 10 | 60 | L3 | no | HPLC Column | SS | 100 x 4,6 mm
ProntoSIL | 1202C000PS100 | BISCHOFF ProntoSIL 60-10-Si | Silica | 125 | 2 | 10 | 60 | L3 | no | HPLC Column | SS | 125 x 2,0 mm
ProntoSIL | 1203C000PS100 | BISCHOFF ProntoSIL 60-10-Si | Silica | 125 | 3 | 10 | 60 | L3 | no | HPLC Column | SS | 125 x 3,0 mm
ProntoSIL | 1204C000PS100 | BISCHOFF ProntoSIL 60-10-Si | Silica | 125 | 4 | 10 | 60 | L3 | no | HPLC Column | SS | 125 x 4,0 mm
ProntoSIL | 1246C000PS100 | BISCHOFF ProntoSIL 60-10-Si | Silica | 125 | 4.6 | 10 | 60 | L3 | no | HPLC Column | SS | 125 x 4,6 mm
ProntoSIL | 1502C000PS100 | BISCHOFF ProntoSIL 60-10-Si | Silica | 150 | 2 | 10 | 60 | L3 | no | HPLC Column | SS | 150 x 2,0 mm
ProntoSIL | 1503C000PS100 | BISCHOFF ProntoSIL 60-10-Si | Silica | 150 | 3 | 10 | 60 | L3 | no | HPLC Column | SS | 150 x 3,0 mm
ProntoSIL | 1504C000PS100 | BISCHOFF ProntoSIL 60-10-Si | Silica | 150 | 4 | 10 | 60 | L3 | no | HPLC Column | SS | 150 x 4,0 mm
ProntoSIL | 1546C000PS100 | BISCHOFF ProntoSIL 60-10-Si | Silica | 150 | 4.6 | 10 | 60 | L3 | no | HPLC Column | SS | 150 x 4,6 mm
ProntoSIL | 2002C000PS100 | BISCHOFF ProntoSIL 60-10-Si | Silica | 200 | 2 | 10 | 60 | L3 | no | HPLC Column | SS | 200 x 2,0 mm
ProntoSIL | 2003C000PS100 | BISCHOFF ProntoSIL 60-10-Si | Silica | 200 | 3 | 10 | 60 | L3 | no | HPLC Column | SS | 200 x 3,0 mm
ProntoSIL | 2004C000PS100 | BISCHOFF ProntoSIL 60-10-Si | Silica | 200 | 4 | 10 | 60 | L3 | no | HPLC Column | SS | 200 x 4,0 mm
ProntoSIL | 2046C000PS100 | BISCHOFF ProntoSIL 60-10-Si | Silica | 200 | 4.6 | 10 | 60 | L3 | no | HPLC Column | SS | 200 x 4,6 mm
ProntoSIL | 2502C000PS100 | BISCHOFF ProntoSIL 60-10-Si | Silica | 250 | 2 | 10 | 60 | L3 | no | HPLC Column | SS | 250 x 2,0 mm
ProntoSIL | 2503C000PS100 | BISCHOFF ProntoSIL 60-10-Si | Silica | 250 | 3 | 10 | 60 | L3 | no | HPLC Column | SS | 250 x 3,0 mm
ProntoSIL | 2504C000PS100 | BISCHOFF ProntoSIL 60-10-Si | Silica | 250 | 4 | 10 | 60 | L3 | no | HPLC Column | SS | 250 x 4,0 mm
ProntoSIL | 2546C000PS100 | BISCHOFF ProntoSIL 60-10-Si | Silica | 250 | 4.6 | 10 | 60 | L3 | no | HPLC Column | SS | 250 x 4,6 mm
ProntoSIL | 3002C000PS100 | BISCHOFF ProntoSIL 60-10-Si | Silica | 300 | 2 | 10 | 60 | L3 | no | HPLC Column | SS | 300 x 2,0 mm
ProntoSIL | 3003C000PS100 | BISCHOFF ProntoSIL 60-10-Si | Silica | 300 | 3 | 10 | 60 | L3 | no | HPLC Column | SS | 300 x 3,0 mm
ProntoSIL | 3004C000PS100 | BISCHOFF ProntoSIL 60-10-Si | Silica | 300 | 4 | 10 | 60 | L3 | no | HPLC Column | SS | 300 x 4,0 mm
ProntoSIL | 3046C000PS100 | BISCHOFF ProntoSIL 60-10-Si | Silica | 300 | 4.6 | 10 | 60 | L3 | no | HPLC Column | SS | 300 x 4,6 mm
ProntoSIL | 01P4C000PS100 | BISCHOFF ProntoSIL 60-10-Si | Silica | 14 | 4 | 10 | 60 | L3 | no | HPLC Column | PEEK | 14 x 4,0 mm
ProntoSIL | A2P4C000PS100 | BISCHOFF ProntoSIL 60-10-Si | Silica | 20 | 4 | 10 | 60 | L3 | no | HPLC Column | PEEK | 20 x 4,0 mm
ProntoSIL | 02P4C000PS100 | BISCHOFF ProntoSIL 60-10-Si | Silica | 25 | 4 | 10 | 60 | L3 | no | HPLC Column | PEEK | 25 x 4,0 mm
ProntoSIL | 03P4C000PS100 | BISCHOFF ProntoSIL 60-10-Si | Silica | 30 | 4 | 10 | 60 | L3 | no | HPLC Column | PEEK | 30 x 4,0 mm
ProntoSIL | 04P4C000PS100 | BISCHOFF ProntoSIL 60-10-Si | Silica | 33 | 4 | 10 | 60 | L3 | no | HPLC Column | PEEK | 33 x 4,0 mm
ProntoSIL | A4P4C000PS100 | BISCHOFF ProntoSIL 60-10-Si | Silica | 40 | 4 | 10 | 60 | L3 | no | HPLC Column | PEEK | 40 x 4,0 mm
ProntoSIL | 05P4C000PS100 | BISCHOFF ProntoSIL 60-10-Si | Silica | 50 | 4 | 10 | 60 | L3 | no | HPLC Column | PEEK | 50 x 4,0 mm
ProntoSIL | 06P4C000PS100 | BISCHOFF ProntoSIL 60-10-Si | Silica | 53 | 4 | 10 | 60 | L3 | no | HPLC Column | PEEK | 53 x 4,0 mm
ProntoSIL | A6P4C000PS100 | BISCHOFF ProntoSIL 60-10-Si | Silica | 60 | 4 | 10 | 60 | L3 | no | HPLC Column | PEEK | 60 x 4,0 mm
ProntoSIL | 07P4C000PS100 | BISCHOFF ProntoSIL 60-10-Si | Silica | 75 | 4 | 10 | 60 | L3 | no | HPLC Column | PEEK | 75 x 4,0 mm
ProntoSIL | 10P4C000PS100 | BISCHOFF ProntoSIL 60-10-Si | Silica | 100 | 4 | 10 | 60 | L3 | no | HPLC Column | PEEK | 100 x 4,0 mm
ProntoSIL | 12P4C000PS100 | BISCHOFF ProntoSIL 60-10-Si | Silica | 125 | 4 | 10 | 60 | L3 | no | HPLC Column | PEEK | 125 x 4,0 mm
ProntoSIL | 15P4C000PS100 | BISCHOFF ProntoSIL 60-10-Si | Silica | 150 | 4 | 10 | 60 | L3 | no | HPLC Column | PEEK | 150 x 4,0 mm
ProntoSIL | 20P4C000PS100 | BISCHOFF ProntoSIL 60-10-Si | Silica | 200 | 4 | 10 | 60 | L3 | no | HPLC Column | PEEK | 200 x 4,0 mm
ProntoSIL | 25P4C000PS100 | BISCHOFF ProntoSIL 60-10-Si | Silica | 250 | 4 | 10 | 60 | L3 | no | HPLC Column | PEEK | 250 x 4,0 mm
ProntoSIL | 30P4C000PS100 | BISCHOFF ProntoSIL 60-10-Si | Silica | 300 | 4 | 10 | 60 | L3 | no | HPLC Column | PEEK | 300 x 4,0 mm
ProntoSIL | 6305C000PS100 | BISCHOFF ProntoSIL 60-10-Si | Silica | 5 | 4 | 10 | 60 | L3 | no | Cartridges (5 pcs.) | SS | 5 x 4,0 mm
ProntoSIL | 6301C000PS100 | BISCHOFF ProntoSIL 60-10-Si | Silica | 10 | 4 | 10 | 60 | L3 | no | Cartridges (5 pcs.) | SS | 10 x 4,0 mm
ProntoSIL | 6302C000PS100 | BISCHOFF ProntoSIL 60-10-Si | Silica | 20 | 4 | 10 | 60 | L3 | no | Cartridges (5 pcs.) | SS | 20 x 4,0 mm
ProntoSIL | 63P1C000PS100 | BISCHOFF ProntoSIL 60-10-Si | Silica | 10 | 4 | 10 | 60 | L3 | no | Cartridges (5 pcs.) | PEEK | 10 x 4,0 mm
ProntoSIL | 63P2C000PS100 | BISCHOFF ProntoSIL 60-10-Si | Silica | 20 | 4 | 10 | 60 | L3 | no | Cartridges (5 pcs.) | PEEK | 20 x 4,0 mm
ProntoSIL | 6335C000PS100 | BISCHOFF ProntoSIL 60-10-Si | Silica | 5 | 3 | 10 | 60 | L3 | no | Cartridges (5 pcs.) | SS | 5 x 3,0 mm
ProntoSIL | 6331C000PS100 | BISCHOFF ProntoSIL 60-10-Si | Silica | 10 | 3 | 10 | 60 | L3 | no | Cartridges (5 pcs.) | SS | 10 x 3,0 mm
ProntoSIL | 6332C000PS100 | BISCHOFF ProntoSIL 60-10-Si | Silica | 20 | 3 | 10 | 60 | L3 | no | Cartridges (5 pcs.) | SS | 20 x 3,0 mm
ProntoSIL | 6325C000PS100 | BISCHOFF ProntoSIL 60-10-Si | Silica | 5 | 2 | 10 | 60 | L3 | no | Cartridges (5 pcs.) | SS | 5 x 2,0 mm
ProntoSIL | 6321C000PS100 | BISCHOFF ProntoSIL 60-10-Si | Silica | 10 | 2 | 10 | 60 | L3 | no | Cartridges (5 pcs.) | SS | 10 x 2,0 mm
ProntoSIL | 6322C000PS100 | BISCHOFF ProntoSIL 60-10-Si | Silica | 20 | 2 | 10 | 60 | L3 | no | Cartridges (5 pcs.) | SS | 20 x 2,0 mm
ProntoSIL | 0102F000PS030 | BISCHOFF ProntoSIL 120-3-Si | Silica | 14 | 2 | 3 | 120 | L3 | no | HPLC Column | SS | 14 x 2,0 mm
ProntoSIL | 0103F000PS030 | BISCHOFF ProntoSIL 120-3-Si | Silica | 14 | 3 | 3 | 120 | L3 | no | HPLC Column | SS | 14 x 3,0 mm
ProntoSIL | 0104F000PS030 | BISCHOFF ProntoSIL 120-3-Si | Silica | 14 | 4 | 3 | 120 | L3 | no | HPLC Column | SS | 14 x 4,0 mm
ProntoSIL | 0146F000PS030 | BISCHOFF ProntoSIL 120-3-Si | Silica | 14 | 4.6 | 3 | 120 | L3 | no | HPLC Column | SS | 14 x 4,6 mm
ProntoSIL | A202F000PS030 | BISCHOFF ProntoSIL 120-3-Si | Silica | 20 | 2 | 3 | 120 | L3 | no | HPLC Column | SS | 20 x 2,0 mm
ProntoSIL | A203F000PS030 | BISCHOFF ProntoSIL 120-3-Si | Silica | 20 | 3 | 3 | 120 | L3 | no | HPLC Column | SS | 20 x 3,0 mm
ProntoSIL | A204F000PS030 | BISCHOFF ProntoSIL 120-3-Si | Silica | 20 | 4 | 3 | 120 | L3 | no | HPLC Column | SS | 20 x 4,0 mm
ProntoSIL | A246F000PS030 | BISCHOFF ProntoSIL 120-3-Si | Silica | 20 | 4.6 | 3 | 120 | L3 | no | HPLC Column | SS | 20 x 4,6 mm
ProntoSIL | 0202F000PS030 | BISCHOFF ProntoSIL 120-3-Si | Silica | 25 | 2 | 3 | 120 | L3 | no | HPLC Column | SS | 25 x 2,0 mm
ProntoSIL | 0203F000PS030 | BISCHOFF ProntoSIL 120-3-Si | Silica | 25 | 3 | 3 | 120 | L3 | no | HPLC Column | SS | 25 x 3,0 mm
ProntoSIL | 0204F000PS030 | BISCHOFF ProntoSIL 120-3-Si | Silica | 25 | 4 | 3 | 120 | L3 | no | HPLC Column | SS | 25 x 4,0 mm
ProntoSIL | 0246F000PS030 | BISCHOFF ProntoSIL 120-3-Si | Silica | 25 | 4.6 | 3 | 120 | L3 | no | HPLC Column | SS | 25 x 4,6 mm
ProntoSIL | 0302F000PS030 | BISCHOFF ProntoSIL 120-3-Si | Silica | 30 | 2 | 3 | 120 | L3 | no | HPLC Column | SS | 30 x 2,0 mm
ProntoSIL | 0303F000PS030 | BISCHOFF ProntoSIL 120-3-Si | Silica | 30 | 3 | 3 | 120 | L3 | no | HPLC Column | SS | 30 x 3,0 mm
ProntoSIL | 0304F000PS030 | BISCHOFF ProntoSIL 120-3-Si | Silica | 30 | 4 | 3 | 120 | L3 | no | HPLC Column | SS | 30 x 4,0 mm
ProntoSIL | 0346F000PS030 | BISCHOFF ProntoSIL 120-3-Si | Silica | 30 | 4.6 | 3 | 120 | L3 | no | HPLC Column | SS | 30 x 4,6 mm
ProntoSIL | 0402F000PS030 | BISCHOFF ProntoSIL 120-3-Si | Silica | 33 | 2 | 3 | 120 | L3 | no | HPLC Column | SS | 33 x 2,0 mm
ProntoSIL | 0403F000PS030 | BISCHOFF ProntoSIL 120-3-Si | Silica | 33 | 3 | 3 | 120 | L3 | no | HPLC Column | SS | 33 x 3,0 mm
ProntoSIL | 0404F000PS030 | BISCHOFF ProntoSIL 120-3-Si | Silica | 33 | 4 | 3 | 120 | L3 | no | HPLC Column | SS | 33 x 4,0 mm
ProntoSIL | 0446F000PS030 | BISCHOFF ProntoSIL 120-3-Si | Silica | 33 | 4.6 | 3 | 120 | L3 | no | HPLC Column | SS | 33 x 4,6 mm
ProntoSIL | A402F000PS030 | BISCHOFF ProntoSIL 120-3-Si | Silica | 40 | 2 | 3 | 120 | L3 | no | HPLC Column | SS | 40 x 2,0 mm
ProntoSIL | A403F000PS030 | BISCHOFF ProntoSIL 120-3-Si | Silica | 40 | 3 | 3 | 120 | L3 | no | HPLC Column | SS | 40 x 3,0 mm
ProntoSIL | A404F000PS030 | BISCHOFF ProntoSIL 120-3-Si | Silica | 40 | 4 | 3 | 120 | L3 | no | HPLC Column | SS | 40 x 4,0 mm
ProntoSIL | A446F000PS030 | BISCHOFF ProntoSIL 120-3-Si | Silica | 40 | 4.6 | 3 | 120 | L3 | no | HPLC Column | SS | 40 x 4,6 mm
ProntoSIL | 0502F000PS030 | BISCHOFF ProntoSIL 120-3-Si | Silica | 50 | 2 | 3 | 120 | L3 | no | HPLC Column | SS | 50 x 2,0 mm
ProntoSIL | 0503F000PS030 | BISCHOFF ProntoSIL 120-3-Si | Silica | 50 | 3 | 3 | 120 | L3 | no | HPLC Column | SS | 50 x 3,0 mm
ProntoSIL | 0504F000PS030 | BISCHOFF ProntoSIL 120-3-Si | Silica | 50 | 4 | 3 | 120 | L3 | no | HPLC Column | SS | 50 x 4,0 mm
ProntoSIL | 0546F000PS030 | BISCHOFF ProntoSIL 120-3-Si | Silica | 50 | 4.6 | 3 | 120 | L3 | no | HPLC Column | SS | 50 x 4,6 mm
ProntoSIL | 0602F000PS030 | BISCHOFF ProntoSIL 120-3-Si | Silica | 53 | 2 | 3 | 120 | L3 | no | HPLC Column | SS | 53 x 2,0 mm
ProntoSIL | 0603F000PS030 | BISCHOFF ProntoSIL 120-3-Si | Silica | 53 | 3 | 3 | 120 | L3 | no | HPLC Column | SS | 53 x 3,0 mm
ProntoSIL | 0604F000PS030 | BISCHOFF ProntoSIL 120-3-Si | Silica | 53 | 4 | 3 | 120 | L3 | no | HPLC Column | SS | 53 x 4,0 mm
ProntoSIL | 0646F000PS030 | BISCHOFF ProntoSIL 120-3-Si | Silica | 53 | 4.6 | 3 | 120 | L3 | no | HPLC Column | SS | 53 x 4,6 mm
ProntoSIL | A602F000PS030 | BISCHOFF ProntoSIL 120-3-Si | Silica | 60 | 2 | 3 | 120 | L3 | no | HPLC Column | SS | 60 x 2,0 mm
ProntoSIL | A603F000PS030 | BISCHOFF ProntoSIL 120-3-Si | Silica | 60 | 3 | 3 | 120 | L3 | no | HPLC Column | SS | 60 x 3,0 mm
ProntoSIL | A604F000PS030 | BISCHOFF ProntoSIL 120-3-Si | Silica | 60 | 4 | 3 | 120 | L3 | no | HPLC Column | SS | 60 x 4,0 mm
ProntoSIL | A646F000PS030 | BISCHOFF ProntoSIL 120-3-Si | Silica | 60 | 4.6 | 3 | 120 | L3 | no | HPLC Column | SS | 60 x 4,6 mm
ProntoSIL | 0702F000PS030 | BISCHOFF ProntoSIL 120-3-Si | Silica | 75 | 2 | 3 | 120 | L3 | no | HPLC Column | SS | 75 x 2,0 mm
ProntoSIL | 0703F000PS030 | BISCHOFF ProntoSIL 120-3-Si | Silica | 75 | 3 | 3 | 120 | L3 | no | HPLC Column | SS | 75 x 3,0 mm
ProntoSIL | 0704F000PS030 | BISCHOFF ProntoSIL 120-3-Si | Silica | 75 | 4 | 3 | 120 | L3 | no | HPLC Column | SS | 75 x 4,0 mm
ProntoSIL | 0746F000PS030 | BISCHOFF ProntoSIL 120-3-Si | Silica | 75 | 4.6 | 3 | 120 | L3 | no | HPLC Column | SS | 75 x 4,6 mm
ProntoSIL | 1002F000PS030 | BISCHOFF ProntoSIL 120-3-Si | Silica | 100 | 2 | 3 | 120 | L3 | no | HPLC Column | SS | 100 x 2,0 mm
ProntoSIL | 1003F000PS030 | BISCHOFF ProntoSIL 120-3-Si | Silica | 100 | 3 | 3 | 120 | L3 | no | HPLC Column | SS | 100 x 3,0 mm
ProntoSIL | 1004F000PS030 | BISCHOFF ProntoSIL 120-3-Si | Silica | 100 | 4 | 3 | 120 | L3 | no | HPLC Column | SS | 100 x 4,0 mm
ProntoSIL | 1046F000PS030 | BISCHOFF ProntoSIL 120-3-Si | Silica | 100 | 4.6 | 3 | 120 | L3 | no | HPLC Column | SS | 100 x 4,6 mm
ProntoSIL | 1202F000PS030 | BISCHOFF ProntoSIL 120-3-Si | Silica | 125 | 2 | 3 | 120 | L3 | no | HPLC Column | SS | 125 x 2,0 mm
ProntoSIL | 1203F000PS030 | BISCHOFF ProntoSIL 120-3-Si | Silica | 125 | 3 | 3 | 120 | L3 | no | HPLC Column | SS | 125 x 3,0 mm
ProntoSIL | 1204F000PS030 | BISCHOFF ProntoSIL 120-3-Si | Silica | 125 | 4 | 3 | 120 | L3 | no | HPLC Column | SS | 125 x 4,0 mm
ProntoSIL | 1246F000PS030 | BISCHOFF ProntoSIL 120-3-Si | Silica | 125 | 4.6 | 3 | 120 | L3 | no | HPLC Column | SS | 125 x 4,6 mm
ProntoSIL | 1502F000PS030 | BISCHOFF ProntoSIL 120-3-Si | Silica | 150 | 2 | 3 | 120 | L3 | no | HPLC Column | SS | 150 x 2,0 mm
ProntoSIL | 1503F000PS030 | BISCHOFF ProntoSIL 120-3-Si | Silica | 150 | 3 | 3 | 120 | L3 | no | HPLC Column | SS | 150 x 3,0 mm
ProntoSIL | 1504F000PS030 | BISCHOFF ProntoSIL 120-3-Si | Silica | 150 | 4 | 3 | 120 | L3 | no | HPLC Column | SS | 150 x 4,0 mm
ProntoSIL | 1546F000PS030 | BISCHOFF ProntoSIL 120-3-Si | Silica | 150 | 4.6 | 3 | 120 | L3 | no | HPLC Column | SS | 150 x 4,6 mm
ProntoSIL | 2002F000PS030 | BISCHOFF ProntoSIL 120-3-Si | Silica | 200 | 2 | 3 | 120 | L3 | no | HPLC Column | SS | 200 x 2,0 mm
ProntoSIL | 2003F000PS030 | BISCHOFF ProntoSIL 120-3-Si | Silica | 200 | 3 | 3 | 120 | L3 | no | HPLC Column | SS | 200 x 3,0 mm
ProntoSIL | 2004F000PS030 | BISCHOFF ProntoSIL 120-3-Si | Silica | 200 | 4 | 3 | 120 | L3 | no | HPLC Column | SS | 200 x 4,0 mm
ProntoSIL | 2046F000PS030 | BISCHOFF ProntoSIL 120-3-Si | Silica | 200 | 4.6 | 3 | 120 | L3 | no | HPLC Column | SS | 200 x 4,6 mm
ProntoSIL | 2502F000PS030 | BISCHOFF ProntoSIL 120-3-Si | Silica | 250 | 2 | 3 | 120 | L3 | no | HPLC Column | SS | 250 x 2,0 mm
ProntoSIL | 2503F000PS030 | BISCHOFF ProntoSIL 120-3-Si | Silica | 250 | 3 | 3 | 120 | L3 | no | HPLC Column | SS | 250 x 3,0 mm
ProntoSIL | 2504F000PS030 | BISCHOFF ProntoSIL 120-3-Si | Silica | 250 | 4 | 3 | 120 | L3 | no | HPLC Column | SS | 250 x 4,0 mm
ProntoSIL | 2546F000PS030 | BISCHOFF ProntoSIL 120-3-Si | Silica | 250 | 4.6 | 3 | 120 | L3 | no | HPLC Column | SS | 250 x 4,6 mm
ProntoSIL | 3002F000PS030 | BISCHOFF ProntoSIL 120-3-Si | Silica | 300 | 2 | 3 | 120 | L3 | no | HPLC Column | SS | 300 x 2,0 mm
ProntoSIL | 3003F000PS030 | BISCHOFF ProntoSIL 120-3-Si | Silica | 300 | 3 | 3 | 120 | L3 | no | HPLC Column | SS | 300 x 3,0 mm
ProntoSIL | 3004F000PS030 | BISCHOFF ProntoSIL 120-3-Si | Silica | 300 | 4 | 3 | 120 | L3 | no | HPLC Column | SS | 300 x 4,0 mm
ProntoSIL | 3046F000PS030 | BISCHOFF ProntoSIL 120-3-Si | Silica | 300 | 4.6 | 3 | 120 | L3 | no | HPLC Column | SS | 300 x 4,6 mm
ProntoSIL | 01P4F000PS030 | BISCHOFF ProntoSIL 120-3-Si | Silica | 14 | 4 | 3 | 120 | L3 | no | HPLC Column | PEEK | 14 x 4,0 mm
ProntoSIL | A2P4F000PS030 | BISCHOFF ProntoSIL 120-3-Si | Silica | 20 | 4 | 3 | 120 | L3 | no | HPLC Column | PEEK | 20 x 4,0 mm
ProntoSIL | 02P4F000PS030 | BISCHOFF ProntoSIL 120-3-Si | Silica | 25 | 4 | 3 | 120 | L3 | no | HPLC Column | PEEK | 25 x 4,0 mm
ProntoSIL | 03P4F000PS030 | BISCHOFF ProntoSIL 120-3-Si | Silica | 30 | 4 | 3 | 120 | L3 | no | HPLC Column | PEEK | 30 x 4,0 mm
ProntoSIL | 04P4F000PS030 | BISCHOFF ProntoSIL 120-3-Si | Silica | 33 | 4 | 3 | 120 | L3 | no | HPLC Column | PEEK | 33 x 4,0 mm
ProntoSIL | A4P4F000PS030 | BISCHOFF ProntoSIL 120-3-Si | Silica | 40 | 4 | 3 | 120 | L3 | no | HPLC Column | PEEK | 40 x 4,0 mm
ProntoSIL | 05P4F000PS030 | BISCHOFF ProntoSIL 120-3-Si | Silica | 50 | 4 | 3 | 120 | L3 | no | HPLC Column | PEEK | 50 x 4,0 mm
ProntoSIL | 06P4F000PS030 | BISCHOFF ProntoSIL 120-3-Si | Silica | 53 | 4 | 3 | 120 | L3 | no | HPLC Column | PEEK | 53 x 4,0 mm
ProntoSIL | A6P4F000PS030 | BISCHOFF ProntoSIL 120-3-Si | Silica | 60 | 4 | 3 | 120 | L3 | no | HPLC Column | PEEK | 60 x 4,0 mm
ProntoSIL | 07P4F000PS030 | BISCHOFF ProntoSIL 120-3-Si | Silica | 75 | 4 | 3 | 120 | L3 | no | HPLC Column | PEEK | 75 x 4,0 mm
ProntoSIL | 10P4F000PS030 | BISCHOFF ProntoSIL 120-3-Si | Silica | 100 | 4 | 3 | 120 | L3 | no | HPLC Column | PEEK | 100 x 4,0 mm
ProntoSIL | 12P4F000PS030 | BISCHOFF ProntoSIL 120-3-Si | Silica | 125 | 4 | 3 | 120 | L3 | no | HPLC Column | PEEK | 125 x 4,0 mm
ProntoSIL | 15P4F000PS030 | BISCHOFF ProntoSIL 120-3-Si | Silica | 150 | 4 | 3 | 120 | L3 | no | HPLC Column | PEEK | 150 x 4,0 mm
ProntoSIL | 20P4F000PS030 | BISCHOFF ProntoSIL 120-3-Si | Silica | 200 | 4 | 3 | 120 | L3 | no | HPLC Column | PEEK | 200 x 4,0 mm
ProntoSIL | 25P4F000PS030 | BISCHOFF ProntoSIL 120-3-Si | Silica | 250 | 4 | 3 | 120 | L3 | no | HPLC Column | PEEK | 250 x 4,0 mm
ProntoSIL | 30P4F000PS030 | BISCHOFF ProntoSIL 120-3-Si | Silica | 300 | 4 | 3 | 120 | L3 | no | HPLC Column | PEEK | 300 x 4,0 mm
ProntoSIL | 6305F000PS030 | BISCHOFF ProntoSIL 120-3-Si | Silica | 5 | 4 | 3 | 120 | L3 | no | Cartridges (5 pcs.) | SS | 5 x 4,0 mm
ProntoSIL | 6301F000PS030 | BISCHOFF ProntoSIL 120-3-Si | Silica | 10 | 4 | 3 | 120 | L3 | no | Cartridges (5 pcs.) | SS | 10 x 4,0 mm
ProntoSIL | 6302F000PS030 | BISCHOFF ProntoSIL 120-3-Si | Silica | 20 | 4 | 3 | 120 | L3 | no | Cartridges (5 pcs.) | SS | 20 x 4,0 mm
ProntoSIL | 63P1F000PS030 | BISCHOFF ProntoSIL 120-3-Si | Silica | 10 | 4 | 3 | 120 | L3 | no | Cartridges (5 pcs.) | PEEK | 10 x 4,0 mm
ProntoSIL | 63P2F000PS030 | BISCHOFF ProntoSIL 120-3-Si | Silica | 20 | 4 | 3 | 120 | L3 | no | Cartridges (5 pcs.) | PEEK | 20 x 4,0 mm
ProntoSIL | 6335F000PS030 | BISCHOFF ProntoSIL 120-3-Si | Silica | 5 | 3 | 3 | 120 | L3 | no | Cartridges (5 pcs.) | SS | 5 x 3,0 mm
ProntoSIL | 6331F000PS030 | BISCHOFF ProntoSIL 120-3-Si | Silica | 10 | 3 | 3 | 120 | L3 | no | Cartridges (5 pcs.) | SS | 10 x 3,0 mm
ProntoSIL | 6332F000PS030 | BISCHOFF ProntoSIL 120-3-Si | Silica | 20 | 3 | 3 | 120 | L3 | no | Cartridges (5 pcs.) | SS | 20 x 3,0 mm
ProntoSIL | 6325F000PS030 | BISCHOFF ProntoSIL 120-3-Si | Silica | 5 | 2 | 3 | 120 | L3 | no | Cartridges (5 pcs.) | SS | 5 x 2,0 mm
ProntoSIL | 6321F000PS030 | BISCHOFF ProntoSIL 120-3-Si | Silica | 10 | 2 | 3 | 120 | L3 | no | Cartridges (5 pcs.) | SS | 10 x 2,0 mm
ProntoSIL | 6322F000PS030 | BISCHOFF ProntoSIL 120-3-Si | Silica | 20 | 2 | 3 | 120 | L3 | no | Cartridges (5 pcs.) | SS | 20 x 2,0 mm
ProntoSIL | 0102F000PS050 | BISCHOFF ProntoSIL 120-5-Si | Silica | 14 | 2 | 5 | 120 | L3 | no | HPLC Column | SS | 14 x 2,0 mm
ProntoSIL | 0103F000PS050 | BISCHOFF ProntoSIL 120-5-Si | Silica | 14 | 3 | 5 | 120 | L3 | no | HPLC Column | SS | 14 x 3,0 mm
ProntoSIL | 0104F000PS050 | BISCHOFF ProntoSIL 120-5-Si | Silica | 14 | 4 | 5 | 120 | L3 | no | HPLC Column | SS | 14 x 4,0 mm
ProntoSIL | 0146F000PS050 | BISCHOFF ProntoSIL 120-5-Si | Silica | 14 | 4.6 | 5 | 120 | L3 | no | HPLC Column | SS | 14 x 4,6 mm
ProntoSIL | A202F000PS050 | BISCHOFF ProntoSIL 120-5-Si | Silica | 20 | 2 | 5 | 120 | L3 | no | HPLC Column | SS | 20 x 2,0 mm
ProntoSIL | A203F000PS050 | BISCHOFF ProntoSIL 120-5-Si | Silica | 20 | 3 | 5 | 120 | L3 | no | HPLC Column | SS | 20 x 3,0 mm
ProntoSIL | A204F000PS050 | BISCHOFF ProntoSIL 120-5-Si | Silica | 20 | 4 | 5 | 120 | L3 | no | HPLC Column | SS | 20 x 4,0 mm
ProntoSIL | A246F000PS050 | BISCHOFF ProntoSIL 120-5-Si | Silica | 20 | 4.6 | 5 | 120 | L3 | no | HPLC Column | SS | 20 x 4,6 mm
ProntoSIL | 0202F000PS050 | BISCHOFF ProntoSIL 120-5-Si | Silica | 25 | 2 | 5 | 120 | L3 | no | HPLC Column | SS | 25 x 2,0 mm
ProntoSIL | 0203F000PS050 | BISCHOFF ProntoSIL 120-5-Si | Silica | 25 | 3 | 5 | 120 | L3 | no | HPLC Column | SS | 25 x 3,0 mm
ProntoSIL | 0204F000PS050 | BISCHOFF ProntoSIL 120-5-Si | Silica | 25 | 4 | 5 | 120 | L3 | no | HPLC Column | SS | 25 x 4,0 mm
ProntoSIL | 0246F000PS050 | BISCHOFF ProntoSIL 120-5-Si | Silica | 25 | 4.6 | 5 | 120 | L3 | no | HPLC Column | SS | 25 x 4,6 mm
ProntoSIL | 0302F000PS050 | BISCHOFF ProntoSIL 120-5-Si | Silica | 30 | 2 | 5 | 120 | L3 | no | HPLC Column | SS | 30 x 2,0 mm
ProntoSIL | 0303F000PS050 | BISCHOFF ProntoSIL 120-5-Si | Silica | 30 | 3 | 5 | 120 | L3 | no | HPLC Column | SS | 30 x 3,0 mm
ProntoSIL | 0304F000PS050 | BISCHOFF ProntoSIL 120-5-Si | Silica | 30 | 4 | 5 | 120 | L3 | no | HPLC Column | SS | 30 x 4,0 mm
ProntoSIL | 0346F000PS050 | BISCHOFF ProntoSIL 120-5-Si | Silica | 30 | 4.6 | 5 | 120 | L3 | no | HPLC Column | SS | 30 x 4,6 mm
ProntoSIL | 0402F000PS050 | BISCHOFF ProntoSIL 120-5-Si | Silica | 33 | 2 | 5 | 120 | L3 | no | HPLC Column | SS | 33 x 2,0 mm
ProntoSIL | 0403F000PS050 | BISCHOFF ProntoSIL 120-5-Si | Silica | 33 | 3 | 5 | 120 | L3 | no | HPLC Column | SS | 33 x 3,0 mm
ProntoSIL | 0404F000PS050 | BISCHOFF ProntoSIL 120-5-Si | Silica | 33 | 4 | 5 | 120 | L3 | no | HPLC Column | SS | 33 x 4,0 mm
ProntoSIL | 0446F000PS050 | BISCHOFF ProntoSIL 120-5-Si | Silica | 33 | 4.6 | 5 | 120 | L3 | no | HPLC Column | SS | 33 x 4,6 mm
ProntoSIL | A402F000PS050 | BISCHOFF ProntoSIL 120-5-Si | Silica | 40 | 2 | 5 | 120 | L3 | no | HPLC Column | SS | 40 x 2,0 mm
ProntoSIL | A403F000PS050 | BISCHOFF ProntoSIL 120-5-Si | Silica | 40 | 3 | 5 | 120 | L3 | no | HPLC Column | SS | 40 x 3,0 mm
ProntoSIL | A404F000PS050 | BISCHOFF ProntoSIL 120-5-Si | Silica | 40 | 4 | 5 | 120 | L3 | no | HPLC Column | SS | 40 x 4,0 mm
ProntoSIL | A446F000PS050 | BISCHOFF ProntoSIL 120-5-Si | Silica | 40 | 4.6 | 5 | 120 | L3 | no | HPLC Column | SS | 40 x 4,6 mm
ProntoSIL | 0502F000PS050 | BISCHOFF ProntoSIL 120-5-Si | Silica | 50 | 2 | 5 | 120 | L3 | no | HPLC Column | SS | 50 x 2,0 mm
ProntoSIL | 0503F000PS050 | BISCHOFF ProntoSIL 120-5-Si | Silica | 50 | 3 | 5 | 120 | L3 | no | HPLC Column | SS | 50 x 3,0 mm
ProntoSIL | 0504F000PS050 | BISCHOFF ProntoSIL 120-5-Si | Silica | 50 | 4 | 5 | 120 | L3 | no | HPLC Column | SS | 50 x 4,0 mm
ProntoSIL | 0546F000PS050 | BISCHOFF ProntoSIL 120-5-Si | Silica | 50 | 4.6 | 5 | 120 | L3 | no | HPLC Column | SS | 50 x 4,6 mm
ProntoSIL | 0602F000PS050 | BISCHOFF ProntoSIL 120-5-Si | Silica | 53 | 2 | 5 | 120 | L3 | no | HPLC Column | SS | 53 x 2,0 mm
ProntoSIL | 0603F000PS050 | BISCHOFF ProntoSIL 120-5-Si | Silica | 53 | 3 | 5 | 120 | L3 | no | HPLC Column | SS | 53 x 3,0 mm
ProntoSIL | 0604F000PS050 | BISCHOFF ProntoSIL 120-5-Si | Silica | 53 | 4 | 5 | 120 | L3 | no | HPLC Column | SS | 53 x 4,0 mm
ProntoSIL | 0646F000PS050 | BISCHOFF ProntoSIL 120-5-Si | Silica | 53 | 4.6 | 5 | 120 | L3 | no | HPLC Column | SS | 53 x 4,6 mm
ProntoSIL | A602F000PS050 | BISCHOFF ProntoSIL 120-5-Si | Silica | 60 | 2 | 5 | 120 | L3 | no | HPLC Column | SS | 60 x 2,0 mm
ProntoSIL | A603F000PS050 | BISCHOFF ProntoSIL 120-5-Si | Silica | 60 | 3 | 5 | 120 | L3 | no | HPLC Column | SS | 60 x 3,0 mm
ProntoSIL | A604F000PS050 | BISCHOFF ProntoSIL 120-5-Si | Silica | 60 | 4 | 5 | 120 | L3 | no | HPLC Column | SS | 60 x 4,0 mm
ProntoSIL | A646F000PS050 | BISCHOFF ProntoSIL 120-5-Si | Silica | 60 | 4.6 | 5 | 120 | L3 | no | HPLC Column | SS | 60 x 4,6 mm
ProntoSIL | 0702F000PS050 | BISCHOFF ProntoSIL 120-5-Si | Silica | 75 | 2 | 5 | 120 | L3 | no | HPLC Column | SS | 75 x 2,0 mm
ProntoSIL | 0703F000PS050 | BISCHOFF ProntoSIL 120-5-Si | Silica | 75 | 3 | 5 | 120 | L3 | no | HPLC Column | SS | 75 x 3,0 mm
ProntoSIL | 0704F000PS050 | BISCHOFF ProntoSIL 120-5-Si | Silica | 75 | 4 | 5 | 120 | L3 | no | HPLC Column | SS | 75 x 4,0 mm
ProntoSIL | 0746F000PS050 | BISCHOFF ProntoSIL 120-5-Si | Silica | 75 | 4.6 | 5 | 120 | L3 | no | HPLC Column | SS | 75 x 4,6 mm
ProntoSIL | 1002F000PS050 | BISCHOFF ProntoSIL 120-5-Si | Silica | 100 | 2 | 5 | 120 | L3 | no | HPLC Column | SS | 100 x 2,0 mm
ProntoSIL | 1003F000PS050 | BISCHOFF ProntoSIL 120-5-Si | Silica | 100 | 3 | 5 | 120 | L3 | no | HPLC Column | SS | 100 x 3,0 mm
ProntoSIL | 1004F000PS050 | BISCHOFF ProntoSIL 120-5-Si | Silica | 100 | 4 | 5 | 120 | L3 | no | HPLC Column | SS | 100 x 4,0 mm
ProntoSIL | 1046F000PS050 | BISCHOFF ProntoSIL 120-5-Si | Silica | 100 | 4.6 | 5 | 120 | L3 | no | HPLC Column | SS | 100 x 4,6 mm
ProntoSIL | 1202F000PS050 | BISCHOFF ProntoSIL 120-5-Si | Silica | 125 | 2 | 5 | 120 | L3 | no | HPLC Column | SS | 125 x 2,0 mm
ProntoSIL | 1203F000PS050 | BISCHOFF ProntoSIL 120-5-Si | Silica | 125 | 3 | 5 | 120 | L3 | no | HPLC Column | SS | 125 x 3,0 mm
ProntoSIL | 1204F000PS050 | BISCHOFF ProntoSIL 120-5-Si | Silica | 125 | 4 | 5 | 120 | L3 | no | HPLC Column | SS | 125 x 4,0 mm
ProntoSIL | 1246F000PS050 | BISCHOFF ProntoSIL 120-5-Si | Silica | 125 | 4.6 | 5 | 120 | L3 | no | HPLC Column | SS | 125 x 4,6 mm
ProntoSIL | 1502F000PS050 | BISCHOFF ProntoSIL 120-5-Si | Silica | 150 | 2 | 5 | 120 | L3 | no | HPLC Column | SS | 150 x 2,0 mm
ProntoSIL | 1503F000PS050 | BISCHOFF ProntoSIL 120-5-Si | Silica | 150 | 3 | 5 | 120 | L3 | no | HPLC Column | SS | 150 x 3,0 mm
ProntoSIL | 1504F000PS050 | BISCHOFF ProntoSIL 120-5-Si | Silica | 150 | 4 | 5 | 120 | L3 | no | HPLC Column | SS | 150 x 4,0 mm
ProntoSIL | 1546F000PS050 | BISCHOFF ProntoSIL 120-5-Si | Silica | 150 | 4.6 | 5 | 120 | L3 | no | HPLC Column | SS | 150 x 4,6 mm
ProntoSIL | 2002F000PS050 | BISCHOFF ProntoSIL 120-5-Si | Silica | 200 | 2 | 5 | 120 | L3 | no | HPLC Column | SS | 200 x 2,0 mm
ProntoSIL | 2003F000PS050 | BISCHOFF ProntoSIL 120-5-Si | Silica | 200 | 3 | 5 | 120 | L3 | no | HPLC Column | SS | 200 x 3,0 mm
ProntoSIL | 2004F000PS050 | BISCHOFF ProntoSIL 120-5-Si | Silica | 200 | 4 | 5 | 120 | L3 | no | HPLC Column | SS | 200 x 4,0 mm
ProntoSIL | 2046F000PS050 | BISCHOFF ProntoSIL 120-5-Si | Silica | 200 | 4.6 | 5 | 120 | L3 | no | HPLC Column | SS | 200 x 4,6 mm
ProntoSIL | 2502F000PS050 | BISCHOFF ProntoSIL 120-5-Si | Silica | 250 | 2 | 5 | 120 | L3 | no | HPLC Column | SS | 250 x 2,0 mm
ProntoSIL | 2503F000PS050 | BISCHOFF ProntoSIL 120-5-Si | Silica | 250 | 3 | 5 | 120 | L3 | no | HPLC Column | SS | 250 x 3,0 mm
ProntoSIL | 2504F000PS050 | BISCHOFF ProntoSIL 120-5-Si | Silica | 250 | 4 | 5 | 120 | L3 | no | HPLC Column | SS | 250 x 4,0 mm
ProntoSIL | 2546F000PS050 | BISCHOFF ProntoSIL 120-5-Si | Silica | 250 | 4.6 | 5 | 120 | L3 | no | HPLC Column | SS | 250 x 4,6 mm
ProntoSIL | 3002F000PS050 | BISCHOFF ProntoSIL 120-5-Si | Silica | 300 | 2 | 5 | 120 | L3 | no | HPLC Column | SS | 300 x 2,0 mm
ProntoSIL | 3003F000PS050 | BISCHOFF ProntoSIL 120-5-Si | Silica | 300 | 3 | 5 | 120 | L3 | no | HPLC Column | SS | 300 x 3,0 mm
ProntoSIL | 3004F000PS050 | BISCHOFF ProntoSIL 120-5-Si | Silica | 300 | 4 | 5 | 120 | L3 | no | HPLC Column | SS | 300 x 4,0 mm
ProntoSIL | 3046F000PS050 | BISCHOFF ProntoSIL 120-5-Si | Silica | 300 | 4.6 | 5 | 120 | L3 | no | HPLC Column | SS | 300 x 4,6 mm
ProntoSIL | 01P4F000PS050 | BISCHOFF ProntoSIL 120-5-Si | Silica | 14 | 4 | 5 | 120 | L3 | no | HPLC Column | PEEK | 14 x 4,0 mm
ProntoSIL | A2P4F000PS050 | BISCHOFF ProntoSIL 120-5-Si | Silica | 20 | 4 | 5 | 120 | L3 | no | HPLC Column | PEEK | 20 x 4,0 mm
ProntoSIL | 02P4F000PS050 | BISCHOFF ProntoSIL 120-5-Si | Silica | 25 | 4 | 5 | 120 | L3 | no | HPLC Column | PEEK | 25 x 4,0 mm
ProntoSIL | 03P4F000PS050 | BISCHOFF ProntoSIL 120-5-Si | Silica | 30 | 4 | 5 | 120 | L3 | no | HPLC Column | PEEK | 30 x 4,0 mm
ProntoSIL | 04P4F000PS050 | BISCHOFF ProntoSIL 120-5-Si | Silica | 33 | 4 | 5 | 120 | L3 | no | HPLC Column | PEEK | 33 x 4,0 mm
ProntoSIL | A4P4F000PS050 | BISCHOFF ProntoSIL 120-5-Si | Silica | 40 | 4 | 5 | 120 | L3 | no | HPLC Column | PEEK | 40 x 4,0 mm
ProntoSIL | 05P4F000PS050 | BISCHOFF ProntoSIL 120-5-Si | Silica | 50 | 4 | 5 | 120 | L3 | no | HPLC Column | PEEK | 50 x 4,0 mm
ProntoSIL | 06P4F000PS050 | BISCHOFF ProntoSIL 120-5-Si | Silica | 53 | 4 | 5 | 120 | L3 | no | HPLC Column | PEEK | 53 x 4,0 mm
ProntoSIL | A6P4F000PS050 | BISCHOFF ProntoSIL 120-5-Si | Silica | 60 | 4 | 5 | 120 | L3 | no | HPLC Column | PEEK | 60 x 4,0 mm
ProntoSIL | 07P4F000PS050 | BISCHOFF ProntoSIL 120-5-Si | Silica | 75 | 4 | 5 | 120 | L3 | no | HPLC Column | PEEK | 75 x 4,0 mm
ProntoSIL | 10P4F000PS050 | BISCHOFF ProntoSIL 120-5-Si | Silica | 100 | 4 | 5 | 120 | L3 | no | HPLC Column | PEEK | 100 x 4,0 mm
ProntoSIL | 12P4F000PS050 | BISCHOFF ProntoSIL 120-5-Si | Silica | 125 | 4 | 5 | 120 | L3 | no | HPLC Column | PEEK | 125 x 4,0 mm
ProntoSIL | 15P4F000PS050 | BISCHOFF ProntoSIL 120-5-Si | Silica | 150 | 4 | 5 | 120 | L3 | no | HPLC Column | PEEK | 150 x 4,0 mm
ProntoSIL | 20P4F000PS050 | BISCHOFF ProntoSIL 120-5-Si | Silica | 200 | 4 | 5 | 120 | L3 | no | HPLC Column | PEEK | 200 x 4,0 mm
ProntoSIL | 25P4F000PS050 | BISCHOFF ProntoSIL 120-5-Si | Silica | 250 | 4 | 5 | 120 | L3 | no | HPLC Column | PEEK | 250 x 4,0 mm
ProntoSIL | 30P4F000PS050 | BISCHOFF ProntoSIL 120-5-Si | Silica | 300 | 4 | 5 | 120 | L3 | no | HPLC Column | PEEK | 300 x 4,0 mm
ProntoSIL | 6305F000PS050 | BISCHOFF ProntoSIL 120-5-Si | Silica | 5 | 4 | 5 | 120 | L3 | no | Cartridges (5 pcs.) | SS | 5 x 4,0 mm
ProntoSIL | 6301F000PS050 | BISCHOFF ProntoSIL 120-5-Si | Silica | 10 | 4 | 5 | 120 | L3 | no | Cartridges (5 pcs.) | SS | 10 x 4,0 mm
ProntoSIL | 6302F000PS050 | BISCHOFF ProntoSIL 120-5-Si | Silica | 20 | 4 | 5 | 120 | L3 | no | Cartridges (5 pcs.) | SS | 20 x 4,0 mm
ProntoSIL | 63P1F000PS050 | BISCHOFF ProntoSIL 120-5-Si | Silica | 10 | 4 | 5 | 120 | L3 | no | Cartridges (5 pcs.) | PEEK | 10 x 4,0 mm
ProntoSIL | 63P2F000PS050 | BISCHOFF ProntoSIL 120-5-Si | Silica | 20 | 4 | 5 | 120 | L3 | no | Cartridges (5 pcs.) | PEEK | 20 x 4,0 mm
ProntoSIL | 6335F000PS050 | BISCHOFF ProntoSIL 120-5-Si | Silica | 5 | 3 | 5 | 120 | L3 | no | Cartridges (5 pcs.) | SS | 5 x 3,0 mm
ProntoSIL | 6331F000PS050 | BISCHOFF ProntoSIL 120-5-Si | Silica | 10 | 3 | 5 | 120 | L3 | no | Cartridges (5 pcs.) | SS | 10 x 3,0 mm
ProntoSIL | 6332F000PS050 | BISCHOFF ProntoSIL 120-5-Si | Silica | 20 | 3 | 5 | 120 | L3 | no | Cartridges (5 pcs.) | SS | 20 x 3,0 mm
ProntoSIL | 6325F000PS050 | BISCHOFF ProntoSIL 120-5-Si | Silica | 5 | 2 | 5 | 120 | L3 | no | Cartridges (5 pcs.) | SS | 5 x 2,0 mm
ProntoSIL | 6321F000PS050 | BISCHOFF ProntoSIL 120-5-Si | Silica | 10 | 2 | 5 | 120 | L3 | no | Cartridges (5 pcs.) | SS | 10 x 2,0 mm
ProntoSIL | 6322F000PS050 | BISCHOFF ProntoSIL 120-5-Si | Silica | 20 | 2 | 5 | 120 | L3 | no | Cartridges (5 pcs.) | SS | 20 x 2,0 mm
ProntoSIL | 0102F000PS100 | BISCHOFF ProntoSIL 120-10-Si | Silica | 14 | 2 | 10 | 120 | L3 | no | HPLC Column | SS | 14 x 2,0 mm
ProntoSIL | 0103F000PS100 | BISCHOFF ProntoSIL 120-10-Si | Silica | 14 | 3 | 10 | 120 | L3 | no | HPLC Column | SS | 14 x 3,0 mm
ProntoSIL | 0104F000PS100 | BISCHOFF ProntoSIL 120-10-Si | Silica | 14 | 4 | 10 | 120 | L3 | no | HPLC Column | SS | 14 x 4,0 mm
ProntoSIL | 0146F000PS100 | BISCHOFF ProntoSIL 120-10-Si | Silica | 14 | 4.6 | 10 | 120 | L3 | no | HPLC Column | SS | 14 x 4,6 mm
ProntoSIL | A202F000PS100 | BISCHOFF ProntoSIL 120-10-Si | Silica | 20 | 2 | 10 | 120 | L3 | no | HPLC Column | SS | 20 x 2,0 mm
ProntoSIL | A203F000PS100 | BISCHOFF ProntoSIL 120-10-Si | Silica | 20 | 3 | 10 | 120 | L3 | no | HPLC Column | SS | 20 x 3,0 mm
ProntoSIL | A204F000PS100 | BISCHOFF ProntoSIL 120-10-Si | Silica | 20 | 4 | 10 | 120 | L3 | no | HPLC Column | SS | 20 x 4,0 mm
ProntoSIL | A246F000PS100 | BISCHOFF ProntoSIL 120-10-Si | Silica | 20 | 4.6 | 10 | 120 | L3 | no | HPLC Column | SS | 20 x 4,6 mm
ProntoSIL | 0202F000PS100 | BISCHOFF ProntoSIL 120-10-Si | Silica | 25 | 2 | 10 | 120 | L3 | no | HPLC Column | SS | 25 x 2,0 mm
ProntoSIL | 0203F000PS100 | BISCHOFF ProntoSIL 120-10-Si | Silica | 25 | 3 | 10 | 120 | L3 | no | HPLC Column | SS | 25 x 3,0 mm
ProntoSIL | 0204F000PS100 | BISCHOFF ProntoSIL 120-10-Si | Silica | 25 | 4 | 10 | 120 | L3 | no | HPLC Column | SS | 25 x 4,0 mm
ProntoSIL | 0246F000PS100 | BISCHOFF ProntoSIL 120-10-Si | Silica | 25 | 4.6 | 10 | 120 | L3 | no | HPLC Column | SS | 25 x 4,6 mm
ProntoSIL | 0302F000PS100 | BISCHOFF ProntoSIL 120-10-Si | Silica | 30 | 2 | 10 | 120 | L3 | no | HPLC Column | SS | 30 x 2,0 mm
ProntoSIL | 0303F000PS100 | BISCHOFF ProntoSIL 120-10-Si | Silica | 30 | 3 | 10 | 120 | L3 | no | HPLC Column | SS | 30 x 3,0 mm
ProntoSIL | 0304F000PS100 | BISCHOFF ProntoSIL 120-10-Si | Silica | 30 | 4 | 10 | 120 | L3 | no | HPLC Column | SS | 30 x 4,0 mm
ProntoSIL | 0346F000PS100 | BISCHOFF ProntoSIL 120-10-Si | Silica | 30 | 4.6 | 10 | 120 | L3 | no | HPLC Column | SS | 30 x 4,6 mm
ProntoSIL | 0402F000PS100 | BISCHOFF ProntoSIL 120-10-Si | Silica | 33 | 2 | 10 | 120 | L3 | no | HPLC Column | SS | 33 x 2,0 mm
ProntoSIL | 0403F000PS100 | BISCHOFF ProntoSIL 120-10-Si | Silica | 33 | 3 | 10 | 120 | L3 | no | HPLC Column | SS | 33 x 3,0 mm
ProntoSIL | 0404F000PS100 | BISCHOFF ProntoSIL 120-10-Si | Silica | 33 | 4 | 10 | 120 | L3 | no | HPLC Column | SS | 33 x 4,0 mm
ProntoSIL | 0446F000PS100 | BISCHOFF ProntoSIL 120-10-Si | Silica | 33 | 4.6 | 10 | 120 | L3 | no | HPLC Column | SS | 33 x 4,6 mm
ProntoSIL | A402F000PS100 | BISCHOFF ProntoSIL 120-10-Si | Silica | 40 | 2 | 10 | 120 | L3 | no | HPLC Column | SS | 40 x 2,0 mm
ProntoSIL | A403F000PS100 | BISCHOFF ProntoSIL 120-10-Si | Silica | 40 | 3 | 10 | 120 | L3 | no | HPLC Column | SS | 40 x 3,0 mm
ProntoSIL | A404F000PS100 | BISCHOFF ProntoSIL 120-10-Si | Silica | 40 | 4 | 10 | 120 | L3 | no | HPLC Column | SS | 40 x 4,0 mm
ProntoSIL | A446F000PS100 | BISCHOFF ProntoSIL 120-10-Si | Silica | 40 | 4.6 | 10 | 120 | L3 | no | HPLC Column | SS | 40 x 4,6 mm
ProntoSIL | 0502F000PS100 | BISCHOFF ProntoSIL 120-10-Si | Silica | 50 | 2 | 10 | 120 | L3 | no | HPLC Column | SS | 50 x 2,0 mm
ProntoSIL | 0503F000PS100 | BISCHOFF ProntoSIL 120-10-Si | Silica | 50 | 3 | 10 | 120 | L3 | no | HPLC Column | SS | 50 x 3,0 mm
ProntoSIL | 0504F000PS100 | BISCHOFF ProntoSIL 120-10-Si | Silica | 50 | 4 | 10 | 120 | L3 | no | HPLC Column | SS | 50 x 4,0 mm
ProntoSIL | 0546F000PS100 | BISCHOFF ProntoSIL 120-10-Si | Silica | 50 | 4.6 | 10 | 120 | L3 | no | HPLC Column | SS | 50 x 4,6 mm
ProntoSIL | 0602F000PS100 | BISCHOFF ProntoSIL 120-10-Si | Silica | 53 | 2 | 10 | 120 | L3 | no | HPLC Column | SS | 53 x 2,0 mm
ProntoSIL | 0603F000PS100 | BISCHOFF ProntoSIL 120-10-Si | Silica | 53 | 3 | 10 | 120 | L3 | no | HPLC Column | SS | 53 x 3,0 mm
ProntoSIL | 0604F000PS100 | BISCHOFF ProntoSIL 120-10-Si | Silica | 53 | 4 | 10 | 120 | L3 | no | HPLC Column | SS | 53 x 4,0 mm
ProntoSIL | 0646F000PS100 | BISCHOFF ProntoSIL 120-10-Si | Silica | 53 | 4.6 | 10 | 120 | L3 | no | HPLC Column | SS | 53 x 4,6 mm
ProntoSIL | A602F000PS100 | BISCHOFF ProntoSIL 120-10-Si | Silica | 60 | 2 | 10 | 120 | L3 | no | HPLC Column | SS | 60 x 2,0 mm
ProntoSIL | A603F000PS100 | BISCHOFF ProntoSIL 120-10-Si | Silica | 60 | 3 | 10 | 120 | L3 | no | HPLC Column | SS | 60 x 3,0 mm
ProntoSIL | A604F000PS100 | BISCHOFF ProntoSIL 120-10-Si | Silica | 60 | 4 | 10 | 120 | L3 | no | HPLC Column | SS | 60 x 4,0 mm
ProntoSIL | A646F000PS100 | BISCHOFF ProntoSIL 120-10-Si | Silica | 60 | 4.6 | 10 | 120 | L3 | no | HPLC Column | SS | 60 x 4,6 mm
ProntoSIL | 0702F000PS100 | BISCHOFF ProntoSIL 120-10-Si | Silica | 75 | 2 | 10 | 120 | L3 | no | HPLC Column | SS | 75 x 2,0 mm
ProntoSIL | 0703F000PS100 | BISCHOFF ProntoSIL 120-10-Si | Silica | 75 | 3 | 10 | 120 | L3 | no | HPLC Column | SS | 75 x 3,0 mm
ProntoSIL | 0704F000PS100 | BISCHOFF ProntoSIL 120-10-Si | Silica | 75 | 4 | 10 | 120 | L3 | no | HPLC Column | SS | 75 x 4,0 mm
ProntoSIL | 0746F000PS100 | BISCHOFF ProntoSIL 120-10-Si | Silica | 75 | 4.6 | 10 | 120 | L3 | no | HPLC Column | SS | 75 x 4,6 mm
ProntoSIL | 1002F000PS100 | BISCHOFF ProntoSIL 120-10-Si | Silica | 100 | 2 | 10 | 120 | L3 | no | HPLC Column | SS | 100 x 2,0 mm
ProntoSIL | 1003F000PS100 | BISCHOFF ProntoSIL 120-10-Si | Silica | 100 | 3 | 10 | 120 | L3 | no | HPLC Column | SS | 100 x 3,0 mm
ProntoSIL | 1004F000PS100 | BISCHOFF ProntoSIL 120-10-Si | Silica | 100 | 4 | 10 | 120 | L3 | no | HPLC Column | SS | 100 x 4,0 mm
ProntoSIL | 1046F000PS100 | BISCHOFF ProntoSIL 120-10-Si | Silica | 100 | 4.6 | 10 | 120 | L3 | no | HPLC Column | SS | 100 x 4,6 mm
ProntoSIL | 1202F000PS100 | BISCHOFF ProntoSIL 120-10-Si | Silica | 125 | 2 | 10 | 120 | L3 | no | HPLC Column | SS | 125 x 2,0 mm
ProntoSIL | 1203F000PS100 | BISCHOFF ProntoSIL 120-10-Si | Silica | 125 | 3 | 10 | 120 | L3 | no | HPLC Column | SS | 125 x 3,0 mm
ProntoSIL | 1204F000PS100 | BISCHOFF ProntoSIL 120-10-Si | Silica | 125 | 4 | 10 | 120 | L3 | no | HPLC Column | SS | 125 x 4,0 mm
ProntoSIL | 1246F000PS100 | BISCHOFF ProntoSIL 120-10-Si | Silica | 125 | 4.6 | 10 | 120 | L3 | no | HPLC Column | SS | 125 x 4,6 mm
ProntoSIL | 1502F000PS100 | BISCHOFF ProntoSIL 120-10-Si | Silica | 150 | 2 | 10 | 120 | L3 | no | HPLC Column | SS | 150 x 2,0 mm
ProntoSIL | 1503F000PS100 | BISCHOFF ProntoSIL 120-10-Si | Silica | 150 | 3 | 10 | 120 | L3 | no | HPLC Column | SS | 150 x 3,0 mm
ProntoSIL | 1504F000PS100 | BISCHOFF ProntoSIL 120-10-Si | Silica | 150 | 4 | 10 | 120 | L3 | no | HPLC Column | SS | 150 x 4,0 mm
ProntoSIL | 1546F000PS100 | BISCHOFF ProntoSIL 120-10-Si | Silica | 150 | 4.6 | 10 | 120 | L3 | no | HPLC Column | SS | 150 x 4,6 mm
ProntoSIL | 2002F000PS100 | BISCHOFF ProntoSIL 120-10-Si | Silica | 200 | 2 | 10 | 120 | L3 | no | HPLC Column | SS | 200 x 2,0 mm
ProntoSIL | 2003F000PS100 | BISCHOFF ProntoSIL 120-10-Si | Silica | 200 | 3 | 10 | 120 | L3 | no | HPLC Column | SS | 200 x 3,0 mm
ProntoSIL | 2004F000PS100 | BISCHOFF ProntoSIL 120-10-Si | Silica | 200 | 4 | 10 | 120 | L3 | no | HPLC Column | SS | 200 x 4,0 mm
ProntoSIL | 2046F000PS100 | BISCHOFF ProntoSIL 120-10-Si | Silica | 200 | 4.6 | 10 | 120 | L3 | no | HPLC Column | SS | 200 x 4,6 mm
ProntoSIL | 2502F000PS100 | BISCHOFF ProntoSIL 120-10-Si | Silica | 250 | 2 | 10 | 120 | L3 | no | HPLC Column | SS | 250 x 2,0 mm
ProntoSIL | 2503F000PS100 | BISCHOFF ProntoSIL 120-10-Si | Silica | 250 | 3 | 10 | 120 | L3 | no | HPLC Column | SS | 250 x 3,0 mm
ProntoSIL | 2504F000PS100 | BISCHOFF ProntoSIL 120-10-Si | Silica | 250 | 4 | 10 | 120 | L3 | no | HPLC Column | SS | 250 x 4,0 mm
ProntoSIL | 2546F000PS100 | BISCHOFF ProntoSIL 120-10-Si | Silica | 250 | 4.6 | 10 | 120 | L3 | no | HPLC Column | SS | 250 x 4,6 mm
ProntoSIL | 3002F000PS100 | BISCHOFF ProntoSIL 120-10-Si | Silica | 300 | 2 | 10 | 120 | L3 | no | HPLC Column | SS | 300 x 2,0 mm
ProntoSIL | 3003F000PS100 | BISCHOFF ProntoSIL 120-10-Si | Silica | 300 | 3 | 10 | 120 | L3 | no | HPLC Column | SS | 300 x 3,0 mm
ProntoSIL | 3004F000PS100 | BISCHOFF ProntoSIL 120-10-Si | Silica | 300 | 4 | 10 | 120 | L3 | no | HPLC Column | SS | 300 x 4,0 mm
ProntoSIL | 3046F000PS100 | BISCHOFF ProntoSIL 120-10-Si | Silica | 300 | 4.6 | 10 | 120 | L3 | no | HPLC Column | SS | 300 x 4,6 mm
ProntoSIL | 01P4F000PS100 | BISCHOFF ProntoSIL 120-10-Si | Silica | 14 | 4 | 10 | 120 | L3 | no | HPLC Column | PEEK | 14 x 4,0 mm
ProntoSIL | A2P4F000PS100 | BISCHOFF ProntoSIL 120-10-Si | Silica | 20 | 4 | 10 | 120 | L3 | no | HPLC Column | PEEK | 20 x 4,0 mm
ProntoSIL | 02P4F000PS100 | BISCHOFF ProntoSIL 120-10-Si | Silica | 25 | 4 | 10 | 120 | L3 | no | HPLC Column | PEEK | 25 x 4,0 mm
ProntoSIL | 03P4F000PS100 | BISCHOFF ProntoSIL 120-10-Si | Silica | 30 | 4 | 10 | 120 | L3 | no | HPLC Column | PEEK | 30 x 4,0 mm
ProntoSIL | 04P4F000PS100 | BISCHOFF ProntoSIL 120-10-Si | Silica | 33 | 4 | 10 | 120 | L3 | no | HPLC Column | PEEK | 33 x 4,0 mm
ProntoSIL | A4P4F000PS100 | BISCHOFF ProntoSIL 120-10-Si | Silica | 40 | 4 | 10 | 120 | L3 | no | HPLC Column | PEEK | 40 x 4,0 mm
ProntoSIL | 05P4F000PS100 | BISCHOFF ProntoSIL 120-10-Si | Silica | 50 | 4 | 10 | 120 | L3 | no | HPLC Column | PEEK | 50 x 4,0 mm
ProntoSIL | 06P4F000PS100 | BISCHOFF ProntoSIL 120-10-Si | Silica | 53 | 4 | 10 | 120 | L3 | no | HPLC Column | PEEK | 53 x 4,0 mm
ProntoSIL | A6P4F000PS100 | BISCHOFF ProntoSIL 120-10-Si | Silica | 60 | 4 | 10 | 120 | L3 | no | HPLC Column | PEEK | 60 x 4,0 mm
ProntoSIL | 07P4F000PS100 | BISCHOFF ProntoSIL 120-10-Si | Silica | 75 | 4 | 10 | 120 | L3 | no | HPLC Column | PEEK | 75 x 4,0 mm
ProntoSIL | 10P4F000PS100 | BISCHOFF ProntoSIL 120-10-Si | Silica | 100 | 4 | 10 | 120 | L3 | no | HPLC Column | PEEK | 100 x 4,0 mm
ProntoSIL | 12P4F000PS100 | BISCHOFF ProntoSIL 120-10-Si | Silica | 125 | 4 | 10 | 120 | L3 | no | HPLC Column | PEEK | 125 x 4,0 mm
ProntoSIL | 15P4F000PS100 | BISCHOFF ProntoSIL 120-10-Si | Silica | 150 | 4 | 10 | 120 | L3 | no | HPLC Column | PEEK | 150 x 4,0 mm
ProntoSIL | 20P4F000PS100 | BISCHOFF ProntoSIL 120-10-Si | Silica | 200 | 4 | 10 | 120 | L3 | no | HPLC Column | PEEK | 200 x 4,0 mm
ProntoSIL | 25P4F000PS100 | BISCHOFF ProntoSIL 120-10-Si | Silica | 250 | 4 | 10 | 120 | L3 | no | HPLC Column | PEEK | 250 x 4,0 mm
ProntoSIL | 30P4F000PS100 | BISCHOFF ProntoSIL 120-10-Si | Silica | 300 | 4 | 10 | 120 | L3 | no | HPLC Column | PEEK | 300 x 4,0 mm
ProntoSIL | 6305F000PS100 | BISCHOFF ProntoSIL 120-10-Si | Silica | 5 | 4 | 10 | 120 | L3 | no | Cartridges (5 pcs.) | SS | 5 x 4,0 mm
ProntoSIL | 6301F000PS100 | BISCHOFF ProntoSIL 120-10-Si | Silica | 10 | 4 | 10 | 120 | L3 | no | Cartridges (5 pcs.) | SS | 10 x 4,0 mm
ProntoSIL | 6302F000PS100 | BISCHOFF ProntoSIL 120-10-Si | Silica | 20 | 4 | 10 | 120 | L3 | no | Cartridges (5 pcs.) | SS | 20 x 4,0 mm
ProntoSIL | 63P1F000PS100 | BISCHOFF ProntoSIL 120-10-Si | Silica | 10 | 4 | 10 | 120 | L3 | no | Cartridges (5 pcs.) | PEEK | 10 x 4,0 mm
ProntoSIL | 63P2F000PS100 | BISCHOFF ProntoSIL 120-10-Si | Silica | 20 | 4 | 10 | 120 | L3 | no | Cartridges (5 pcs.) | PEEK | 20 x 4,0 mm
ProntoSIL | 6335F000PS100 | BISCHOFF ProntoSIL 120-10-Si | Silica | 5 | 3 | 10 | 120 | L3 | no | Cartridges (5 pcs.) | SS | 5 x 3,0 mm
ProntoSIL | 6331F000PS100 | BISCHOFF ProntoSIL 120-10-Si | Silica | 10 | 3 | 10 | 120 | L3 | no | Cartridges (5 pcs.) | SS | 10 x 3,0 mm
ProntoSIL | 6332F000PS100 | BISCHOFF ProntoSIL 120-10-Si | Silica | 20 | 3 | 10 | 120 | L3 | no | Cartridges (5 pcs.) | SS | 20 x 3,0 mm
ProntoSIL | 6325F000PS100 | BISCHOFF ProntoSIL 120-10-Si | Silica | 5 | 2 | 10 | 120 | L3 | no | Cartridges (5 pcs.) | SS | 5 x 2,0 mm
ProntoSIL | 6321F000PS100 | BISCHOFF ProntoSIL 120-10-Si | Silica | 10 | 2 | 10 | 120 | L3 | no | Cartridges (5 pcs.) | SS | 10 x 2,0 mm
ProntoSIL | 6322F000PS100 | BISCHOFF ProntoSIL 120-10-Si | Silica | 20 | 2 | 10 | 120 | L3 | no | Cartridges (5 pcs.) | SS | 20 x 2,0 mm
ProntoSIL | 0102H000PS030 | BISCHOFF ProntoSIL 200-3-Si | Silica | 14 | 2 | 3 | 200 | L3 | no | HPLC Column | SS | 14 x 2,0 mm
ProntoSIL | 0103H000PS030 | BISCHOFF ProntoSIL 200-3-Si | Silica | 14 | 3 | 3 | 200 | L3 | no | HPLC Column | SS | 14 x 3,0 mm
ProntoSIL | 0104H000PS030 | BISCHOFF ProntoSIL 200-3-Si | Silica | 14 | 4 | 3 | 200 | L3 | no | HPLC Column | SS | 14 x 4,0 mm
ProntoSIL | 0146H000PS030 | BISCHOFF ProntoSIL 200-3-Si | Silica | 14 | 4.6 | 3 | 200 | L3 | no | HPLC Column | SS | 14 x 4,6 mm
ProntoSIL | A202H000PS030 | BISCHOFF ProntoSIL 200-3-Si | Silica | 20 | 2 | 3 | 200 | L3 | no | HPLC Column | SS | 20 x 2,0 mm
ProntoSIL | A203H000PS030 | BISCHOFF ProntoSIL 200-3-Si | Silica | 20 | 3 | 3 | 200 | L3 | no | HPLC Column | SS | 20 x 3,0 mm
ProntoSIL | A204H000PS030 | BISCHOFF ProntoSIL 200-3-Si | Silica | 20 | 4 | 3 | 200 | L3 | no | HPLC Column | SS | 20 x 4,0 mm
ProntoSIL | A246H000PS030 | BISCHOFF ProntoSIL 200-3-Si | Silica | 20 | 4.6 | 3 | 200 | L3 | no | HPLC Column | SS | 20 x 4,6 mm
ProntoSIL | 0202H000PS030 | BISCHOFF ProntoSIL 200-3-Si | Silica | 25 | 2 | 3 | 200 | L3 | no | HPLC Column | SS | 25 x 2,0 mm
ProntoSIL | 0203H000PS030 | BISCHOFF ProntoSIL 200-3-Si | Silica | 25 | 3 | 3 | 200 | L3 | no | HPLC Column | SS | 25 x 3,0 mm
ProntoSIL | 0204H000PS030 | BISCHOFF ProntoSIL 200-3-Si | Silica | 25 | 4 | 3 | 200 | L3 | no | HPLC Column | SS | 25 x 4,0 mm
ProntoSIL | 0246H000PS030 | BISCHOFF ProntoSIL 200-3-Si | Silica | 25 | 4.6 | 3 | 200 | L3 | no | HPLC Column | SS | 25 x 4,6 mm
ProntoSIL | 0302H000PS030 | BISCHOFF ProntoSIL 200-3-Si | Silica | 30 | 2 | 3 | 200 | L3 | no | HPLC Column | SS | 30 x 2,0 mm
ProntoSIL | 0303H000PS030 | BISCHOFF ProntoSIL 200-3-Si | Silica | 30 | 3 | 3 | 200 | L3 | no | HPLC Column | SS | 30 x 3,0 mm
ProntoSIL | 0304H000PS030 | BISCHOFF ProntoSIL 200-3-Si | Silica | 30 | 4 | 3 | 200 | L3 | no | HPLC Column | SS | 30 x 4,0 mm
ProntoSIL | 0346H000PS030 | BISCHOFF ProntoSIL 200-3-Si | Silica | 30 | 4.6 | 3 | 200 | L3 | no | HPLC Column | SS | 30 x 4,6 mm
ProntoSIL | 0402H000PS030 | BISCHOFF ProntoSIL 200-3-Si | Silica | 33 | 2 | 3 | 200 | L3 | no | HPLC Column | SS | 33 x 2,0 mm
ProntoSIL | 0403H000PS030 | BISCHOFF ProntoSIL 200-3-Si | Silica | 33 | 3 | 3 | 200 | L3 | no | HPLC Column | SS | 33 x 3,0 mm
ProntoSIL | 0404H000PS030 | BISCHOFF ProntoSIL 200-3-Si | Silica | 33 | 4 | 3 | 200 | L3 | no | HPLC Column | SS | 33 x 4,0 mm
ProntoSIL | 0446H000PS030 | BISCHOFF ProntoSIL 200-3-Si | Silica | 33 | 4.6 | 3 | 200 | L3 | no | HPLC Column | SS | 33 x 4,6 mm
ProntoSIL | A402H000PS030 | BISCHOFF ProntoSIL 200-3-Si | Silica | 40 | 2 | 3 | 200 | L3 | no | HPLC Column | SS | 40 x 2,0 mm
ProntoSIL | A403H000PS030 | BISCHOFF ProntoSIL 200-3-Si | Silica | 40 | 3 | 3 | 200 | L3 | no | HPLC Column | SS | 40 x 3,0 mm
ProntoSIL | A404H000PS030 | BISCHOFF ProntoSIL 200-3-Si | Silica | 40 | 4 | 3 | 200 | L3 | no | HPLC Column | SS | 40 x 4,0 mm
ProntoSIL | A446H000PS030 | BISCHOFF ProntoSIL 200-3-Si | Silica | 40 | 4.6 | 3 | 200 | L3 | no | HPLC Column | SS | 40 x 4,6 mm
ProntoSIL | 0502H000PS030 | BISCHOFF ProntoSIL 200-3-Si | Silica | 50 | 2 | 3 | 200 | L3 | no | HPLC Column | SS | 50 x 2,0 mm
ProntoSIL | 0503H000PS030 | BISCHOFF ProntoSIL 200-3-Si | Silica | 50 | 3 | 3 | 200 | L3 | no | HPLC Column | SS | 50 x 3,0 mm
ProntoSIL | 0504H000PS030 | BISCHOFF ProntoSIL 200-3-Si | Silica | 50 | 4 | 3 | 200 | L3 | no | HPLC Column | SS | 50 x 4,0 mm
ProntoSIL | 0546H000PS030 | BISCHOFF ProntoSIL 200-3-Si | Silica | 50 | 4.6 | 3 | 200 | L3 | no | HPLC Column | SS | 50 x 4,6 mm
ProntoSIL | 0602H000PS030 | BISCHOFF ProntoSIL 200-3-Si | Silica | 53 | 2 | 3 | 200 | L3 | no | HPLC Column | SS | 53 x 2,0 mm
ProntoSIL | 0603H000PS030 | BISCHOFF ProntoSIL 200-3-Si | Silica | 53 | 3 | 3 | 200 | L3 | no | HPLC Column | SS | 53 x 3,0 mm
ProntoSIL | 0604H000PS030 | BISCHOFF ProntoSIL 200-3-Si | Silica | 53 | 4 | 3 | 200 | L3 | no | HPLC Column | SS | 53 x 4,0 mm
ProntoSIL | 0646H000PS030 | BISCHOFF ProntoSIL 200-3-Si | Silica | 53 | 4.6 | 3 | 200 | L3 | no | HPLC Column | SS | 53 x 4,6 mm
ProntoSIL | A602H000PS030 | BISCHOFF ProntoSIL 200-3-Si | Silica | 60 | 2 | 3 | 200 | L3 | no | HPLC Column | SS | 60 x 2,0 mm
ProntoSIL | A603H000PS030 | BISCHOFF ProntoSIL 200-3-Si | Silica | 60 | 3 | 3 | 200 | L3 | no | HPLC Column | SS | 60 x 3,0 mm
ProntoSIL | A604H000PS030 | BISCHOFF ProntoSIL 200-3-Si | Silica | 60 | 4 | 3 | 200 | L3 | no | HPLC Column | SS | 60 x 4,0 mm
ProntoSIL | A646H000PS030 | BISCHOFF ProntoSIL 200-3-Si | Silica | 60 | 4.6 | 3 | 200 | L3 | no | HPLC Column | SS | 60 x 4,6 mm
ProntoSIL | 0702H000PS030 | BISCHOFF ProntoSIL 200-3-Si | Silica | 75 | 2 | 3 | 200 | L3 | no | HPLC Column | SS | 75 x 2,0 mm
ProntoSIL | 0703H000PS030 | BISCHOFF ProntoSIL 200-3-Si | Silica | 75 | 3 | 3 | 200 | L3 | no | HPLC Column | SS | 75 x 3,0 mm
ProntoSIL | 0704H000PS030 | BISCHOFF ProntoSIL 200-3-Si | Silica | 75 | 4 | 3 | 200 | L3 | no | HPLC Column | SS | 75 x 4,0 mm
ProntoSIL | 0746H000PS030 | BISCHOFF ProntoSIL 200-3-Si | Silica | 75 | 4.6 | 3 | 200 | L3 | no | HPLC Column | SS | 75 x 4,6 mm
ProntoSIL | 1002H000PS030 | BISCHOFF ProntoSIL 200-3-Si | Silica | 100 | 2 | 3 | 200 | L3 | no | HPLC Column | SS | 100 x 2,0 mm
ProntoSIL | 1003H000PS030 | BISCHOFF ProntoSIL 200-3-Si | Silica | 100 | 3 | 3 | 200 | L3 | no | HPLC Column | SS | 100 x 3,0 mm
ProntoSIL | 1004H000PS030 | BISCHOFF ProntoSIL 200-3-Si | Silica | 100 | 4 | 3 | 200 | L3 | no | HPLC Column | SS | 100 x 4,0 mm
ProntoSIL | 1046H000PS030 | BISCHOFF ProntoSIL 200-3-Si | Silica | 100 | 4.6 | 3 | 200 | L3 | no | HPLC Column | SS | 100 x 4,6 mm
ProntoSIL | 1202H000PS030 | BISCHOFF ProntoSIL 200-3-Si | Silica | 125 | 2 | 3 | 200 | L3 | no | HPLC Column | SS | 125 x 2,0 mm
ProntoSIL | 1203H000PS030 | BISCHOFF ProntoSIL 200-3-Si | Silica | 125 | 3 | 3 | 200 | L3 | no | HPLC Column | SS | 125 x 3,0 mm
ProntoSIL | 1204H000PS030 | BISCHOFF ProntoSIL 200-3-Si | Silica | 125 | 4 | 3 | 200 | L3 | no | HPLC Column | SS | 125 x 4,0 mm
ProntoSIL | 1246H000PS030 | BISCHOFF ProntoSIL 200-3-Si | Silica | 125 | 4.6 | 3 | 200 | L3 | no | HPLC Column | SS | 125 x 4,6 mm
ProntoSIL | 1502H000PS030 | BISCHOFF ProntoSIL 200-3-Si | Silica | 150 | 2 | 3 | 200 | L3 | no | HPLC Column | SS | 150 x 2,0 mm
ProntoSIL | 1503H000PS030 | BISCHOFF ProntoSIL 200-3-Si | Silica | 150 | 3 | 3 | 200 | L3 | no | HPLC Column | SS | 150 x 3,0 mm
ProntoSIL | 1504H000PS030 | BISCHOFF ProntoSIL 200-3-Si | Silica | 150 | 4 | 3 | 200 | L3 | no | HPLC Column | SS | 150 x 4,0 mm
ProntoSIL | 1546H000PS030 | BISCHOFF ProntoSIL 200-3-Si | Silica | 150 | 4.6 | 3 | 200 | L3 | no | HPLC Column | SS | 150 x 4,6 mm
ProntoSIL | 2002H000PS030 | BISCHOFF ProntoSIL 200-3-Si | Silica | 200 | 2 | 3 | 200 | L3 | no | HPLC Column | SS | 200 x 2,0 mm
ProntoSIL | 2003H000PS030 | BISCHOFF ProntoSIL 200-3-Si | Silica | 200 | 3 | 3 | 200 | L3 | no | HPLC Column | SS | 200 x 3,0 mm
ProntoSIL | 2004H000PS030 | BISCHOFF ProntoSIL 200-3-Si | Silica | 200 | 4 | 3 | 200 | L3 | no | HPLC Column | SS | 200 x 4,0 mm
ProntoSIL | 2046H000PS030 | BISCHOFF ProntoSIL 200-3-Si | Silica | 200 | 4.6 | 3 | 200 | L3 | no | HPLC Column | SS | 200 x 4,6 mm
ProntoSIL | 2502H000PS030 | BISCHOFF ProntoSIL 200-3-Si | Silica | 250 | 2 | 3 | 200 | L3 | no | HPLC Column | SS | 250 x 2,0 mm
ProntoSIL | 2503H000PS030 | BISCHOFF ProntoSIL 200-3-Si | Silica | 250 | 3 | 3 | 200 | L3 | no | HPLC Column | SS | 250 x 3,0 mm
ProntoSIL | 2504H000PS030 | BISCHOFF ProntoSIL 200-3-Si | Silica | 250 | 4 | 3 | 200 | L3 | no | HPLC Column | SS | 250 x 4,0 mm
ProntoSIL | 2546H000PS030 | BISCHOFF ProntoSIL 200-3-Si | Silica | 250 | 4.6 | 3 | 200 | L3 | no | HPLC Column | SS | 250 x 4,6 mm
ProntoSIL | 3002H000PS030 | BISCHOFF ProntoSIL 200-3-Si | Silica | 300 | 2 | 3 | 200 | L3 | no | HPLC Column | SS | 300 x 2,0 mm
ProntoSIL | 3003H000PS030 | BISCHOFF ProntoSIL 200-3-Si | Silica | 300 | 3 | 3 | 200 | L3 | no | HPLC Column | SS | 300 x 3,0 mm
ProntoSIL | 3004H000PS030 | BISCHOFF ProntoSIL 200-3-Si | Silica | 300 | 4 | 3 | 200 | L3 | no | HPLC Column | SS | 300 x 4,0 mm
ProntoSIL | 3046H000PS030 | BISCHOFF ProntoSIL 200-3-Si | Silica | 300 | 4.6 | 3 | 200 | L3 | no | HPLC Column | SS | 300 x 4,6 mm
ProntoSIL | 01P4H000PS030 | BISCHOFF ProntoSIL 200-3-Si | Silica | 14 | 4 | 3 | 200 | L3 | no | HPLC Column | PEEK | 14 x 4,0 mm
ProntoSIL | A2P4H000PS030 | BISCHOFF ProntoSIL 200-3-Si | Silica | 20 | 4 | 3 | 200 | L3 | no | HPLC Column | PEEK | 20 x 4,0 mm
ProntoSIL | 02P4H000PS030 | BISCHOFF ProntoSIL 200-3-Si | Silica | 25 | 4 | 3 | 200 | L3 | no | HPLC Column | PEEK | 25 x 4,0 mm
ProntoSIL | 03P4H000PS030 | BISCHOFF ProntoSIL 200-3-Si | Silica | 30 | 4 | 3 | 200 | L3 | no | HPLC Column | PEEK | 30 x 4,0 mm
ProntoSIL | 04P4H000PS030 | BISCHOFF ProntoSIL 200-3-Si | Silica | 33 | 4 | 3 | 200 | L3 | no | HPLC Column | PEEK | 33 x 4,0 mm
ProntoSIL | A4P4H000PS030 | BISCHOFF ProntoSIL 200-3-Si | Silica | 40 | 4 | 3 | 200 | L3 | no | HPLC Column | PEEK | 40 x 4,0 mm
ProntoSIL | 05P4H000PS030 | BISCHOFF ProntoSIL 200-3-Si | Silica | 50 | 4 | 3 | 200 | L3 | no | HPLC Column | PEEK | 50 x 4,0 mm
ProntoSIL | 06P4H000PS030 | BISCHOFF ProntoSIL 200-3-Si | Silica | 53 | 4 | 3 | 200 | L3 | no | HPLC Column | PEEK | 53 x 4,0 mm
ProntoSIL | A6P4H000PS030 | BISCHOFF ProntoSIL 200-3-Si | Silica | 60 | 4 | 3 | 200 | L3 | no | HPLC Column | PEEK | 60 x 4,0 mm
ProntoSIL | 07P4H000PS030 | BISCHOFF ProntoSIL 200-3-Si | Silica | 75 | 4 | 3 | 200 | L3 | no | HPLC Column | PEEK | 75 x 4,0 mm
ProntoSIL | 10P4H000PS030 | BISCHOFF ProntoSIL 200-3-Si | Silica | 100 | 4 | 3 | 200 | L3 | no | HPLC Column | PEEK | 100 x 4,0 mm
ProntoSIL | 12P4H000PS030 | BISCHOFF ProntoSIL 200-3-Si | Silica | 125 | 4 | 3 | 200 | L3 | no | HPLC Column | PEEK | 125 x 4,0 mm
ProntoSIL | 15P4H000PS030 | BISCHOFF ProntoSIL 200-3-Si | Silica | 150 | 4 | 3 | 200 | L3 | no | HPLC Column | PEEK | 150 x 4,0 mm
ProntoSIL | 20P4H000PS030 | BISCHOFF ProntoSIL 200-3-Si | Silica | 200 | 4 | 3 | 200 | L3 | no | HPLC Column | PEEK | 200 x 4,0 mm
ProntoSIL | 25P4H000PS030 | BISCHOFF ProntoSIL 200-3-Si | Silica | 250 | 4 | 3 | 200 | L3 | no | HPLC Column | PEEK | 250 x 4,0 mm
ProntoSIL | 30P4H000PS030 | BISCHOFF ProntoSIL 200-3-Si | Silica | 300 | 4 | 3 | 200 | L3 | no | HPLC Column | PEEK | 300 x 4,0 mm
ProntoSIL | 6305H000PS030 | BISCHOFF ProntoSIL 200-3-Si | Silica | 5 | 4 | 3 | 200 | L3 | no | Cartridges (5 pcs.) | SS | 5 x 4,0 mm
ProntoSIL | 6301H000PS030 | BISCHOFF ProntoSIL 200-3-Si | Silica | 10 | 4 | 3 | 200 | L3 | no | Cartridges (5 pcs.) | SS | 10 x 4,0 mm
ProntoSIL | 6302H000PS030 | BISCHOFF ProntoSIL 200-3-Si | Silica | 20 | 4 | 3 | 200 | L3 | no | Cartridges (5 pcs.) | SS | 20 x 4,0 mm
ProntoSIL | 63P1H000PS030 | BISCHOFF ProntoSIL 200-3-Si | Silica | 10 | 4 | 3 | 200 | L3 | no | Cartridges (5 pcs.) | PEEK | 10 x 4,0 mm
ProntoSIL | 63P2H000PS030 | BISCHOFF ProntoSIL 200-3-Si | Silica | 20 | 4 | 3 | 200 | L3 | no | Cartridges (5 pcs.) | PEEK | 20 x 4,0 mm
ProntoSIL | 6335H000PS030 | BISCHOFF ProntoSIL 200-3-Si | Silica | 5 | 3 | 3 | 200 | L3 | no | Cartridges (5 pcs.) | SS | 5 x 3,0 mm
ProntoSIL | 6331H000PS030 | BISCHOFF ProntoSIL 200-3-Si | Silica | 10 | 3 | 3 | 200 | L3 | no | Cartridges (5 pcs.) | SS | 10 x 3,0 mm
ProntoSIL | 6332H000PS030 | BISCHOFF ProntoSIL 200-3-Si | Silica | 20 | 3 | 3 | 200 | L3 | no | Cartridges (5 pcs.) | SS | 20 x 3,0 mm
ProntoSIL | 6325H000PS030 | BISCHOFF ProntoSIL 200-3-Si | Silica | 5 | 2 | 3 | 200 | L3 | no | Cartridges (5 pcs.) | SS | 5 x 2,0 mm
ProntoSIL | 6321H000PS030 | BISCHOFF ProntoSIL 200-3-Si | Silica | 10 | 2 | 3 | 200 | L3 | no | Cartridges (5 pcs.) | SS | 10 x 2,0 mm
ProntoSIL | 6322H000PS030 | BISCHOFF ProntoSIL 200-3-Si | Silica | 20 | 2 | 3 | 200 | L3 | no | Cartridges (5 pcs.) | SS | 20 x 2,0 mm
ProntoSIL | 0102H000PS050 | BISCHOFF ProntoSIL 200-5-Si | Silica | 14 | 2 | 5 | 200 | L3 | no | HPLC Column | SS | 14 x 2,0 mm
ProntoSIL | 0103H000PS050 | BISCHOFF ProntoSIL 200-5-Si | Silica | 14 | 3 | 5 | 200 | L3 | no | HPLC Column | SS | 14 x 3,0 mm
ProntoSIL | 0104H000PS050 | BISCHOFF ProntoSIL 200-5-Si | Silica | 14 | 4 | 5 | 200 | L3 | no | HPLC Column | SS | 14 x 4,0 mm
ProntoSIL | 0146H000PS050 | BISCHOFF ProntoSIL 200-5-Si | Silica | 14 | 4.6 | 5 | 200 | L3 | no | HPLC Column | SS | 14 x 4,6 mm
ProntoSIL | A202H000PS050 | BISCHOFF ProntoSIL 200-5-Si | Silica | 20 | 2 | 5 | 200 | L3 | no | HPLC Column | SS | 20 x 2,0 mm
ProntoSIL | A203H000PS050 | BISCHOFF ProntoSIL 200-5-Si | Silica | 20 | 3 | 5 | 200 | L3 | no | HPLC Column | SS | 20 x 3,0 mm
ProntoSIL | A204H000PS050 | BISCHOFF ProntoSIL 200-5-Si | Silica | 20 | 4 | 5 | 200 | L3 | no | HPLC Column | SS | 20 x 4,0 mm
ProntoSIL | A246H000PS050 | BISCHOFF ProntoSIL 200-5-Si | Silica | 20 | 4.6 | 5 | 200 | L3 | no | HPLC Column | SS | 20 x 4,6 mm
ProntoSIL | 0202H000PS050 | BISCHOFF ProntoSIL 200-5-Si | Silica | 25 | 2 | 5 | 200 | L3 | no | HPLC Column | SS | 25 x 2,0 mm
ProntoSIL | 0203H000PS050 | BISCHOFF ProntoSIL 200-5-Si | Silica | 25 | 3 | 5 | 200 | L3 | no | HPLC Column | SS | 25 x 3,0 mm
ProntoSIL | 0204H000PS050 | BISCHOFF ProntoSIL 200-5-Si | Silica | 25 | 4 | 5 | 200 | L3 | no | HPLC Column | SS | 25 x 4,0 mm
ProntoSIL | 0246H000PS050 | BISCHOFF ProntoSIL 200-5-Si | Silica | 25 | 4.6 | 5 | 200 | L3 | no | HPLC Column | SS | 25 x 4,6 mm
ProntoSIL | 0302H000PS050 | BISCHOFF ProntoSIL 200-5-Si | Silica | 30 | 2 | 5 | 200 | L3 | no | HPLC Column | SS | 30 x 2,0 mm
ProntoSIL | 0303H000PS050 | BISCHOFF ProntoSIL 200-5-Si | Silica | 30 | 3 | 5 | 200 | L3 | no | HPLC Column | SS | 30 x 3,0 mm
ProntoSIL | 0304H000PS050 | BISCHOFF ProntoSIL 200-5-Si | Silica | 30 | 4 | 5 | 200 | L3 | no | HPLC Column | SS | 30 x 4,0 mm
ProntoSIL | 0346H000PS050 | BISCHOFF ProntoSIL 200-5-Si | Silica | 30 | 4.6 | 5 | 200 | L3 | no | HPLC Column | SS | 30 x 4,6 mm
ProntoSIL | 0402H000PS050 | BISCHOFF ProntoSIL 200-5-Si | Silica | 33 | 2 | 5 | 200 | L3 | no | HPLC Column | SS | 33 x 2,0 mm
ProntoSIL | 0403H000PS050 | BISCHOFF ProntoSIL 200-5-Si | Silica | 33 | 3 | 5 | 200 | L3 | no | HPLC Column | SS | 33 x 3,0 mm
ProntoSIL | 0404H000PS050 | BISCHOFF ProntoSIL 200-5-Si | Silica | 33 | 4 | 5 | 200 | L3 | no | HPLC Column | SS | 33 x 4,0 mm
ProntoSIL | 0446H000PS050 | BISCHOFF ProntoSIL 200-5-Si | Silica | 33 | 4.6 | 5 | 200 | L3 | no | HPLC Column | SS | 33 x 4,6 mm
ProntoSIL | A402H000PS050 | BISCHOFF ProntoSIL 200-5-Si | Silica | 40 | 2 | 5 | 200 | L3 | no | HPLC Column | SS | 40 x 2,0 mm
ProntoSIL | A403H000PS050 | BISCHOFF ProntoSIL 200-5-Si | Silica | 40 | 3 | 5 | 200 | L3 | no | HPLC Column | SS | 40 x 3,0 mm
ProntoSIL | A404H000PS050 | BISCHOFF ProntoSIL 200-5-Si | Silica | 40 | 4 | 5 | 200 | L3 | no | HPLC Column | SS | 40 x 4,0 mm
ProntoSIL | A446H000PS050 | BISCHOFF ProntoSIL 200-5-Si | Silica | 40 | 4.6 | 5 | 200 | L3 | no | HPLC Column | SS | 40 x 4,6 mm
ProntoSIL | 0502H000PS050 | BISCHOFF ProntoSIL 200-5-Si | Silica | 50 | 2 | 5 | 200 | L3 | no | HPLC Column | SS | 50 x 2,0 mm
ProntoSIL | 0503H000PS050 | BISCHOFF ProntoSIL 200-5-Si | Silica | 50 | 3 | 5 | 200 | L3 | no | HPLC Column | SS | 50 x 3,0 mm
ProntoSIL | 0504H000PS050 | BISCHOFF ProntoSIL 200-5-Si | Silica | 50 | 4 | 5 | 200 | L3 | no | HPLC Column | SS | 50 x 4,0 mm
ProntoSIL | 0546H000PS050 | BISCHOFF ProntoSIL 200-5-Si | Silica | 50 | 4.6 | 5 | 200 | L3 | no | HPLC Column | SS | 50 x 4,6 mm
ProntoSIL | 0602H000PS050 | BISCHOFF ProntoSIL 200-5-Si | Silica | 53 | 2 | 5 | 200 | L3 | no | HPLC Column | SS | 53 x 2,0 mm
ProntoSIL | 0603H000PS050 | BISCHOFF ProntoSIL 200-5-Si | Silica | 53 | 3 | 5 | 200 | L3 | no | HPLC Column | SS | 53 x 3,0 mm
ProntoSIL | 0604H000PS050 | BISCHOFF ProntoSIL 200-5-Si | Silica | 53 | 4 | 5 | 200 | L3 | no | HPLC Column | SS | 53 x 4,0 mm
ProntoSIL | 0646H000PS050 | BISCHOFF ProntoSIL 200-5-Si | Silica | 53 | 4.6 | 5 | 200 | L3 | no | HPLC Column | SS | 53 x 4,6 mm
ProntoSIL | A602H000PS050 | BISCHOFF ProntoSIL 200-5-Si | Silica | 60 | 2 | 5 | 200 | L3 | no | HPLC Column | SS | 60 x 2,0 mm
ProntoSIL | A603H000PS050 | BISCHOFF ProntoSIL 200-5-Si | Silica | 60 | 3 | 5 | 200 | L3 | no | HPLC Column | SS | 60 x 3,0 mm
ProntoSIL | A604H000PS050 | BISCHOFF ProntoSIL 200-5-Si | Silica | 60 | 4 | 5 | 200 | L3 | no | HPLC Column | SS | 60 x 4,0 mm
ProntoSIL | A646H000PS050 | BISCHOFF ProntoSIL 200-5-Si | Silica | 60 | 4.6 | 5 | 200 | L3 | no | HPLC Column | SS | 60 x 4,6 mm
ProntoSIL | 0702H000PS050 | BISCHOFF ProntoSIL 200-5-Si | Silica | 75 | 2 | 5 | 200 | L3 | no | HPLC Column | SS | 75 x 2,0 mm
ProntoSIL | 0703H000PS050 | BISCHOFF ProntoSIL 200-5-Si | Silica | 75 | 3 | 5 | 200 | L3 | no | HPLC Column | SS | 75 x 3,0 mm
ProntoSIL | 0704H000PS050 | BISCHOFF ProntoSIL 200-5-Si | Silica | 75 | 4 | 5 | 200 | L3 | no | HPLC Column | SS | 75 x 4,0 mm
ProntoSIL | 0746H000PS050 | BISCHOFF ProntoSIL 200-5-Si | Silica | 75 | 4.6 | 5 | 200 | L3 | no | HPLC Column | SS | 75 x 4,6 mm
ProntoSIL | 1002H000PS050 | BISCHOFF ProntoSIL 200-5-Si | Silica | 100 | 2 | 5 | 200 | L3 | no | HPLC Column | SS | 100 x 2,0 mm
ProntoSIL | 1003H000PS050 | BISCHOFF ProntoSIL 200-5-Si | Silica | 100 | 3 | 5 | 200 | L3 | no | HPLC Column | SS | 100 x 3,0 mm
ProntoSIL | 1004H000PS050 | BISCHOFF ProntoSIL 200-5-Si | Silica | 100 | 4 | 5 | 200 | L3 | no | HPLC Column | SS | 100 x 4,0 mm
ProntoSIL | 1046H000PS050 | BISCHOFF ProntoSIL 200-5-Si | Silica | 100 | 4.6 | 5 | 200 | L3 | no | HPLC Column | SS | 100 x 4,6 mm
ProntoSIL | 1202H000PS050 | BISCHOFF ProntoSIL 200-5-Si | Silica | 125 | 2 | 5 | 200 | L3 | no | HPLC Column | SS | 125 x 2,0 mm
ProntoSIL | 1203H000PS050 | BISCHOFF ProntoSIL 200-5-Si | Silica | 125 | 3 | 5 | 200 | L3 | no | HPLC Column | SS | 125 x 3,0 mm
ProntoSIL | 1204H000PS050 | BISCHOFF ProntoSIL 200-5-Si | Silica | 125 | 4 | 5 | 200 | L3 | no | HPLC Column | SS | 125 x 4,0 mm
ProntoSIL | 1246H000PS050 | BISCHOFF ProntoSIL 200-5-Si | Silica | 125 | 4.6 | 5 | 200 | L3 | no | HPLC Column | SS | 125 x 4,6 mm
ProntoSIL | 1502H000PS050 | BISCHOFF ProntoSIL 200-5-Si | Silica | 150 | 2 | 5 | 200 | L3 | no | HPLC Column | SS | 150 x 2,0 mm
ProntoSIL | 1503H000PS050 | BISCHOFF ProntoSIL 200-5-Si | Silica | 150 | 3 | 5 | 200 | L3 | no | HPLC Column | SS | 150 x 3,0 mm
ProntoSIL | 1504H000PS050 | BISCHOFF ProntoSIL 200-5-Si | Silica | 150 | 4 | 5 | 200 | L3 | no | HPLC Column | SS | 150 x 4,0 mm
ProntoSIL | 1546H000PS050 | BISCHOFF ProntoSIL 200-5-Si | Silica | 150 | 4.6 | 5 | 200 | L3 | no | HPLC Column | SS | 150 x 4,6 mm
ProntoSIL | 2002H000PS050 | BISCHOFF ProntoSIL 200-5-Si | Silica | 200 | 2 | 5 | 200 | L3 | no | HPLC Column | SS | 200 x 2,0 mm
ProntoSIL | 2003H000PS050 | BISCHOFF ProntoSIL 200-5-Si | Silica | 200 | 3 | 5 | 200 | L3 | no | HPLC Column | SS | 200 x 3,0 mm
ProntoSIL | 2004H000PS050 | BISCHOFF ProntoSIL 200-5-Si | Silica | 200 | 4 | 5 | 200 | L3 | no | HPLC Column | SS | 200 x 4,0 mm
ProntoSIL | 2046H000PS050 | BISCHOFF ProntoSIL 200-5-Si | Silica | 200 | 4.6 | 5 | 200 | L3 | no | HPLC Column | SS | 200 x 4,6 mm
ProntoSIL | 2502H000PS050 | BISCHOFF ProntoSIL 200-5-Si | Silica | 250 | 2 | 5 | 200 | L3 | no | HPLC Column | SS | 250 x 2,0 mm
ProntoSIL | 2503H000PS050 | BISCHOFF ProntoSIL 200-5-Si | Silica | 250 | 3 | 5 | 200 | L3 | no | HPLC Column | SS | 250 x 3,0 mm
ProntoSIL | 2504H000PS050 | BISCHOFF ProntoSIL 200-5-Si | Silica | 250 | 4 | 5 | 200 | L3 | no | HPLC Column | SS | 250 x 4,0 mm
ProntoSIL | 2546H000PS050 | BISCHOFF ProntoSIL 200-5-Si | Silica | 250 | 4.6 | 5 | 200 | L3 | no | HPLC Column | SS | 250 x 4,6 mm
ProntoSIL | 3002H000PS050 | BISCHOFF ProntoSIL 200-5-Si | Silica | 300 | 2 | 5 | 200 | L3 | no | HPLC Column | SS | 300 x 2,0 mm
ProntoSIL | 3003H000PS050 | BISCHOFF ProntoSIL 200-5-Si | Silica | 300 | 3 | 5 | 200 | L3 | no | HPLC Column | SS | 300 x 3,0 mm
ProntoSIL | 3004H000PS050 | BISCHOFF ProntoSIL 200-5-Si | Silica | 300 | 4 | 5 | 200 | L3 | no | HPLC Column | SS | 300 x 4,0 mm
ProntoSIL | 3046H000PS050 | BISCHOFF ProntoSIL 200-5-Si | Silica | 300 | 4.6 | 5 | 200 | L3 | no | HPLC Column | SS | 300 x 4,6 mm
ProntoSIL | 01P4H000PS050 | BISCHOFF ProntoSIL 200-5-Si | Silica | 14 | 4 | 5 | 200 | L3 | no | HPLC Column | PEEK | 14 x 4,0 mm
ProntoSIL | A2P4H000PS050 | BISCHOFF ProntoSIL 200-5-Si | Silica | 20 | 4 | 5 | 200 | L3 | no | HPLC Column | PEEK | 20 x 4,0 mm
ProntoSIL | 02P4H000PS050 | BISCHOFF ProntoSIL 200-5-Si | Silica | 25 | 4 | 5 | 200 | L3 | no | HPLC Column | PEEK | 25 x 4,0 mm
ProntoSIL | 03P4H000PS050 | BISCHOFF ProntoSIL 200-5-Si | Silica | 30 | 4 | 5 | 200 | L3 | no | HPLC Column | PEEK | 30 x 4,0 mm
ProntoSIL | 04P4H000PS050 | BISCHOFF ProntoSIL 200-5-Si | Silica | 33 | 4 | 5 | 200 | L3 | no | HPLC Column | PEEK | 33 x 4,0 mm
ProntoSIL | A4P4H000PS050 | BISCHOFF ProntoSIL 200-5-Si | Silica | 40 | 4 | 5 | 200 | L3 | no | HPLC Column | PEEK | 40 x 4,0 mm
ProntoSIL | 05P4H000PS050 | BISCHOFF ProntoSIL 200-5-Si | Silica | 50 | 4 | 5 | 200 | L3 | no | HPLC Column | PEEK | 50 x 4,0 mm
ProntoSIL | 06P4H000PS050 | BISCHOFF ProntoSIL 200-5-Si | Silica | 53 | 4 | 5 | 200 | L3 | no | HPLC Column | PEEK | 53 x 4,0 mm
ProntoSIL | A6P4H000PS050 | BISCHOFF ProntoSIL 200-5-Si | Silica | 60 | 4 | 5 | 200 | L3 | no | HPLC Column | PEEK | 60 x 4,0 mm
ProntoSIL | 07P4H000PS050 | BISCHOFF ProntoSIL 200-5-Si | Silica | 75 | 4 | 5 | 200 | L3 | no | HPLC Column | PEEK | 75 x 4,0 mm
ProntoSIL | 10P4H000PS050 | BISCHOFF ProntoSIL 200-5-Si | Silica | 100 | 4 | 5 | 200 | L3 | no | HPLC Column | PEEK | 100 x 4,0 mm
ProntoSIL | 12P4H000PS050 | BISCHOFF ProntoSIL 200-5-Si | Silica | 125 | 4 | 5 | 200 | L3 | no | HPLC Column | PEEK | 125 x 4,0 mm
ProntoSIL | 15P4H000PS050 | BISCHOFF ProntoSIL 200-5-Si | Silica | 150 | 4 | 5 | 200 | L3 | no | HPLC Column | PEEK | 150 x 4,0 mm
ProntoSIL | 20P4H000PS050 | BISCHOFF ProntoSIL 200-5-Si | Silica | 200 | 4 | 5 | 200 | L3 | no | HPLC Column | PEEK | 200 x 4,0 mm
ProntoSIL | 25P4H000PS050 | BISCHOFF ProntoSIL 200-5-Si | Silica | 250 | 4 | 5 | 200 | L3 | no | HPLC Column | PEEK | 250 x 4,0 mm
ProntoSIL | 30P4H000PS050 | BISCHOFF ProntoSIL 200-5-Si | Silica | 300 | 4 | 5 | 200 | L3 | no | HPLC Column | PEEK | 300 x 4,0 mm
ProntoSIL | 6305H000PS050 | BISCHOFF ProntoSIL 200-5-Si | Silica | 5 | 4 | 5 | 200 | L3 | no | Cartridges (5 pcs.) | SS | 5 x 4,0 mm
ProntoSIL | 6301H000PS050 | BISCHOFF ProntoSIL 200-5-Si | Silica | 10 | 4 | 5 | 200 | L3 | no | Cartridges (5 pcs.) | SS | 10 x 4,0 mm
ProntoSIL | 6302H000PS050 | BISCHOFF ProntoSIL 200-5-Si | Silica | 20 | 4 | 5 | 200 | L3 | no | Cartridges (5 pcs.) | SS | 20 x 4,0 mm
ProntoSIL | 63P1H000PS050 | BISCHOFF ProntoSIL 200-5-Si | Silica | 10 | 4 | 5 | 200 | L3 | no | Cartridges (5 pcs.) | PEEK | 10 x 4,0 mm
ProntoSIL | 63P2H000PS050 | BISCHOFF ProntoSIL 200-5-Si | Silica | 20 | 4 | 5 | 200 | L3 | no | Cartridges (5 pcs.) | PEEK | 20 x 4,0 mm
ProntoSIL | 6335H000PS050 | BISCHOFF ProntoSIL 200-5-Si | Silica | 5 | 3 | 5 | 200 | L3 | no | Cartridges (5 pcs.) | SS | 5 x 3,0 mm
ProntoSIL | 6331H000PS050 | BISCHOFF ProntoSIL 200-5-Si | Silica | 10 | 3 | 5 | 200 | L3 | no | Cartridges (5 pcs.) | SS | 10 x 3,0 mm
ProntoSIL | 6332H000PS050 | BISCHOFF ProntoSIL 200-5-Si | Silica | 20 | 3 | 5 | 200 | L3 | no | Cartridges (5 pcs.) | SS | 20 x 3,0 mm
ProntoSIL | 6325H000PS050 | BISCHOFF ProntoSIL 200-5-Si | Silica | 5 | 2 | 5 | 200 | L3 | no | Cartridges (5 pcs.) | SS | 5 x 2,0 mm
ProntoSIL | 6321H000PS050 | BISCHOFF ProntoSIL 200-5-Si | Silica | 10 | 2 | 5 | 200 | L3 | no | Cartridges (5 pcs.) | SS | 10 x 2,0 mm
ProntoSIL | 6322H000PS050 | BISCHOFF ProntoSIL 200-5-Si | Silica | 20 | 2 | 5 | 200 | L3 | no | Cartridges (5 pcs.) | SS | 20 x 2,0 mm
ProntoSIL | 0102H000PS100 | BISCHOFF ProntoSIL 200-10-Si | Silica | 14 | 2 | 10 | 200 | L3 | no | HPLC Column | SS | 14 x 2,0 mm
ProntoSIL | 0103H000PS100 | BISCHOFF ProntoSIL 200-10-Si | Silica | 14 | 3 | 10 | 200 | L3 | no | HPLC Column | SS | 14 x 3,0 mm
ProntoSIL | 0104H000PS100 | BISCHOFF ProntoSIL 200-10-Si | Silica | 14 | 4 | 10 | 200 | L3 | no | HPLC Column | SS | 14 x 4,0 mm
ProntoSIL | 0146H000PS100 | BISCHOFF ProntoSIL 200-10-Si | Silica | 14 | 4.6 | 10 | 200 | L3 | no | HPLC Column | SS | 14 x 4,6 mm
ProntoSIL | A202H000PS100 | BISCHOFF ProntoSIL 200-10-Si | Silica | 20 | 2 | 10 | 200 | L3 | no | HPLC Column | SS | 20 x 2,0 mm
ProntoSIL | A203H000PS100 | BISCHOFF ProntoSIL 200-10-Si | Silica | 20 | 3 | 10 | 200 | L3 | no | HPLC Column | SS | 20 x 3,0 mm
ProntoSIL | A204H000PS100 | BISCHOFF ProntoSIL 200-10-Si | Silica | 20 | 4 | 10 | 200 | L3 | no | HPLC Column | SS | 20 x 4,0 mm
ProntoSIL | A246H000PS100 | BISCHOFF ProntoSIL 200-10-Si | Silica | 20 | 4.6 | 10 | 200 | L3 | no | HPLC Column | SS | 20 x 4,6 mm
ProntoSIL | 0202H000PS100 | BISCHOFF ProntoSIL 200-10-Si | Silica | 25 | 2 | 10 | 200 | L3 | no | HPLC Column | SS | 25 x 2,0 mm
ProntoSIL | 0203H000PS100 | BISCHOFF ProntoSIL 200-10-Si | Silica | 25 | 3 | 10 | 200 | L3 | no | HPLC Column | SS | 25 x 3,0 mm
ProntoSIL | 0204H000PS100 | BISCHOFF ProntoSIL 200-10-Si | Silica | 25 | 4 | 10 | 200 | L3 | no | HPLC Column | SS | 25 x 4,0 mm
ProntoSIL | 0246H000PS100 | BISCHOFF ProntoSIL 200-10-Si | Silica | 25 | 4.6 | 10 | 200 | L3 | no | HPLC Column | SS | 25 x 4,6 mm
ProntoSIL | 0302H000PS100 | BISCHOFF ProntoSIL 200-10-Si | Silica | 30 | 2 | 10 | 200 | L3 | no | HPLC Column | SS | 30 x 2,0 mm
ProntoSIL | 0303H000PS100 | BISCHOFF ProntoSIL 200-10-Si | Silica | 30 | 3 | 10 | 200 | L3 | no | HPLC Column | SS | 30 x 3,0 mm
ProntoSIL | 0304H000PS100 | BISCHOFF ProntoSIL 200-10-Si | Silica | 30 | 4 | 10 | 200 | L3 | no | HPLC Column | SS | 30 x 4,0 mm
ProntoSIL | 0346H000PS100 | BISCHOFF ProntoSIL 200-10-Si | Silica | 30 | 4.6 | 10 | 200 | L3 | no | HPLC Column | SS | 30 x 4,6 mm
ProntoSIL | 0402H000PS100 | BISCHOFF ProntoSIL 200-10-Si | Silica | 33 | 2 | 10 | 200 | L3 | no | HPLC Column | SS | 33 x 2,0 mm
ProntoSIL | 0403H000PS100 | BISCHOFF ProntoSIL 200-10-Si | Silica | 33 | 3 | 10 | 200 | L3 | no | HPLC Column | SS | 33 x 3,0 mm
ProntoSIL | 0404H000PS100 | BISCHOFF ProntoSIL 200-10-Si | Silica | 33 | 4 | 10 | 200 | L3 | no | HPLC Column | SS | 33 x 4,0 mm
ProntoSIL | 0446H000PS100 | BISCHOFF ProntoSIL 200-10-Si | Silica | 33 | 4.6 | 10 | 200 | L3 | no | HPLC Column | SS | 33 x 4,6 mm
ProntoSIL | A402H000PS100 | BISCHOFF ProntoSIL 200-10-Si | Silica | 40 | 2 | 10 | 200 | L3 | no | HPLC Column | SS | 40 x 2,0 mm
ProntoSIL | A403H000PS100 | BISCHOFF ProntoSIL 200-10-Si | Silica | 40 | 3 | 10 | 200 | L3 | no | HPLC Column | SS | 40 x 3,0 mm
ProntoSIL | A404H000PS100 | BISCHOFF ProntoSIL 200-10-Si | Silica | 40 | 4 | 10 | 200 | L3 | no | HPLC Column | SS | 40 x 4,0 mm
ProntoSIL | A446H000PS100 | BISCHOFF ProntoSIL 200-10-Si | Silica | 40 | 4.6 | 10 | 200 | L3 | no | HPLC Column | SS | 40 x 4,6 mm
ProntoSIL | 0502H000PS100 | BISCHOFF ProntoSIL 200-10-Si | Silica | 50 | 2 | 10 | 200 | L3 | no | HPLC Column | SS | 50 x 2,0 mm
ProntoSIL | 0503H000PS100 | BISCHOFF ProntoSIL 200-10-Si | Silica | 50 | 3 | 10 | 200 | L3 | no | HPLC Column | SS | 50 x 3,0 mm
ProntoSIL | 0504H000PS100 | BISCHOFF ProntoSIL 200-10-Si | Silica | 50 | 4 | 10 | 200 | L3 | no | HPLC Column | SS | 50 x 4,0 mm
ProntoSIL | 0546H000PS100 | BISCHOFF ProntoSIL 200-10-Si | Silica | 50 | 4.6 | 10 | 200 | L3 | no | HPLC Column | SS | 50 x 4,6 mm
ProntoSIL | 0602H000PS100 | BISCHOFF ProntoSIL 200-10-Si | Silica | 53 | 2 | 10 | 200 | L3 | no | HPLC Column | SS | 53 x 2,0 mm
ProntoSIL | 0603H000PS100 | BISCHOFF ProntoSIL 200-10-Si | Silica | 53 | 3 | 10 | 200 | L3 | no | HPLC Column | SS | 53 x 3,0 mm
ProntoSIL | 0604H000PS100 | BISCHOFF ProntoSIL 200-10-Si | Silica | 53 | 4 | 10 | 200 | L3 | no | HPLC Column | SS | 53 x 4,0 mm
ProntoSIL | 0646H000PS100 | BISCHOFF ProntoSIL 200-10-Si | Silica | 53 | 4.6 | 10 | 200 | L3 | no | HPLC Column | SS | 53 x 4,6 mm
ProntoSIL | A602H000PS100 | BISCHOFF ProntoSIL 200-10-Si | Silica | 60 | 2 | 10 | 200 | L3 | no | HPLC Column | SS | 60 x 2,0 mm
ProntoSIL | A603H000PS100 | BISCHOFF ProntoSIL 200-10-Si | Silica | 60 | 3 | 10 | 200 | L3 | no | HPLC Column | SS | 60 x 3,0 mm
ProntoSIL | A604H000PS100 | BISCHOFF ProntoSIL 200-10-Si | Silica | 60 | 4 | 10 | 200 | L3 | no | HPLC Column | SS | 60 x 4,0 mm
ProntoSIL | A646H000PS100 | BISCHOFF ProntoSIL 200-10-Si | Silica | 60 | 4.6 | 10 | 200 | L3 | no | HPLC Column | SS | 60 x 4,6 mm
ProntoSIL | 0702H000PS100 | BISCHOFF ProntoSIL 200-10-Si | Silica | 75 | 2 | 10 | 200 | L3 | no | HPLC Column | SS | 75 x 2,0 mm
ProntoSIL | 0703H000PS100 | BISCHOFF ProntoSIL 200-10-Si | Silica | 75 | 3 | 10 | 200 | L3 | no | HPLC Column | SS | 75 x 3,0 mm
ProntoSIL | 0704H000PS100 | BISCHOFF ProntoSIL 200-10-Si | Silica | 75 | 4 | 10 | 200 | L3 | no | HPLC Column | SS | 75 x 4,0 mm
ProntoSIL | 0746H000PS100 | BISCHOFF ProntoSIL 200-10-Si | Silica | 75 | 4.6 | 10 | 200 | L3 | no | HPLC Column | SS | 75 x 4,6 mm
ProntoSIL | 1002H000PS100 | BISCHOFF ProntoSIL 200-10-Si | Silica | 100 | 2 | 10 | 200 | L3 | no | HPLC Column | SS | 100 x 2,0 mm
ProntoSIL | 1003H000PS100 | BISCHOFF ProntoSIL 200-10-Si | Silica | 100 | 3 | 10 | 200 | L3 | no | HPLC Column | SS | 100 x 3,0 mm
ProntoSIL | 1004H000PS100 | BISCHOFF ProntoSIL 200-10-Si | Silica | 100 | 4 | 10 | 200 | L3 | no | HPLC Column | SS | 100 x 4,0 mm
ProntoSIL | 1046H000PS100 | BISCHOFF ProntoSIL 200-10-Si | Silica | 100 | 4.6 | 10 | 200 | L3 | no | HPLC Column | SS | 100 x 4,6 mm
ProntoSIL | 1202H000PS100 | BISCHOFF ProntoSIL 200-10-Si | Silica | 125 | 2 | 10 | 200 | L3 | no | HPLC Column | SS | 125 x 2,0 mm
ProntoSIL | 1203H000PS100 | BISCHOFF ProntoSIL 200-10-Si | Silica | 125 | 3 | 10 | 200 | L3 | no | HPLC Column | SS | 125 x 3,0 mm
ProntoSIL | 1204H000PS100 | BISCHOFF ProntoSIL 200-10-Si | Silica | 125 | 4 | 10 | 200 | L3 | no | HPLC Column | SS | 125 x 4,0 mm
ProntoSIL | 1246H000PS100 | BISCHOFF ProntoSIL 200-10-Si | Silica | 125 | 4.6 | 10 | 200 | L3 | no | HPLC Column | SS | 125 x 4,6 mm
ProntoSIL | 1502H000PS100 | BISCHOFF ProntoSIL 200-10-Si | Silica | 150 | 2 | 10 | 200 | L3 | no | HPLC Column | SS | 150 x 2,0 mm
ProntoSIL | 1503H000PS100 | BISCHOFF ProntoSIL 200-10-Si | Silica | 150 | 3 | 10 | 200 | L3 | no | HPLC Column | SS | 150 x 3,0 mm
ProntoSIL | 1504H000PS100 | BISCHOFF ProntoSIL 200-10-Si | Silica | 150 | 4 | 10 | 200 | L3 | no | HPLC Column | SS | 150 x 4,0 mm
ProntoSIL | 1546H000PS100 | BISCHOFF ProntoSIL 200-10-Si | Silica | 150 | 4.6 | 10 | 200 | L3 | no | HPLC Column | SS | 150 x 4,6 mm
ProntoSIL | 2002H000PS100 | BISCHOFF ProntoSIL 200-10-Si | Silica | 200 | 2 | 10 | 200 | L3 | no | HPLC Column | SS | 200 x 2,0 mm
ProntoSIL | 2003H000PS100 | BISCHOFF ProntoSIL 200-10-Si | Silica | 200 | 3 | 10 | 200 | L3 | no | HPLC Column | SS | 200 x 3,0 mm
ProntoSIL | 2004H000PS100 | BISCHOFF ProntoSIL 200-10-Si | Silica | 200 | 4 | 10 | 200 | L3 | no | HPLC Column | SS | 200 x 4,0 mm
ProntoSIL | 2046H000PS100 | BISCHOFF ProntoSIL 200-10-Si | Silica | 200 | 4.6 | 10 | 200 | L3 | no | HPLC Column | SS | 200 x 4,6 mm
ProntoSIL | 2502H000PS100 | BISCHOFF ProntoSIL 200-10-Si | Silica | 250 | 2 | 10 | 200 | L3 | no | HPLC Column | SS | 250 x 2,0 mm
ProntoSIL | 2503H000PS100 | BISCHOFF ProntoSIL 200-10-Si | Silica | 250 | 3 | 10 | 200 | L3 | no | HPLC Column | SS | 250 x 3,0 mm
ProntoSIL | 2504H000PS100 | BISCHOFF ProntoSIL 200-10-Si | Silica | 250 | 4 | 10 | 200 | L3 | no | HPLC Column | SS | 250 x 4,0 mm
ProntoSIL | 2546H000PS100 | BISCHOFF ProntoSIL 200-10-Si | Silica | 250 | 4.6 | 10 | 200 | L3 | no | HPLC Column | SS | 250 x 4,6 mm
ProntoSIL | 3002H000PS100 | BISCHOFF ProntoSIL 200-10-Si | Silica | 300 | 2 | 10 | 200 | L3 | no | HPLC Column | SS | 300 x 2,0 mm
ProntoSIL | 3003H000PS100 | BISCHOFF ProntoSIL 200-10-Si | Silica | 300 | 3 | 10 | 200 | L3 | no | HPLC Column | SS | 300 x 3,0 mm
ProntoSIL | 3004H000PS100 | BISCHOFF ProntoSIL 200-10-Si | Silica | 300 | 4 | 10 | 200 | L3 | no | HPLC Column | SS | 300 x 4,0 mm
ProntoSIL | 3046H000PS100 | BISCHOFF ProntoSIL 200-10-Si | Silica | 300 | 4.6 | 10 | 200 | L3 | no | HPLC Column | SS | 300 x 4,6 mm
ProntoSIL | 01P4H000PS100 | BISCHOFF ProntoSIL 200-10-Si | Silica | 14 | 4 | 10 | 200 | L3 | no | HPLC Column | PEEK | 14 x 4,0 mm
ProntoSIL | A2P4H000PS100 | BISCHOFF ProntoSIL 200-10-Si | Silica | 20 | 4 | 10 | 200 | L3 | no | HPLC Column | PEEK | 20 x 4,0 mm
ProntoSIL | 02P4H000PS100 | BISCHOFF ProntoSIL 200-10-Si | Silica | 25 | 4 | 10 | 200 | L3 | no | HPLC Column | PEEK | 25 x 4,0 mm
ProntoSIL | 03P4H000PS100 | BISCHOFF ProntoSIL 200-10-Si | Silica | 30 | 4 | 10 | 200 | L3 | no | HPLC Column | PEEK | 30 x 4,0 mm
ProntoSIL | 04P4H000PS100 | BISCHOFF ProntoSIL 200-10-Si | Silica | 33 | 4 | 10 | 200 | L3 | no | HPLC Column | PEEK | 33 x 4,0 mm
ProntoSIL | A4P4H000PS100 | BISCHOFF ProntoSIL 200-10-Si | Silica | 40 | 4 | 10 | 200 | L3 | no | HPLC Column | PEEK | 40 x 4,0 mm
ProntoSIL | 05P4H000PS100 | BISCHOFF ProntoSIL 200-10-Si | Silica | 50 | 4 | 10 | 200 | L3 | no | HPLC Column | PEEK | 50 x 4,0 mm
ProntoSIL | 06P4H000PS100 | BISCHOFF ProntoSIL 200-10-Si | Silica | 53 | 4 | 10 | 200 | L3 | no | HPLC Column | PEEK | 53 x 4,0 mm
ProntoSIL | A6P4H000PS100 | BISCHOFF ProntoSIL 200-10-Si | Silica | 60 | 4 | 10 | 200 | L3 | no | HPLC Column | PEEK | 60 x 4,0 mm
ProntoSIL | 07P4H000PS100 | BISCHOFF ProntoSIL 200-10-Si | Silica | 75 | 4 | 10 | 200 | L3 | no | HPLC Column | PEEK | 75 x 4,0 mm
ProntoSIL | 10P4H000PS100 | BISCHOFF ProntoSIL 200-10-Si | Silica | 100 | 4 | 10 | 200 | L3 | no | HPLC Column | PEEK | 100 x 4,0 mm
ProntoSIL | 12P4H000PS100 | BISCHOFF ProntoSIL 200-10-Si | Silica | 125 | 4 | 10 | 200 | L3 | no | HPLC Column | PEEK | 125 x 4,0 mm
ProntoSIL | 15P4H000PS100 | BISCHOFF ProntoSIL 200-10-Si | Silica | 150 | 4 | 10 | 200 | L3 | no | HPLC Column | PEEK | 150 x 4,0 mm
ProntoSIL | 20P4H000PS100 | BISCHOFF ProntoSIL 200-10-Si | Silica | 200 | 4 | 10 | 200 | L3 | no | HPLC Column | PEEK | 200 x 4,0 mm
ProntoSIL | 25P4H000PS100 | BISCHOFF ProntoSIL 200-10-Si | Silica | 250 | 4 | 10 | 200 | L3 | no | HPLC Column | PEEK | 250 x 4,0 mm
ProntoSIL | 30P4H000PS100 | BISCHOFF ProntoSIL 200-10-Si | Silica | 300 | 4 | 10 | 200 | L3 | no | HPLC Column | PEEK | 300 x 4,0 mm
ProntoSIL | 6305H000PS100 | BISCHOFF ProntoSIL 200-10-Si | Silica | 5 | 4 | 10 | 200 | L3 | no | Cartridges (5 pcs.) | SS | 5 x 4,0 mm
ProntoSIL | 6301H000PS100 | BISCHOFF ProntoSIL 200-10-Si | Silica | 10 | 4 | 10 | 200 | L3 | no | Cartridges (5 pcs.) | SS | 10 x 4,0 mm
ProntoSIL | 6302H000PS100 | BISCHOFF ProntoSIL 200-10-Si | Silica | 20 | 4 | 10 | 200 | L3 | no | Cartridges (5 pcs.) | SS | 20 x 4,0 mm
ProntoSIL | 63P1H000PS100 | BISCHOFF ProntoSIL 200-10-Si | Silica | 10 | 4 | 10 | 200 | L3 | no | Cartridges (5 pcs.) | PEEK | 10 x 4,0 mm
ProntoSIL | 63P2H000PS100 | BISCHOFF ProntoSIL 200-10-Si | Silica | 20 | 4 | 10 | 200 | L3 | no | Cartridges (5 pcs.) | PEEK | 20 x 4,0 mm
ProntoSIL | 6335H000PS100 | BISCHOFF ProntoSIL 200-10-Si | Silica | 5 | 3 | 10 | 200 | L3 | no | Cartridges (5 pcs.) | SS | 5 x 3,0 mm
ProntoSIL | 6331H000PS100 | BISCHOFF ProntoSIL 200-10-Si | Silica | 10 | 3 | 10 | 200 | L3 | no | Cartridges (5 pcs.) | SS | 10 x 3,0 mm
ProntoSIL | 6332H000PS100 | BISCHOFF ProntoSIL 200-10-Si | Silica | 20 | 3 | 10 | 200 | L3 | no | Cartridges (5 pcs.) | SS | 20 x 3,0 mm
ProntoSIL | 6325H000PS100 | BISCHOFF ProntoSIL 200-10-Si | Silica | 5 | 2 | 10 | 200 | L3 | no | Cartridges (5 pcs.) | SS | 5 x 2,0 mm
ProntoSIL | 6321H000PS100 | BISCHOFF ProntoSIL 200-10-Si | Silica | 10 | 2 | 10 | 200 | L3 | no | Cartridges (5 pcs.) | SS | 10 x 2,0 mm
ProntoSIL | 6322H000PS100 | BISCHOFF ProntoSIL 200-10-Si | Silica | 20 | 2 | 10 | 200 | L3 | no | Cartridges (5 pcs.) | SS | 20 x 2,0 mm
ProntoSIL | 0102K000PS030 | BISCHOFF ProntoSIL 300-3-Si | Silica | 14 | 2 | 3 | 300 | L3 | no | HPLC Column | SS | 14 x 2,0 mm
ProntoSIL | 0103K000PS030 | BISCHOFF ProntoSIL 300-3-Si | Silica | 14 | 3 | 3 | 300 | L3 | no | HPLC Column | SS | 14 x 3,0 mm
ProntoSIL | 0104K000PS030 | BISCHOFF ProntoSIL 300-3-Si | Silica | 14 | 4 | 3 | 300 | L3 | no | HPLC Column | SS | 14 x 4,0 mm
ProntoSIL | 0146K000PS030 | BISCHOFF ProntoSIL 300-3-Si | Silica | 14 | 4.6 | 3 | 300 | L3 | no | HPLC Column | SS | 14 x 4,6 mm
ProntoSIL | A202K000PS030 | BISCHOFF ProntoSIL 300-3-Si | Silica | 20 | 2 | 3 | 300 | L3 | no | HPLC Column | SS | 20 x 2,0 mm
ProntoSIL | A203K000PS030 | BISCHOFF ProntoSIL 300-3-Si | Silica | 20 | 3 | 3 | 300 | L3 | no | HPLC Column | SS | 20 x 3,0 mm
ProntoSIL | A204K000PS030 | BISCHOFF ProntoSIL 300-3-Si | Silica | 20 | 4 | 3 | 300 | L3 | no | HPLC Column | SS | 20 x 4,0 mm
ProntoSIL | A246K000PS030 | BISCHOFF ProntoSIL 300-3-Si | Silica | 20 | 4.6 | 3 | 300 | L3 | no | HPLC Column | SS | 20 x 4,6 mm
ProntoSIL | 0202K000PS030 | BISCHOFF ProntoSIL 300-3-Si | Silica | 25 | 2 | 3 | 300 | L3 | no | HPLC Column | SS | 25 x 2,0 mm
ProntoSIL | 0203K000PS030 | BISCHOFF ProntoSIL 300-3-Si | Silica | 25 | 3 | 3 | 300 | L3 | no | HPLC Column | SS | 25 x 3,0 mm
ProntoSIL | 0204K000PS030 | BISCHOFF ProntoSIL 300-3-Si | Silica | 25 | 4 | 3 | 300 | L3 | no | HPLC Column | SS | 25 x 4,0 mm
ProntoSIL | 0246K000PS030 | BISCHOFF ProntoSIL 300-3-Si | Silica | 25 | 4.6 | 3 | 300 | L3 | no | HPLC Column | SS | 25 x 4,6 mm
ProntoSIL | 0302K000PS030 | BISCHOFF ProntoSIL 300-3-Si | Silica | 30 | 2 | 3 | 300 | L3 | no | HPLC Column | SS | 30 x 2,0 mm
ProntoSIL | 0303K000PS030 | BISCHOFF ProntoSIL 300-3-Si | Silica | 30 | 3 | 3 | 300 | L3 | no | HPLC Column | SS | 30 x 3,0 mm
ProntoSIL | 0304K000PS030 | BISCHOFF ProntoSIL 300-3-Si | Silica | 30 | 4 | 3 | 300 | L3 | no | HPLC Column | SS | 30 x 4,0 mm
ProntoSIL | 0346K000PS030 | BISCHOFF ProntoSIL 300-3-Si | Silica | 30 | 4.6 | 3 | 300 | L3 | no | HPLC Column | SS | 30 x 4,6 mm
ProntoSIL | 0402K000PS030 | BISCHOFF ProntoSIL 300-3-Si | Silica | 33 | 2 | 3 | 300 | L3 | no | HPLC Column | SS | 33 x 2,0 mm
ProntoSIL | 0403K000PS030 | BISCHOFF ProntoSIL 300-3-Si | Silica | 33 | 3 | 3 | 300 | L3 | no | HPLC Column | SS | 33 x 3,0 mm
ProntoSIL | 0404K000PS030 | BISCHOFF ProntoSIL 300-3-Si | Silica | 33 | 4 | 3 | 300 | L3 | no | HPLC Column | SS | 33 x 4,0 mm
ProntoSIL | 0446K000PS030 | BISCHOFF ProntoSIL 300-3-Si | Silica | 33 | 4.6 | 3 | 300 | L3 | no | HPLC Column | SS | 33 x 4,6 mm
ProntoSIL | A402K000PS030 | BISCHOFF ProntoSIL 300-3-Si | Silica | 40 | 2 | 3 | 300 | L3 | no | HPLC Column | SS | 40 x 2,0 mm
ProntoSIL | A403K000PS030 | BISCHOFF ProntoSIL 300-3-Si | Silica | 40 | 3 | 3 | 300 | L3 | no | HPLC Column | SS | 40 x 3,0 mm
ProntoSIL | A404K000PS030 | BISCHOFF ProntoSIL 300-3-Si | Silica | 40 | 4 | 3 | 300 | L3 | no | HPLC Column | SS | 40 x 4,0 mm
ProntoSIL | A446K000PS030 | BISCHOFF ProntoSIL 300-3-Si | Silica | 40 | 4.6 | 3 | 300 | L3 | no | HPLC Column | SS | 40 x 4,6 mm
ProntoSIL | 0502K000PS030 | BISCHOFF ProntoSIL 300-3-Si | Silica | 50 | 2 | 3 | 300 | L3 | no | HPLC Column | SS | 50 x 2,0 mm
ProntoSIL | 0503K000PS030 | BISCHOFF ProntoSIL 300-3-Si | Silica | 50 | 3 | 3 | 300 | L3 | no | HPLC Column | SS | 50 x 3,0 mm
ProntoSIL | 0504K000PS030 | BISCHOFF ProntoSIL 300-3-Si | Silica | 50 | 4 | 3 | 300 | L3 | no | HPLC Column | SS | 50 x 4,0 mm
ProntoSIL | 0546K000PS030 | BISCHOFF ProntoSIL 300-3-Si | Silica | 50 | 4.6 | 3 | 300 | L3 | no | HPLC Column | SS | 50 x 4,6 mm
ProntoSIL | 0602K000PS030 | BISCHOFF ProntoSIL 300-3-Si | Silica | 53 | 2 | 3 | 300 | L3 | no | HPLC Column | SS | 53 x 2,0 mm
ProntoSIL | 0603K000PS030 | BISCHOFF ProntoSIL 300-3-Si | Silica | 53 | 3 | 3 | 300 | L3 | no | HPLC Column | SS | 53 x 3,0 mm
ProntoSIL | 0604K000PS030 | BISCHOFF ProntoSIL 300-3-Si | Silica | 53 | 4 | 3 | 300 | L3 | no | HPLC Column | SS | 53 x 4,0 mm
ProntoSIL | 0646K000PS030 | BISCHOFF ProntoSIL 300-3-Si | Silica | 53 | 4.6 | 3 | 300 | L3 | no | HPLC Column | SS | 53 x 4,6 mm
ProntoSIL | A602K000PS030 | BISCHOFF ProntoSIL 300-3-Si | Silica | 60 | 2 | 3 | 300 | L3 | no | HPLC Column | SS | 60 x 2,0 mm
ProntoSIL | A603K000PS030 | BISCHOFF ProntoSIL 300-3-Si | Silica | 60 | 3 | 3 | 300 | L3 | no | HPLC Column | SS | 60 x 3,0 mm
ProntoSIL | A604K000PS030 | BISCHOFF ProntoSIL 300-3-Si | Silica | 60 | 4 | 3 | 300 | L3 | no | HPLC Column | SS | 60 x 4,0 mm
ProntoSIL | A646K000PS030 | BISCHOFF ProntoSIL 300-3-Si | Silica | 60 | 4.6 | 3 | 300 | L3 | no | HPLC Column | SS | 60 x 4,6 mm
ProntoSIL | 0702K000PS030 | BISCHOFF ProntoSIL 300-3-Si | Silica | 75 | 2 | 3 | 300 | L3 | no | HPLC Column | SS | 75 x 2,0 mm
ProntoSIL | 0703K000PS030 | BISCHOFF ProntoSIL 300-3-Si | Silica | 75 | 3 | 3 | 300 | L3 | no | HPLC Column | SS | 75 x 3,0 mm
ProntoSIL | 0704K000PS030 | BISCHOFF ProntoSIL 300-3-Si | Silica | 75 | 4 | 3 | 300 | L3 | no | HPLC Column | SS | 75 x 4,0 mm
ProntoSIL | 0746K000PS030 | BISCHOFF ProntoSIL 300-3-Si | Silica | 75 | 4.6 | 3 | 300 | L3 | no | HPLC Column | SS | 75 x 4,6 mm
ProntoSIL | 1002K000PS030 | BISCHOFF ProntoSIL 300-3-Si | Silica | 100 | 2 | 3 | 300 | L3 | no | HPLC Column | SS | 100 x 2,0 mm
ProntoSIL | 1003K000PS030 | BISCHOFF ProntoSIL 300-3-Si | Silica | 100 | 3 | 3 | 300 | L3 | no | HPLC Column | SS | 100 x 3,0 mm
ProntoSIL | 1004K000PS030 | BISCHOFF ProntoSIL 300-3-Si | Silica | 100 | 4 | 3 | 300 | L3 | no | HPLC Column | SS | 100 x 4,0 mm
ProntoSIL | 1046K000PS030 | BISCHOFF ProntoSIL 300-3-Si | Silica | 100 | 4.6 | 3 | 300 | L3 | no | HPLC Column | SS | 100 x 4,6 mm
ProntoSIL | 1202K000PS030 | BISCHOFF ProntoSIL 300-3-Si | Silica | 125 | 2 | 3 | 300 | L3 | no | HPLC Column | SS | 125 x 2,0 mm
ProntoSIL | 1203K000PS030 | BISCHOFF ProntoSIL 300-3-Si | Silica | 125 | 3 | 3 | 300 | L3 | no | HPLC Column | SS | 125 x 3,0 mm
ProntoSIL | 1204K000PS030 | BISCHOFF ProntoSIL 300-3-Si | Silica | 125 | 4 | 3 | 300 | L3 | no | HPLC Column | SS | 125 x 4,0 mm
ProntoSIL | 1246K000PS030 | BISCHOFF ProntoSIL 300-3-Si | Silica | 125 | 4.6 | 3 | 300 | L3 | no | HPLC Column | SS | 125 x 4,6 mm
ProntoSIL | 1502K000PS030 | BISCHOFF ProntoSIL 300-3-Si | Silica | 150 | 2 | 3 | 300 | L3 | no | HPLC Column | SS | 150 x 2,0 mm
ProntoSIL | 1503K000PS030 | BISCHOFF ProntoSIL 300-3-Si | Silica | 150 | 3 | 3 | 300 | L3 | no | HPLC Column | SS | 150 x 3,0 mm
ProntoSIL | 1504K000PS030 | BISCHOFF ProntoSIL 300-3-Si | Silica | 150 | 4 | 3 | 300 | L3 | no | HPLC Column | SS | 150 x 4,0 mm
ProntoSIL | 1546K000PS030 | BISCHOFF ProntoSIL 300-3-Si | Silica | 150 | 4.6 | 3 | 300 | L3 | no | HPLC Column | SS | 150 x 4,6 mm
ProntoSIL | 2002K000PS030 | BISCHOFF ProntoSIL 300-3-Si | Silica | 200 | 2 | 3 | 300 | L3 | no | HPLC Column | SS | 200 x 2,0 mm
ProntoSIL | 2003K000PS030 | BISCHOFF ProntoSIL 300-3-Si | Silica | 200 | 3 | 3 | 300 | L3 | no | HPLC Column | SS | 200 x 3,0 mm
ProntoSIL | 2004K000PS030 | BISCHOFF ProntoSIL 300-3-Si | Silica | 200 | 4 | 3 | 300 | L3 | no | HPLC Column | SS | 200 x 4,0 mm
ProntoSIL | 2046K000PS030 | BISCHOFF ProntoSIL 300-3-Si | Silica | 200 | 4.6 | 3 | 300 | L3 | no | HPLC Column | SS | 200 x 4,6 mm
ProntoSIL | 2502K000PS030 | BISCHOFF ProntoSIL 300-3-Si | Silica | 250 | 2 | 3 | 300 | L3 | no | HPLC Column | SS | 250 x 2,0 mm
ProntoSIL | 2503K000PS030 | BISCHOFF ProntoSIL 300-3-Si | Silica | 250 | 3 | 3 | 300 | L3 | no | HPLC Column | SS | 250 x 3,0 mm
ProntoSIL | 2504K000PS030 | BISCHOFF ProntoSIL 300-3-Si | Silica | 250 | 4 | 3 | 300 | L3 | no | HPLC Column | SS | 250 x 4,0 mm
ProntoSIL | 2546K000PS030 | BISCHOFF ProntoSIL 300-3-Si | Silica | 250 | 4.6 | 3 | 300 | L3 | no | HPLC Column | SS | 250 x 4,6 mm
ProntoSIL | 3002K000PS030 | BISCHOFF ProntoSIL 300-3-Si | Silica | 300 | 2 | 3 | 300 | L3 | no | HPLC Column | SS | 300 x 2,0 mm
ProntoSIL | 3003K000PS030 | BISCHOFF ProntoSIL 300-3-Si | Silica | 300 | 3 | 3 | 300 | L3 | no | HPLC Column | SS | 300 x 3,0 mm
ProntoSIL | 3004K000PS030 | BISCHOFF ProntoSIL 300-3-Si | Silica | 300 | 4 | 3 | 300 | L3 | no | HPLC Column | SS | 300 x 4,0 mm
ProntoSIL | 3046K000PS030 | BISCHOFF ProntoSIL 300-3-Si | Silica | 300 | 4.6 | 3 | 300 | L3 | no | HPLC Column | SS | 300 x 4,6 mm
ProntoSIL | 01P4K000PS030 | BISCHOFF ProntoSIL 300-3-Si | Silica | 14 | 4 | 3 | 300 | L3 | no | HPLC Column | PEEK | 14 x 4,0 mm
ProntoSIL | A2P4K000PS030 | BISCHOFF ProntoSIL 300-3-Si | Silica | 20 | 4 | 3 | 300 | L3 | no | HPLC Column | PEEK | 20 x 4,0 mm
ProntoSIL | 02P4K000PS030 | BISCHOFF ProntoSIL 300-3-Si | Silica | 25 | 4 | 3 | 300 | L3 | no | HPLC Column | PEEK | 25 x 4,0 mm
ProntoSIL | 03P4K000PS030 | BISCHOFF ProntoSIL 300-3-Si | Silica | 30 | 4 | 3 | 300 | L3 | no | HPLC Column | PEEK | 30 x 4,0 mm
ProntoSIL | 04P4K000PS030 | BISCHOFF ProntoSIL 300-3-Si | Silica | 33 | 4 | 3 | 300 | L3 | no | HPLC Column | PEEK | 33 x 4,0 mm
ProntoSIL | A4P4K000PS030 | BISCHOFF ProntoSIL 300-3-Si | Silica | 40 | 4 | 3 | 300 | L3 | no | HPLC Column | PEEK | 40 x 4,0 mm
ProntoSIL | 05P4K000PS030 | BISCHOFF ProntoSIL 300-3-Si | Silica | 50 | 4 | 3 | 300 | L3 | no | HPLC Column | PEEK | 50 x 4,0 mm
ProntoSIL | 06P4K000PS030 | BISCHOFF ProntoSIL 300-3-Si | Silica | 53 | 4 | 3 | 300 | L3 | no | HPLC Column | PEEK | 53 x 4,0 mm
ProntoSIL | A6P4K000PS030 | BISCHOFF ProntoSIL 300-3-Si | Silica | 60 | 4 | 3 | 300 | L3 | no | HPLC Column | PEEK | 60 x 4,0 mm
ProntoSIL | 07P4K000PS030 | BISCHOFF ProntoSIL 300-3-Si | Silica | 75 | 4 | 3 | 300 | L3 | no | HPLC Column | PEEK | 75 x 4,0 mm
ProntoSIL | 10P4K000PS030 | BISCHOFF ProntoSIL 300-3-Si | Silica | 100 | 4 | 3 | 300 | L3 | no | HPLC Column | PEEK | 100 x 4,0 mm
ProntoSIL | 12P4K000PS030 | BISCHOFF ProntoSIL 300-3-Si | Silica | 125 | 4 | 3 | 300 | L3 | no | HPLC Column | PEEK | 125 x 4,0 mm
ProntoSIL | 15P4K000PS030 | BISCHOFF ProntoSIL 300-3-Si | Silica | 150 | 4 | 3 | 300 | L3 | no | HPLC Column | PEEK | 150 x 4,0 mm
ProntoSIL | 20P4K000PS030 | BISCHOFF ProntoSIL 300-3-Si | Silica | 200 | 4 | 3 | 300 | L3 | no | HPLC Column | PEEK | 200 x 4,0 mm
ProntoSIL | 25P4K000PS030 | BISCHOFF ProntoSIL 300-3-Si | Silica | 250 | 4 | 3 | 300 | L3 | no | HPLC Column | PEEK | 250 x 4,0 mm
ProntoSIL | 30P4K000PS030 | BISCHOFF ProntoSIL 300-3-Si | Silica | 300 | 4 | 3 | 300 | L3 | no | HPLC Column | PEEK | 300 x 4,0 mm
ProntoSIL | 6305K000PS030 | BISCHOFF ProntoSIL 300-3-Si | Silica | 5 | 4 | 3 | 300 | L3 | no | Cartridges (5 pcs.) | SS | 5 x 4,0 mm
ProntoSIL | 6301K000PS030 | BISCHOFF ProntoSIL 300-3-Si | Silica | 10 | 4 | 3 | 300 | L3 | no | Cartridges (5 pcs.) | SS | 10 x 4,0 mm
ProntoSIL | 6302K000PS030 | BISCHOFF ProntoSIL 300-3-Si | Silica | 20 | 4 | 3 | 300 | L3 | no | Cartridges (5 pcs.) | SS | 20 x 4,0 mm
ProntoSIL | 63P1K000PS030 | BISCHOFF ProntoSIL 300-3-Si | Silica | 10 | 4 | 3 | 300 | L3 | no | Cartridges (5 pcs.) | PEEK | 10 x 4,0 mm
ProntoSIL | 63P2K000PS030 | BISCHOFF ProntoSIL 300-3-Si | Silica | 20 | 4 | 3 | 300 | L3 | no | Cartridges (5 pcs.) | PEEK | 20 x 4,0 mm
ProntoSIL | 6335K000PS030 | BISCHOFF ProntoSIL 300-3-Si | Silica | 5 | 3 | 3 | 300 | L3 | no | Cartridges (5 pcs.) | SS | 5 x 3,0 mm
ProntoSIL | 6331K000PS030 | BISCHOFF ProntoSIL 300-3-Si | Silica | 10 | 3 | 3 | 300 | L3 | no | Cartridges (5 pcs.) | SS | 10 x 3,0 mm
ProntoSIL | 6332K000PS030 | BISCHOFF ProntoSIL 300-3-Si | Silica | 20 | 3 | 3 | 300 | L3 | no | Cartridges (5 pcs.) | SS | 20 x 3,0 mm
ProntoSIL | 6325K000PS030 | BISCHOFF ProntoSIL 300-3-Si | Silica | 5 | 2 | 3 | 300 | L3 | no | Cartridges (5 pcs.) | SS | 5 x 2,0 mm
ProntoSIL | 6321K000PS030 | BISCHOFF ProntoSIL 300-3-Si | Silica | 10 | 2 | 3 | 300 | L3 | no | Cartridges (5 pcs.) | SS | 10 x 2,0 mm
ProntoSIL | 6322K000PS030 | BISCHOFF ProntoSIL 300-3-Si | Silica | 20 | 2 | 3 | 300 | L3 | no | Cartridges (5 pcs.) | SS | 20 x 2,0 mm
ProntoSIL | 0102K000PS050 | BISCHOFF ProntoSIL 300-5-Si | Silica | 14 | 2 | 5 | 300 | L3 | no | HPLC Column | SS | 14 x 2,0 mm
ProntoSIL | 0103K000PS050 | BISCHOFF ProntoSIL 300-5-Si | Silica | 14 | 3 | 5 | 300 | L3 | no | HPLC Column | SS | 14 x 3,0 mm
ProntoSIL | 0104K000PS050 | BISCHOFF ProntoSIL 300-5-Si | Silica | 14 | 4 | 5 | 300 | L3 | no | HPLC Column | SS | 14 x 4,0 mm
ProntoSIL | 0146K000PS050 | BISCHOFF ProntoSIL 300-5-Si | Silica | 14 | 4.6 | 5 | 300 | L3 | no | HPLC Column | SS | 14 x 4,6 mm
ProntoSIL | A202K000PS050 | BISCHOFF ProntoSIL 300-5-Si | Silica | 20 | 2 | 5 | 300 | L3 | no | HPLC Column | SS | 20 x 2,0 mm
ProntoSIL | A203K000PS050 | BISCHOFF ProntoSIL 300-5-Si | Silica | 20 | 3 | 5 | 300 | L3 | no | HPLC Column | SS | 20 x 3,0 mm
ProntoSIL | A204K000PS050 | BISCHOFF ProntoSIL 300-5-Si | Silica | 20 | 4 | 5 | 300 | L3 | no | HPLC Column | SS | 20 x 4,0 mm
ProntoSIL | A246K000PS050 | BISCHOFF ProntoSIL 300-5-Si | Silica | 20 | 4.6 | 5 | 300 | L3 | no | HPLC Column | SS | 20 x 4,6 mm
ProntoSIL | 0202K000PS050 | BISCHOFF ProntoSIL 300-5-Si | Silica | 25 | 2 | 5 | 300 | L3 | no | HPLC Column | SS | 25 x 2,0 mm
ProntoSIL | 0203K000PS050 | BISCHOFF ProntoSIL 300-5-Si | Silica | 25 | 3 | 5 | 300 | L3 | no | HPLC Column | SS | 25 x 3,0 mm
ProntoSIL | 0204K000PS050 | BISCHOFF ProntoSIL 300-5-Si | Silica | 25 | 4 | 5 | 300 | L3 | no | HPLC Column | SS | 25 x 4,0 mm
ProntoSIL | 0246K000PS050 | BISCHOFF ProntoSIL 300-5-Si | Silica | 25 | 4.6 | 5 | 300 | L3 | no | HPLC Column | SS | 25 x 4,6 mm
ProntoSIL | 0302K000PS050 | BISCHOFF ProntoSIL 300-5-Si | Silica | 30 | 2 | 5 | 300 | L3 | no | HPLC Column | SS | 30 x 2,0 mm
ProntoSIL | 0303K000PS050 | BISCHOFF ProntoSIL 300-5-Si | Silica | 30 | 3 | 5 | 300 | L3 | no | HPLC Column | SS | 30 x 3,0 mm
ProntoSIL | 0304K000PS050 | BISCHOFF ProntoSIL 300-5-Si | Silica | 30 | 4 | 5 | 300 | L3 | no | HPLC Column | SS | 30 x 4,0 mm
ProntoSIL | 0346K000PS050 | BISCHOFF ProntoSIL 300-5-Si | Silica | 30 | 4.6 | 5 | 300 | L3 | no | HPLC Column | SS | 30 x 4,6 mm
ProntoSIL | 0402K000PS050 | BISCHOFF ProntoSIL 300-5-Si | Silica | 33 | 2 | 5 | 300 | L3 | no | HPLC Column | SS | 33 x 2,0 mm
ProntoSIL | 0403K000PS050 | BISCHOFF ProntoSIL 300-5-Si | Silica | 33 | 3 | 5 | 300 | L3 | no | HPLC Column | SS | 33 x 3,0 mm
ProntoSIL | 0404K000PS050 | BISCHOFF ProntoSIL 300-5-Si | Silica | 33 | 4 | 5 | 300 | L3 | no | HPLC Column | SS | 33 x 4,0 mm
ProntoSIL | 0446K000PS050 | BISCHOFF ProntoSIL 300-5-Si | Silica | 33 | 4.6 | 5 | 300 | L3 | no | HPLC Column | SS | 33 x 4,6 mm
ProntoSIL | A402K000PS050 | BISCHOFF ProntoSIL 300-5-Si | Silica | 40 | 2 | 5 | 300 | L3 | no | HPLC Column | SS | 40 x 2,0 mm
ProntoSIL | A403K000PS050 | BISCHOFF ProntoSIL 300-5-Si | Silica | 40 | 3 | 5 | 300 | L3 | no | HPLC Column | SS | 40 x 3,0 mm
ProntoSIL | A404K000PS050 | BISCHOFF ProntoSIL 300-5-Si | Silica | 40 | 4 | 5 | 300 | L3 | no | HPLC Column | SS | 40 x 4,0 mm
ProntoSIL | A446K000PS050 | BISCHOFF ProntoSIL 300-5-Si | Silica | 40 | 4.6 | 5 | 300 | L3 | no | HPLC Column | SS | 40 x 4,6 mm
ProntoSIL | 0502K000PS050 | BISCHOFF ProntoSIL 300-5-Si | Silica | 50 | 2 | 5 | 300 | L3 | no | HPLC Column | SS | 50 x 2,0 mm
ProntoSIL | 0503K000PS050 | BISCHOFF ProntoSIL 300-5-Si | Silica | 50 | 3 | 5 | 300 | L3 | no | HPLC Column | SS | 50 x 3,0 mm
ProntoSIL | 0504K000PS050 | BISCHOFF ProntoSIL 300-5-Si | Silica | 50 | 4 | 5 | 300 | L3 | no | HPLC Column | SS | 50 x 4,0 mm
ProntoSIL | 0546K000PS050 | BISCHOFF ProntoSIL 300-5-Si | Silica | 50 | 4.6 | 5 | 300 | L3 | no | HPLC Column | SS | 50 x 4,6 mm
ProntoSIL | 0602K000PS050 | BISCHOFF ProntoSIL 300-5-Si | Silica | 53 | 2 | 5 | 300 | L3 | no | HPLC Column | SS | 53 x 2,0 mm
ProntoSIL | 0603K000PS050 | BISCHOFF ProntoSIL 300-5-Si | Silica | 53 | 3 | 5 | 300 | L3 | no | HPLC Column | SS | 53 x 3,0 mm
ProntoSIL | 0604K000PS050 | BISCHOFF ProntoSIL 300-5-Si | Silica | 53 | 4 | 5 | 300 | L3 | no | HPLC Column | SS | 53 x 4,0 mm
ProntoSIL | 0646K000PS050 | BISCHOFF ProntoSIL 300-5-Si | Silica | 53 | 4.6 | 5 | 300 | L3 | no | HPLC Column | SS | 53 x 4,6 mm
ProntoSIL | A602K000PS050 | BISCHOFF ProntoSIL 300-5-Si | Silica | 60 | 2 | 5 | 300 | L3 | no | HPLC Column | SS | 60 x 2,0 mm
ProntoSIL | A603K000PS050 | BISCHOFF ProntoSIL 300-5-Si | Silica | 60 | 3 | 5 | 300 | L3 | no | HPLC Column | SS | 60 x 3,0 mm
ProntoSIL | A604K000PS050 | BISCHOFF ProntoSIL 300-5-Si | Silica | 60 | 4 | 5 | 300 | L3 | no | HPLC Column | SS | 60 x 4,0 mm
ProntoSIL | A646K000PS050 | BISCHOFF ProntoSIL 300-5-Si | Silica | 60 | 4.6 | 5 | 300 | L3 | no | HPLC Column | SS | 60 x 4,6 mm
ProntoSIL | 0702K000PS050 | BISCHOFF ProntoSIL 300-5-Si | Silica | 75 | 2 | 5 | 300 | L3 | no | HPLC Column | SS | 75 x 2,0 mm
ProntoSIL | 0703K000PS050 | BISCHOFF ProntoSIL 300-5-Si | Silica | 75 | 3 | 5 | 300 | L3 | no | HPLC Column | SS | 75 x 3,0 mm
ProntoSIL | 0704K000PS050 | BISCHOFF ProntoSIL 300-5-Si | Silica | 75 | 4 | 5 | 300 | L3 | no | HPLC Column | SS | 75 x 4,0 mm
ProntoSIL | 0746K000PS050 | BISCHOFF ProntoSIL 300-5-Si | Silica | 75 | 4.6 | 5 | 300 | L3 | no | HPLC Column | SS | 75 x 4,6 mm
ProntoSIL | 1002K000PS050 | BISCHOFF ProntoSIL 300-5-Si | Silica | 100 | 2 | 5 | 300 | L3 | no | HPLC Column | SS | 100 x 2,0 mm
ProntoSIL | 1003K000PS050 | BISCHOFF ProntoSIL 300-5-Si | Silica | 100 | 3 | 5 | 300 | L3 | no | HPLC Column | SS | 100 x 3,0 mm
ProntoSIL | 1004K000PS050 | BISCHOFF ProntoSIL 300-5-Si | Silica | 100 | 4 | 5 | 300 | L3 | no | HPLC Column | SS | 100 x 4,0 mm
ProntoSIL | 1046K000PS050 | BISCHOFF ProntoSIL 300-5-Si | Silica | 100 | 4.6 | 5 | 300 | L3 | no | HPLC Column | SS | 100 x 4,6 mm
ProntoSIL | 1202K000PS050 | BISCHOFF ProntoSIL 300-5-Si | Silica | 125 | 2 | 5 | 300 | L3 | no | HPLC Column | SS | 125 x 2,0 mm
ProntoSIL | 1203K000PS050 | BISCHOFF ProntoSIL 300-5-Si | Silica | 125 | 3 | 5 | 300 | L3 | no | HPLC Column | SS | 125 x 3,0 mm
ProntoSIL | 1204K000PS050 | BISCHOFF ProntoSIL 300-5-Si | Silica | 125 | 4 | 5 | 300 | L3 | no | HPLC Column | SS | 125 x 4,0 mm
ProntoSIL | 1246K000PS050 | BISCHOFF ProntoSIL 300-5-Si | Silica | 125 | 4.6 | 5 | 300 | L3 | no | HPLC Column | SS | 125 x 4,6 mm
ProntoSIL | 1502K000PS050 | BISCHOFF ProntoSIL 300-5-Si | Silica | 150 | 2 | 5 | 300 | L3 | no | HPLC Column | SS | 150 x 2,0 mm
ProntoSIL | 1503K000PS050 | BISCHOFF ProntoSIL 300-5-Si | Silica | 150 | 3 | 5 | 300 | L3 | no | HPLC Column | SS | 150 x 3,0 mm
ProntoSIL | 1504K000PS050 | BISCHOFF ProntoSIL 300-5-Si | Silica | 150 | 4 | 5 | 300 | L3 | no | HPLC Column | SS | 150 x 4,0 mm
ProntoSIL | 1546K000PS050 | BISCHOFF ProntoSIL 300-5-Si | Silica | 150 | 4.6 | 5 | 300 | L3 | no | HPLC Column | SS | 150 x 4,6 mm
ProntoSIL | 2002K000PS050 | BISCHOFF ProntoSIL 300-5-Si | Silica | 200 | 2 | 5 | 300 | L3 | no | HPLC Column | SS | 200 x 2,0 mm
ProntoSIL | 2003K000PS050 | BISCHOFF ProntoSIL 300-5-Si | Silica | 200 | 3 | 5 | 300 | L3 | no | HPLC Column | SS | 200 x 3,0 mm
ProntoSIL | 2004K000PS050 | BISCHOFF ProntoSIL 300-5-Si | Silica | 200 | 4 | 5 | 300 | L3 | no | HPLC Column | SS | 200 x 4,0 mm
ProntoSIL | 2046K000PS050 | BISCHOFF ProntoSIL 300-5-Si | Silica | 200 | 4.6 | 5 | 300 | L3 | no | HPLC Column | SS | 200 x 4,6 mm
ProntoSIL | 2502K000PS050 | BISCHOFF ProntoSIL 300-5-Si | Silica | 250 | 2 | 5 | 300 | L3 | no | HPLC Column | SS | 250 x 2,0 mm
ProntoSIL | 2503K000PS050 | BISCHOFF ProntoSIL 300-5-Si | Silica | 250 | 3 | 5 | 300 | L3 | no | HPLC Column | SS | 250 x 3,0 mm
ProntoSIL | 2504K000PS050 | BISCHOFF ProntoSIL 300-5-Si | Silica | 250 | 4 | 5 | 300 | L3 | no | HPLC Column | SS | 250 x 4,0 mm
ProntoSIL | 2546K000PS050 | BISCHOFF ProntoSIL 300-5-Si | Silica | 250 | 4.6 | 5 | 300 | L3 | no | HPLC Column | SS | 250 x 4,6 mm
ProntoSIL | 3002K000PS050 | BISCHOFF ProntoSIL 300-5-Si | Silica | 300 | 2 | 5 | 300 | L3 | no | HPLC Column | SS | 300 x 2,0 mm
ProntoSIL | 3003K000PS050 | BISCHOFF ProntoSIL 300-5-Si | Silica | 300 | 3 | 5 | 300 | L3 | no | HPLC Column | SS | 300 x 3,0 mm
ProntoSIL | 3004K000PS050 | BISCHOFF ProntoSIL 300-5-Si | Silica | 300 | 4 | 5 | 300 | L3 | no | HPLC Column | SS | 300 x 4,0 mm
ProntoSIL | 3046K000PS050 | BISCHOFF ProntoSIL 300-5-Si | Silica | 300 | 4.6 | 5 | 300 | L3 | no | HPLC Column | SS | 300 x 4,6 mm
ProntoSIL | 01P4K000PS050 | BISCHOFF ProntoSIL 300-5-Si | Silica | 14 | 4 | 5 | 300 | L3 | no | HPLC Column | PEEK | 14 x 4,0 mm
ProntoSIL | A2P4K000PS050 | BISCHOFF ProntoSIL 300-5-Si | Silica | 20 | 4 | 5 | 300 | L3 | no | HPLC Column | PEEK | 20 x 4,0 mm
ProntoSIL | 02P4K000PS050 | BISCHOFF ProntoSIL 300-5-Si | Silica | 25 | 4 | 5 | 300 | L3 | no | HPLC Column | PEEK | 25 x 4,0 mm
ProntoSIL | 03P4K000PS050 | BISCHOFF ProntoSIL 300-5-Si | Silica | 30 | 4 | 5 | 300 | L3 | no | HPLC Column | PEEK | 30 x 4,0 mm
ProntoSIL | 04P4K000PS050 | BISCHOFF ProntoSIL 300-5-Si | Silica | 33 | 4 | 5 | 300 | L3 | no | HPLC Column | PEEK | 33 x 4,0 mm
ProntoSIL | A4P4K000PS050 | BISCHOFF ProntoSIL 300-5-Si | Silica | 40 | 4 | 5 | 300 | L3 | no | HPLC Column | PEEK | 40 x 4,0 mm
ProntoSIL | 05P4K000PS050 | BISCHOFF ProntoSIL 300-5-Si | Silica | 50 | 4 | 5 | 300 | L3 | no | HPLC Column | PEEK | 50 x 4,0 mm
ProntoSIL | 06P4K000PS050 | BISCHOFF ProntoSIL 300-5-Si | Silica | 53 | 4 | 5 | 300 | L3 | no | HPLC Column | PEEK | 53 x 4,0 mm
ProntoSIL | A6P4K000PS050 | BISCHOFF ProntoSIL 300-5-Si | Silica | 60 | 4 | 5 | 300 | L3 | no | HPLC Column | PEEK | 60 x 4,0 mm
ProntoSIL | 07P4K000PS050 | BISCHOFF ProntoSIL 300-5-Si | Silica | 75 | 4 | 5 | 300 | L3 | no | HPLC Column | PEEK | 75 x 4,0 mm
ProntoSIL | 10P4K000PS050 | BISCHOFF ProntoSIL 300-5-Si | Silica | 100 | 4 | 5 | 300 | L3 | no | HPLC Column | PEEK | 100 x 4,0 mm
ProntoSIL | 12P4K000PS050 | BISCHOFF ProntoSIL 300-5-Si | Silica | 125 | 4 | 5 | 300 | L3 | no | HPLC Column | PEEK | 125 x 4,0 mm
ProntoSIL | 15P4K000PS050 | BISCHOFF ProntoSIL 300-5-Si | Silica | 150 | 4 | 5 | 300 | L3 | no | HPLC Column | PEEK | 150 x 4,0 mm
ProntoSIL | 20P4K000PS050 | BISCHOFF ProntoSIL 300-5-Si | Silica | 200 | 4 | 5 | 300 | L3 | no | HPLC Column | PEEK | 200 x 4,0 mm
ProntoSIL | 25P4K000PS050 | BISCHOFF ProntoSIL 300-5-Si | Silica | 250 | 4 | 5 | 300 | L3 | no | HPLC Column | PEEK | 250 x 4,0 mm
ProntoSIL | 30P4K000PS050 | BISCHOFF ProntoSIL 300-5-Si | Silica | 300 | 4 | 5 | 300 | L3 | no | HPLC Column | PEEK | 300 x 4,0 mm
ProntoSIL | 6305K000PS050 | BISCHOFF ProntoSIL 300-5-Si | Silica | 5 | 4 | 5 | 300 | L3 | no | Cartridges (5 pcs.) | SS | 5 x 4,0 mm
ProntoSIL | 6301K000PS050 | BISCHOFF ProntoSIL 300-5-Si | Silica | 10 | 4 | 5 | 300 | L3 | no | Cartridges (5 pcs.) | SS | 10 x 4,0 mm
ProntoSIL | 6302K000PS050 | BISCHOFF ProntoSIL 300-5-Si | Silica | 20 | 4 | 5 | 300 | L3 | no | Cartridges (5 pcs.) | SS | 20 x 4,0 mm
ProntoSIL | 63P1K000PS050 | BISCHOFF ProntoSIL 300-5-Si | Silica | 10 | 4 | 5 | 300 | L3 | no | Cartridges (5 pcs.) | PEEK | 10 x 4,0 mm
ProntoSIL | 63P2K000PS050 | BISCHOFF ProntoSIL 300-5-Si | Silica | 20 | 4 | 5 | 300 | L3 | no | Cartridges (5 pcs.) | PEEK | 20 x 4,0 mm
ProntoSIL | 6335K000PS050 | BISCHOFF ProntoSIL 300-5-Si | Silica | 5 | 3 | 5 | 300 | L3 | no | Cartridges (5 pcs.) | SS | 5 x 3,0 mm
ProntoSIL | 6331K000PS050 | BISCHOFF ProntoSIL 300-5-Si | Silica | 10 | 3 | 5 | 300 | L3 | no | Cartridges (5 pcs.) | SS | 10 x 3,0 mm
ProntoSIL | 6332K000PS050 | BISCHOFF ProntoSIL 300-5-Si | Silica | 20 | 3 | 5 | 300 | L3 | no | Cartridges (5 pcs.) | SS | 20 x 3,0 mm
ProntoSIL | 6325K000PS050 | BISCHOFF ProntoSIL 300-5-Si | Silica | 5 | 2 | 5 | 300 | L3 | no | Cartridges (5 pcs.) | SS | 5 x 2,0 mm
ProntoSIL | 6321K000PS050 | BISCHOFF ProntoSIL 300-5-Si | Silica | 10 | 2 | 5 | 300 | L3 | no | Cartridges (5 pcs.) | SS | 10 x 2,0 mm
ProntoSIL | 6322K000PS050 | BISCHOFF ProntoSIL 300-5-Si | Silica | 20 | 2 | 5 | 300 | L3 | no | Cartridges (5 pcs.) | SS | 20 x 2,0 mm
ProntoSIL | 0102K000PS100 | BISCHOFF ProntoSIL 300-10-Si | Silica | 14 | 2 | 10 | 300 | L3 | no | HPLC Column | SS | 14 x 2,0 mm
ProntoSIL | 0103K000PS100 | BISCHOFF ProntoSIL 300-10-Si | Silica | 14 | 3 | 10 | 300 | L3 | no | HPLC Column | SS | 14 x 3,0 mm
ProntoSIL | 0104K000PS100 | BISCHOFF ProntoSIL 300-10-Si | Silica | 14 | 4 | 10 | 300 | L3 | no | HPLC Column | SS | 14 x 4,0 mm
ProntoSIL | 0146K000PS100 | BISCHOFF ProntoSIL 300-10-Si | Silica | 14 | 4.6 | 10 | 300 | L3 | no | HPLC Column | SS | 14 x 4,6 mm
ProntoSIL | A202K000PS100 | BISCHOFF ProntoSIL 300-10-Si | Silica | 20 | 2 | 10 | 300 | L3 | no | HPLC Column | SS | 20 x 2,0 mm
ProntoSIL | A203K000PS100 | BISCHOFF ProntoSIL 300-10-Si | Silica | 20 | 3 | 10 | 300 | L3 | no | HPLC Column | SS | 20 x 3,0 mm
ProntoSIL | A204K000PS100 | BISCHOFF ProntoSIL 300-10-Si | Silica | 20 | 4 | 10 | 300 | L3 | no | HPLC Column | SS | 20 x 4,0 mm
ProntoSIL | A246K000PS100 | BISCHOFF ProntoSIL 300-10-Si | Silica | 20 | 4.6 | 10 | 300 | L3 | no | HPLC Column | SS | 20 x 4,6 mm
ProntoSIL | 0202K000PS100 | BISCHOFF ProntoSIL 300-10-Si | Silica | 25 | 2 | 10 | 300 | L3 | no | HPLC Column | SS | 25 x 2,0 mm
ProntoSIL | 0203K000PS100 | BISCHOFF ProntoSIL 300-10-Si | Silica | 25 | 3 | 10 | 300 | L3 | no | HPLC Column | SS | 25 x 3,0 mm
ProntoSIL | 0204K000PS100 | BISCHOFF ProntoSIL 300-10-Si | Silica | 25 | 4 | 10 | 300 | L3 | no | HPLC Column | SS | 25 x 4,0 mm
ProntoSIL | 0246K000PS100 | BISCHOFF ProntoSIL 300-10-Si | Silica | 25 | 4.6 | 10 | 300 | L3 | no | HPLC Column | SS | 25 x 4,6 mm
ProntoSIL | 0302K000PS100 | BISCHOFF ProntoSIL 300-10-Si | Silica | 30 | 2 | 10 | 300 | L3 | no | HPLC Column | SS | 30 x 2,0 mm
ProntoSIL | 0303K000PS100 | BISCHOFF ProntoSIL 300-10-Si | Silica | 30 | 3 | 10 | 300 | L3 | no | HPLC Column | SS | 30 x 3,0 mm
ProntoSIL | 0304K000PS100 | BISCHOFF ProntoSIL 300-10-Si | Silica | 30 | 4 | 10 | 300 | L3 | no | HPLC Column | SS | 30 x 4,0 mm
ProntoSIL | 0346K000PS100 | BISCHOFF ProntoSIL 300-10-Si | Silica | 30 | 4.6 | 10 | 300 | L3 | no | HPLC Column | SS | 30 x 4,6 mm
ProntoSIL | 0402K000PS100 | BISCHOFF ProntoSIL 300-10-Si | Silica | 33 | 2 | 10 | 300 | L3 | no | HPLC Column | SS | 33 x 2,0 mm
ProntoSIL | 0403K000PS100 | BISCHOFF ProntoSIL 300-10-Si | Silica | 33 | 3 | 10 | 300 | L3 | no | HPLC Column | SS | 33 x 3,0 mm
ProntoSIL | 0404K000PS100 | BISCHOFF ProntoSIL 300-10-Si | Silica | 33 | 4 | 10 | 300 | L3 | no | HPLC Column | SS | 33 x 4,0 mm
ProntoSIL | 0446K000PS100 | BISCHOFF ProntoSIL 300-10-Si | Silica | 33 | 4.6 | 10 | 300 | L3 | no | HPLC Column | SS | 33 x 4,6 mm
ProntoSIL | A402K000PS100 | BISCHOFF ProntoSIL 300-10-Si | Silica | 40 | 2 | 10 | 300 | L3 | no | HPLC Column | SS | 40 x 2,0 mm
ProntoSIL | A403K000PS100 | BISCHOFF ProntoSIL 300-10-Si | Silica | 40 | 3 | 10 | 300 | L3 | no | HPLC Column | SS | 40 x 3,0 mm
ProntoSIL | A404K000PS100 | BISCHOFF ProntoSIL 300-10-Si | Silica | 40 | 4 | 10 | 300 | L3 | no | HPLC Column | SS | 40 x 4,0 mm
ProntoSIL | A446K000PS100 | BISCHOFF ProntoSIL 300-10-Si | Silica | 40 | 4.6 | 10 | 300 | L3 | no | HPLC Column | SS | 40 x 4,6 mm
ProntoSIL | 0502K000PS100 | BISCHOFF ProntoSIL 300-10-Si | Silica | 50 | 2 | 10 | 300 | L3 | no | HPLC Column | SS | 50 x 2,0 mm
ProntoSIL | 0503K000PS100 | BISCHOFF ProntoSIL 300-10-Si | Silica | 50 | 3 | 10 | 300 | L3 | no | HPLC Column | SS | 50 x 3,0 mm
ProntoSIL | 0504K000PS100 | BISCHOFF ProntoSIL 300-10-Si | Silica | 50 | 4 | 10 | 300 | L3 | no | HPLC Column | SS | 50 x 4,0 mm
ProntoSIL | 0546K000PS100 | BISCHOFF ProntoSIL 300-10-Si | Silica | 50 | 4.6 | 10 | 300 | L3 | no | HPLC Column | SS | 50 x 4,6 mm
ProntoSIL | 0602K000PS100 | BISCHOFF ProntoSIL 300-10-Si | Silica | 53 | 2 | 10 | 300 | L3 | no | HPLC Column | SS | 53 x 2,0 mm
ProntoSIL | 0603K000PS100 | BISCHOFF ProntoSIL 300-10-Si | Silica | 53 | 3 | 10 | 300 | L3 | no | HPLC Column | SS | 53 x 3,0 mm
ProntoSIL | 0604K000PS100 | BISCHOFF ProntoSIL 300-10-Si | Silica | 53 | 4 | 10 | 300 | L3 | no | HPLC Column | SS | 53 x 4,0 mm
ProntoSIL | 0646K000PS100 | BISCHOFF ProntoSIL 300-10-Si | Silica | 53 | 4.6 | 10 | 300 | L3 | no | HPLC Column | SS | 53 x 4,6 mm
ProntoSIL | A602K000PS100 | BISCHOFF ProntoSIL 300-10-Si | Silica | 60 | 2 | 10 | 300 | L3 | no | HPLC Column | SS | 60 x 2,0 mm
ProntoSIL | A603K000PS100 | BISCHOFF ProntoSIL 300-10-Si | Silica | 60 | 3 | 10 | 300 | L3 | no | HPLC Column | SS | 60 x 3,0 mm
ProntoSIL | A604K000PS100 | BISCHOFF ProntoSIL 300-10-Si | Silica | 60 | 4 | 10 | 300 | L3 | no | HPLC Column | SS | 60 x 4,0 mm
ProntoSIL | A646K000PS100 | BISCHOFF ProntoSIL 300-10-Si | Silica | 60 | 4.6 | 10 | 300 | L3 | no | HPLC Column | SS | 60 x 4,6 mm
ProntoSIL | 0702K000PS100 | BISCHOFF ProntoSIL 300-10-Si | Silica | 75 | 2 | 10 | 300 | L3 | no | HPLC Column | SS | 75 x 2,0 mm
ProntoSIL | 0703K000PS100 | BISCHOFF ProntoSIL 300-10-Si | Silica | 75 | 3 | 10 | 300 | L3 | no | HPLC Column | SS | 75 x 3,0 mm
ProntoSIL | 0704K000PS100 | BISCHOFF ProntoSIL 300-10-Si | Silica | 75 | 4 | 10 | 300 | L3 | no | HPLC Column | SS | 75 x 4,0 mm
ProntoSIL | 0746K000PS100 | BISCHOFF ProntoSIL 300-10-Si | Silica | 75 | 4.6 | 10 | 300 | L3 | no | HPLC Column | SS | 75 x 4,6 mm
ProntoSIL | 1002K000PS100 | BISCHOFF ProntoSIL 300-10-Si | Silica | 100 | 2 | 10 | 300 | L3 | no | HPLC Column | SS | 100 x 2,0 mm
ProntoSIL | 1003K000PS100 | BISCHOFF ProntoSIL 300-10-Si | Silica | 100 | 3 | 10 | 300 | L3 | no | HPLC Column | SS | 100 x 3,0 mm
ProntoSIL | 1004K000PS100 | BISCHOFF ProntoSIL 300-10-Si | Silica | 100 | 4 | 10 | 300 | L3 | no | HPLC Column | SS | 100 x 4,0 mm
ProntoSIL | 1046K000PS100 | BISCHOFF ProntoSIL 300-10-Si | Silica | 100 | 4.6 | 10 | 300 | L3 | no | HPLC Column | SS | 100 x 4,6 mm
ProntoSIL | 1202K000PS100 | BISCHOFF ProntoSIL 300-10-Si | Silica | 125 | 2 | 10 | 300 | L3 | no | HPLC Column | SS | 125 x 2,0 mm
ProntoSIL | 1203K000PS100 | BISCHOFF ProntoSIL 300-10-Si | Silica | 125 | 3 | 10 | 300 | L3 | no | HPLC Column | SS | 125 x 3,0 mm
ProntoSIL | 1204K000PS100 | BISCHOFF ProntoSIL 300-10-Si | Silica | 125 | 4 | 10 | 300 | L3 | no | HPLC Column | SS | 125 x 4,0 mm
ProntoSIL | 1246K000PS100 | BISCHOFF ProntoSIL 300-10-Si | Silica | 125 | 4.6 | 10 | 300 | L3 | no | HPLC Column | SS | 125 x 4,6 mm
ProntoSIL | 1502K000PS100 | BISCHOFF ProntoSIL 300-10-Si | Silica | 150 | 2 | 10 | 300 | L3 | no | HPLC Column | SS | 150 x 2,0 mm
ProntoSIL | 1503K000PS100 | BISCHOFF ProntoSIL 300-10-Si | Silica | 150 | 3 | 10 | 300 | L3 | no | HPLC Column | SS | 150 x 3,0 mm
ProntoSIL | 1504K000PS100 | BISCHOFF ProntoSIL 300-10-Si | Silica | 150 | 4 | 10 | 300 | L3 | no | HPLC Column | SS | 150 x 4,0 mm
ProntoSIL | 1546K000PS100 | BISCHOFF ProntoSIL 300-10-Si | Silica | 150 | 4.6 | 10 | 300 | L3 | no | HPLC Column | SS | 150 x 4,6 mm
ProntoSIL | 2002K000PS100 | BISCHOFF ProntoSIL 300-10-Si | Silica | 200 | 2 | 10 | 300 | L3 | no | HPLC Column | SS | 200 x 2,0 mm
ProntoSIL | 2003K000PS100 | BISCHOFF ProntoSIL 300-10-Si | Silica | 200 | 3 | 10 | 300 | L3 | no | HPLC Column | SS | 200 x 3,0 mm
ProntoSIL | 2004K000PS100 | BISCHOFF ProntoSIL 300-10-Si | Silica | 200 | 4 | 10 | 300 | L3 | no | HPLC Column | SS | 200 x 4,0 mm
ProntoSIL | 2046K000PS100 | BISCHOFF ProntoSIL 300-10-Si | Silica | 200 | 4.6 | 10 | 300 | L3 | no | HPLC Column | SS | 200 x 4,6 mm
ProntoSIL | 2502K000PS100 | BISCHOFF ProntoSIL 300-10-Si | Silica | 250 | 2 | 10 | 300 | L3 | no | HPLC Column | SS | 250 x 2,0 mm
ProntoSIL | 2503K000PS100 | BISCHOFF ProntoSIL 300-10-Si | Silica | 250 | 3 | 10 | 300 | L3 | no | HPLC Column | SS | 250 x 3,0 mm
ProntoSIL | 2504K000PS100 | BISCHOFF ProntoSIL 300-10-Si | Silica | 250 | 4 | 10 | 300 | L3 | no | HPLC Column | SS | 250 x 4,0 mm
ProntoSIL | 2546K000PS100 | BISCHOFF ProntoSIL 300-10-Si | Silica | 250 | 4.6 | 10 | 300 | L3 | no | HPLC Column | SS | 250 x 4,6 mm
ProntoSIL | 3002K000PS100 | BISCHOFF ProntoSIL 300-10-Si | Silica | 300 | 2 | 10 | 300 | L3 | no | HPLC Column | SS | 300 x 2,0 mm
ProntoSIL | 3003K000PS100 | BISCHOFF ProntoSIL 300-10-Si | Silica | 300 | 3 | 10 | 300 | L3 | no | HPLC Column | SS | 300 x 3,0 mm
ProntoSIL | 3004K000PS100 | BISCHOFF ProntoSIL 300-10-Si | Silica | 300 | 4 | 10 | 300 | L3 | no | HPLC Column | SS | 300 x 4,0 mm
ProntoSIL | 3046K000PS100 | BISCHOFF ProntoSIL 300-10-Si | Silica | 300 | 4.6 | 10 | 300 | L3 | no | HPLC Column | SS | 300 x 4,6 mm
ProntoSIL | 01P4K000PS100 | BISCHOFF ProntoSIL 300-10-Si | Silica | 14 | 4 | 10 | 300 | L3 | no | HPLC Column | PEEK | 14 x 4,0 mm
ProntoSIL | A2P4K000PS100 | BISCHOFF ProntoSIL 300-10-Si | Silica | 20 | 4 | 10 | 300 | L3 | no | HPLC Column | PEEK | 20 x 4,0 mm
ProntoSIL | 02P4K000PS100 | BISCHOFF ProntoSIL 300-10-Si | Silica | 25 | 4 | 10 | 300 | L3 | no | HPLC Column | PEEK | 25 x 4,0 mm
ProntoSIL | 03P4K000PS100 | BISCHOFF ProntoSIL 300-10-Si | Silica | 30 | 4 | 10 | 300 | L3 | no | HPLC Column | PEEK | 30 x 4,0 mm
ProntoSIL | 04P4K000PS100 | BISCHOFF ProntoSIL 300-10-Si | Silica | 33 | 4 | 10 | 300 | L3 | no | HPLC Column | PEEK | 33 x 4,0 mm
ProntoSIL | A4P4K000PS100 | BISCHOFF ProntoSIL 300-10-Si | Silica | 40 | 4 | 10 | 300 | L3 | no | HPLC Column | PEEK | 40 x 4,0 mm
ProntoSIL | 05P4K000PS100 | BISCHOFF ProntoSIL 300-10-Si | Silica | 50 | 4 | 10 | 300 | L3 | no | HPLC Column | PEEK | 50 x 4,0 mm
ProntoSIL | 06P4K000PS100 | BISCHOFF ProntoSIL 300-10-Si | Silica | 53 | 4 | 10 | 300 | L3 | no | HPLC Column | PEEK | 53 x 4,0 mm
ProntoSIL | A6P4K000PS100 | BISCHOFF ProntoSIL 300-10-Si | Silica | 60 | 4 | 10 | 300 | L3 | no | HPLC Column | PEEK | 60 x 4,0 mm
ProntoSIL | 07P4K000PS100 | BISCHOFF ProntoSIL 300-10-Si | Silica | 75 | 4 | 10 | 300 | L3 | no | HPLC Column | PEEK | 75 x 4,0 mm
ProntoSIL | 10P4K000PS100 | BISCHOFF ProntoSIL 300-10-Si | Silica | 100 | 4 | 10 | 300 | L3 | no | HPLC Column | PEEK | 100 x 4,0 mm
ProntoSIL | 12P4K000PS100 | BISCHOFF ProntoSIL 300-10-Si | Silica | 125 | 4 | 10 | 300 | L3 | no | HPLC Column | PEEK | 125 x 4,0 mm
ProntoSIL | 15P4K000PS100 | BISCHOFF ProntoSIL 300-10-Si | Silica | 150 | 4 | 10 | 300 | L3 | no | HPLC Column | PEEK | 150 x 4,0 mm
ProntoSIL | 20P4K000PS100 | BISCHOFF ProntoSIL 300-10-Si | Silica | 200 | 4 | 10 | 300 | L3 | no | HPLC Column | PEEK | 200 x 4,0 mm
ProntoSIL | 25P4K000PS100 | BISCHOFF ProntoSIL 300-10-Si | Silica | 250 | 4 | 10 | 300 | L3 | no | HPLC Column | PEEK | 250 x 4,0 mm
ProntoSIL | 30P4K000PS100 | BISCHOFF ProntoSIL 300-10-Si | Silica | 300 | 4 | 10 | 300 | L3 | no | HPLC Column | PEEK | 300 x 4,0 mm
ProntoSIL | 6305K000PS100 | BISCHOFF ProntoSIL 300-10-Si | Silica | 5 | 4 | 10 | 300 | L3 | no | Cartridges (5 pcs.) | SS | 5 x 4,0 mm
ProntoSIL | 6301K000PS100 | BISCHOFF ProntoSIL 300-10-Si | Silica | 10 | 4 | 10 | 300 | L3 | no | Cartridges (5 pcs.) | SS | 10 x 4,0 mm
ProntoSIL | 6302K000PS100 | BISCHOFF ProntoSIL 300-10-Si | Silica | 20 | 4 | 10 | 300 | L3 | no | Cartridges (5 pcs.) | SS | 20 x 4,0 mm
ProntoSIL | 63P1K000PS100 | BISCHOFF ProntoSIL 300-10-Si | Silica | 10 | 4 | 10 | 300 | L3 | no | Cartridges (5 pcs.) | PEEK | 10 x 4,0 mm
ProntoSIL | 63P2K000PS100 | BISCHOFF ProntoSIL 300-10-Si | Silica | 20 | 4 | 10 | 300 | L3 | no | Cartridges (5 pcs.) | PEEK | 20 x 4,0 mm
ProntoSIL | 6335K000PS100 | BISCHOFF ProntoSIL 300-10-Si | Silica | 5 | 3 | 10 | 300 | L3 | no | Cartridges (5 pcs.) | SS | 5 x 3,0 mm
ProntoSIL | 6331K000PS100 | BISCHOFF ProntoSIL 300-10-Si | Silica | 10 | 3 | 10 | 300 | L3 | no | Cartridges (5 pcs.) | SS | 10 x 3,0 mm
ProntoSIL | 6332K000PS100 | BISCHOFF ProntoSIL 300-10-Si | Silica | 20 | 3 | 10 | 300 | L3 | no | Cartridges (5 pcs.) | SS | 20 x 3,0 mm
ProntoSIL | 6325K000PS100 | BISCHOFF ProntoSIL 300-10-Si | Silica | 5 | 2 | 10 | 300 | L3 | no | Cartridges (5 pcs.) | SS | 5 x 2,0 mm
ProntoSIL | 6321K000PS100 | BISCHOFF ProntoSIL 300-10-Si | Silica | 10 | 2 | 10 | 300 | L3 | no | Cartridges (5 pcs.) | SS | 10 x 2,0 mm
ProntoSIL | 6322K000PS100 | BISCHOFF ProntoSIL 300-10-Si | Silica | 20 | 2 | 10 | 300 | L3 | no | Cartridges (5 pcs.) | SS | 20 x 2,0 mm
ProntoSIL | 0102H185PS030 | BISCHOFF ProntoSIL 200-3-C18 H | C18 | 14 | 2 | 3 | 200 | L1 | fully | HPLC Column | SS | 14 x 2,0 mm
ProntoSIL | 0103H185PS030 | BISCHOFF ProntoSIL 200-3-C18 H | C18 | 14 | 3 | 3 | 200 | L1 | fully | HPLC Column | SS | 14 x 3,0 mm
ProntoSIL | 0104H185PS030 | BISCHOFF ProntoSIL 200-3-C18 H | C18 | 14 | 4 | 3 | 200 | L1 | fully | HPLC Column | SS | 14 x 4,0 mm
ProntoSIL | 0146H185PS030 | BISCHOFF ProntoSIL 200-3-C18 H | C18 | 14 | 4.6 | 3 | 200 | L1 | fully | HPLC Column | SS | 14 x 4,6 mm
ProntoSIL | A202H185PS030 | BISCHOFF ProntoSIL 200-3-C18 H | C18 | 20 | 2 | 3 | 200 | L1 | fully | HPLC Column | SS | 20 x 2,0 mm
ProntoSIL | A203H185PS030 | BISCHOFF ProntoSIL 200-3-C18 H | C18 | 20 | 3 | 3 | 200 | L1 | fully | HPLC Column | SS | 20 x 3,0 mm
ProntoSIL | A204H185PS030 | BISCHOFF ProntoSIL 200-3-C18 H | C18 | 20 | 4 | 3 | 200 | L1 | fully | HPLC Column | SS | 20 x 4,0 mm
ProntoSIL | A246H185PS030 | BISCHOFF ProntoSIL 200-3-C18 H | C18 | 20 | 4.6 | 3 | 200 | L1 | fully | HPLC Column | SS | 20 x 4,6 mm
ProntoSIL | 0202H185PS030 | BISCHOFF ProntoSIL 200-3-C18 H | C18 | 25 | 2 | 3 | 200 | L1 | fully | HPLC Column | SS | 25 x 2,0 mm
ProntoSIL | 0203H185PS030 | BISCHOFF ProntoSIL 200-3-C18 H | C18 | 25 | 3 | 3 | 200 | L1 | fully | HPLC Column | SS | 25 x 3,0 mm
ProntoSIL | 0204H185PS030 | BISCHOFF ProntoSIL 200-3-C18 H | C18 | 25 | 4 | 3 | 200 | L1 | fully | HPLC Column | SS | 25 x 4,0 mm
ProntoSIL | 0246H185PS030 | BISCHOFF ProntoSIL 200-3-C18 H | C18 | 25 | 4.6 | 3 | 200 | L1 | fully | HPLC Column | SS | 25 x 4,6 mm
ProntoSIL | 0302H185PS030 | BISCHOFF ProntoSIL 200-3-C18 H | C18 | 30 | 2 | 3 | 200 | L1 | fully | HPLC Column | SS | 30 x 2,0 mm
ProntoSIL | 0303H185PS030 | BISCHOFF ProntoSIL 200-3-C18 H | C18 | 30 | 3 | 3 | 200 | L1 | fully | HPLC Column | SS | 30 x 3,0 mm
ProntoSIL | 0304H185PS030 | BISCHOFF ProntoSIL 200-3-C18 H | C18 | 30 | 4 | 3 | 200 | L1 | fully | HPLC Column | SS | 30 x 4,0 mm
ProntoSIL | 0346H185PS030 | BISCHOFF ProntoSIL 200-3-C18 H | C18 | 30 | 4.6 | 3 | 200 | L1 | fully | HPLC Column | SS | 30 x 4,6 mm
ProntoSIL | 0402H185PS030 | BISCHOFF ProntoSIL 200-3-C18 H | C18 | 33 | 2 | 3 | 200 | L1 | fully | HPLC Column | SS | 33 x 2,0 mm
ProntoSIL | 0403H185PS030 | BISCHOFF ProntoSIL 200-3-C18 H | C18 | 33 | 3 | 3 | 200 | L1 | fully | HPLC Column | SS | 33 x 3,0 mm
ProntoSIL | 0404H185PS030 | BISCHOFF ProntoSIL 200-3-C18 H | C18 | 33 | 4 | 3 | 200 | L1 | fully | HPLC Column | SS | 33 x 4,0 mm
ProntoSIL | 0446H185PS030 | BISCHOFF ProntoSIL 200-3-C18 H | C18 | 33 | 4.6 | 3 | 200 | L1 | fully | HPLC Column | SS | 33 x 4,6 mm
ProntoSIL | A402H185PS030 | BISCHOFF ProntoSIL 200-3-C18 H | C18 | 40 | 2 | 3 | 200 | L1 | fully | HPLC Column | SS | 40 x 2,0 mm
ProntoSIL | A403H185PS030 | BISCHOFF ProntoSIL 200-3-C18 H | C18 | 40 | 3 | 3 | 200 | L1 | fully | HPLC Column | SS | 40 x 3,0 mm
ProntoSIL | A404H185PS030 | BISCHOFF ProntoSIL 200-3-C18 H | C18 | 40 | 4 | 3 | 200 | L1 | fully | HPLC Column | SS | 40 x 4,0 mm
ProntoSIL | A446H185PS030 | BISCHOFF ProntoSIL 200-3-C18 H | C18 | 40 | 4.6 | 3 | 200 | L1 | fully | HPLC Column | SS | 40 x 4,6 mm
ProntoSIL | 0502H185PS030 | BISCHOFF ProntoSIL 200-3-C18 H | C18 | 50 | 2 | 3 | 200 | L1 | fully | HPLC Column | SS | 50 x 2,0 mm
ProntoSIL | 0503H185PS030 | BISCHOFF ProntoSIL 200-3-C18 H | C18 | 50 | 3 | 3 | 200 | L1 | fully | HPLC Column | SS | 50 x 3,0 mm
ProntoSIL | 0504H185PS030 | BISCHOFF ProntoSIL 200-3-C18 H | C18 | 50 | 4 | 3 | 200 | L1 | fully | HPLC Column | SS | 50 x 4,0 mm
ProntoSIL | 0546H185PS030 | BISCHOFF ProntoSIL 200-3-C18 H | C18 | 50 | 4.6 | 3 | 200 | L1 | fully | HPLC Column | SS | 50 x 4,6 mm
ProntoSIL | 0602H185PS030 | BISCHOFF ProntoSIL 200-3-C18 H | C18 | 53 | 2 | 3 | 200 | L1 | fully | HPLC Column | SS | 53 x 2,0 mm
ProntoSIL | 0603H185PS030 | BISCHOFF ProntoSIL 200-3-C18 H | C18 | 53 | 3 | 3 | 200 | L1 | fully | HPLC Column | SS | 53 x 3,0 mm
ProntoSIL | 0604H185PS030 | BISCHOFF ProntoSIL 200-3-C18 H | C18 | 53 | 4 | 3 | 200 | L1 | fully | HPLC Column | SS | 53 x 4,0 mm
ProntoSIL | 0646H185PS030 | BISCHOFF ProntoSIL 200-3-C18 H | C18 | 53 | 4.6 | 3 | 200 | L1 | fully | HPLC Column | SS | 53 x 4,6 mm
ProntoSIL | A602H185PS030 | BISCHOFF ProntoSIL 200-3-C18 H | C18 | 60 | 2 | 3 | 200 | L1 | fully | HPLC Column | SS | 60 x 2,0 mm
ProntoSIL | A603H185PS030 | BISCHOFF ProntoSIL 200-3-C18 H | C18 | 60 | 3 | 3 | 200 | L1 | fully | HPLC Column | SS | 60 x 3,0 mm
ProntoSIL | A604H185PS030 | BISCHOFF ProntoSIL 200-3-C18 H | C18 | 60 | 4 | 3 | 200 | L1 | fully | HPLC Column | SS | 60 x 4,0 mm
ProntoSIL | A646H185PS030 | BISCHOFF ProntoSIL 200-3-C18 H | C18 | 60 | 4.6 | 3 | 200 | L1 | fully | HPLC Column | SS | 60 x 4,6 mm
ProntoSIL | 0702H185PS030 | BISCHOFF ProntoSIL 200-3-C18 H | C18 | 75 | 2 | 3 | 200 | L1 | fully | HPLC Column | SS | 75 x 2,0 mm
ProntoSIL | 0703H185PS030 | BISCHOFF ProntoSIL 200-3-C18 H | C18 | 75 | 3 | 3 | 200 | L1 | fully | HPLC Column | SS | 75 x 3,0 mm
ProntoSIL | 0704H185PS030 | BISCHOFF ProntoSIL 200-3-C18 H | C18 | 75 | 4 | 3 | 200 | L1 | fully | HPLC Column | SS | 75 x 4,0 mm
ProntoSIL | 0746H185PS030 | BISCHOFF ProntoSIL 200-3-C18 H | C18 | 75 | 4.6 | 3 | 200 | L1 | fully | HPLC Column | SS | 75 x 4,6 mm
ProntoSIL | 1002H185PS030 | BISCHOFF ProntoSIL 200-3-C18 H | C18 | 100 | 2 | 3 | 200 | L1 | fully | HPLC Column | SS | 100 x 2,0 mm
ProntoSIL | 1003H185PS030 | BISCHOFF ProntoSIL 200-3-C18 H | C18 | 100 | 3 | 3 | 200 | L1 | fully | HPLC Column | SS | 100 x 3,0 mm
ProntoSIL | 1004H185PS030 | BISCHOFF ProntoSIL 200-3-C18 H | C18 | 100 | 4 | 3 | 200 | L1 | fully | HPLC Column | SS | 100 x 4,0 mm
ProntoSIL | 1046H185PS030 | BISCHOFF ProntoSIL 200-3-C18 H | C18 | 100 | 4.6 | 3 | 200 | L1 | fully | HPLC Column | SS | 100 x 4,6 mm
ProntoSIL | 1202H185PS030 | BISCHOFF ProntoSIL 200-3-C18 H | C18 | 125 | 2 | 3 | 200 | L1 | fully | HPLC Column | SS | 125 x 2,0 mm
ProntoSIL | 1203H185PS030 | BISCHOFF ProntoSIL 200-3-C18 H | C18 | 125 | 3 | 3 | 200 | L1 | fully | HPLC Column | SS | 125 x 3,0 mm
ProntoSIL | 1204H185PS030 | BISCHOFF ProntoSIL 200-3-C18 H | C18 | 125 | 4 | 3 | 200 | L1 | fully | HPLC Column | SS | 125 x 4,0 mm
ProntoSIL | 1246H185PS030 | BISCHOFF ProntoSIL 200-3-C18 H | C18 | 125 | 4.6 | 3 | 200 | L1 | fully | HPLC Column | SS | 125 x 4,6 mm
ProntoSIL | 1502H185PS030 | BISCHOFF ProntoSIL 200-3-C18 H | C18 | 150 | 2 | 3 | 200 | L1 | fully | HPLC Column | SS | 150 x 2,0 mm
ProntoSIL | 1503H185PS030 | BISCHOFF ProntoSIL 200-3-C18 H | C18 | 150 | 3 | 3 | 200 | L1 | fully | HPLC Column | SS | 150 x 3,0 mm
ProntoSIL | 1504H185PS030 | BISCHOFF ProntoSIL 200-3-C18 H | C18 | 150 | 4 | 3 | 200 | L1 | fully | HPLC Column | SS | 150 x 4,0 mm
ProntoSIL | 1546H185PS030 | BISCHOFF ProntoSIL 200-3-C18 H | C18 | 150 | 4.6 | 3 | 200 | L1 | fully | HPLC Column | SS | 150 x 4,6 mm
ProntoSIL | 2002H185PS030 | BISCHOFF ProntoSIL 200-3-C18 H | C18 | 200 | 2 | 3 | 200 | L1 | fully | HPLC Column | SS | 200 x 2,0 mm
ProntoSIL | 2003H185PS030 | BISCHOFF ProntoSIL 200-3-C18 H | C18 | 200 | 3 | 3 | 200 | L1 | fully | HPLC Column | SS | 200 x 3,0 mm
ProntoSIL | 2004H185PS030 | BISCHOFF ProntoSIL 200-3-C18 H | C18 | 200 | 4 | 3 | 200 | L1 | fully | HPLC Column | SS | 200 x 4,0 mm
ProntoSIL | 2046H185PS030 | BISCHOFF ProntoSIL 200-3-C18 H | C18 | 200 | 4.6 | 3 | 200 | L1 | fully | HPLC Column | SS | 200 x 4,6 mm
ProntoSIL | 2502H185PS030 | BISCHOFF ProntoSIL 200-3-C18 H | C18 | 250 | 2 | 3 | 200 | L1 | fully | HPLC Column | SS | 250 x 2,0 mm
ProntoSIL | 2503H185PS030 | BISCHOFF ProntoSIL 200-3-C18 H | C18 | 250 | 3 | 3 | 200 | L1 | fully | HPLC Column | SS | 250 x 3,0 mm
ProntoSIL | 2504H185PS030 | BISCHOFF ProntoSIL 200-3-C18 H | C18 | 250 | 4 | 3 | 200 | L1 | fully | HPLC Column | SS | 250 x 4,0 mm
ProntoSIL | 2546H185PS030 | BISCHOFF ProntoSIL 200-3-C18 H | C18 | 250 | 4.6 | 3 | 200 | L1 | fully | HPLC Column | SS | 250 x 4,6 mm
ProntoSIL | 3002H185PS030 | BISCHOFF ProntoSIL 200-3-C18 H | C18 | 300 | 2 | 3 | 200 | L1 | fully | HPLC Column | SS | 300 x 2,0 mm
ProntoSIL | 3003H185PS030 | BISCHOFF ProntoSIL 200-3-C18 H | C18 | 300 | 3 | 3 | 200 | L1 | fully | HPLC Column | SS | 300 x 3,0 mm
ProntoSIL | 3004H185PS030 | BISCHOFF ProntoSIL 200-3-C18 H | C18 | 300 | 4 | 3 | 200 | L1 | fully | HPLC Column | SS | 300 x 4,0 mm
ProntoSIL | 3046H185PS030 | BISCHOFF ProntoSIL 200-3-C18 H | C18 | 300 | 4.6 | 3 | 200 | L1 | fully | HPLC Column | SS | 300 x 4,6 mm
ProntoSIL | 01P4H185PS030 | BISCHOFF ProntoSIL 200-3-C18 H | C18 | 14 | 4 | 3 | 200 | L1 | fully | HPLC Column | PEEK | 14 x 4,0 mm
ProntoSIL | A2P4H185PS030 | BISCHOFF ProntoSIL 200-3-C18 H | C18 | 20 | 4 | 3 | 200 | L1 | fully | HPLC Column | PEEK | 20 x 4,0 mm
ProntoSIL | 02P4H185PS030 | BISCHOFF ProntoSIL 200-3-C18 H | C18 | 25 | 4 | 3 | 200 | L1 | fully | HPLC Column | PEEK | 25 x 4,0 mm
ProntoSIL | 03P4H185PS030 | BISCHOFF ProntoSIL 200-3-C18 H | C18 | 30 | 4 | 3 | 200 | L1 | fully | HPLC Column | PEEK | 30 x 4,0 mm
ProntoSIL | 04P4H185PS030 | BISCHOFF ProntoSIL 200-3-C18 H | C18 | 33 | 4 | 3 | 200 | L1 | fully | HPLC Column | PEEK | 33 x 4,0 mm
ProntoSIL | A4P4H185PS030 | BISCHOFF ProntoSIL 200-3-C18 H | C18 | 40 | 4 | 3 | 200 | L1 | fully | HPLC Column | PEEK | 40 x 4,0 mm
ProntoSIL | 05P4H185PS030 | BISCHOFF ProntoSIL 200-3-C18 H | C18 | 50 | 4 | 3 | 200 | L1 | fully | HPLC Column | PEEK | 50 x 4,0 mm
ProntoSIL | 06P4H185PS030 | BISCHOFF ProntoSIL 200-3-C18 H | C18 | 53 | 4 | 3 | 200 | L1 | fully | HPLC Column | PEEK | 53 x 4,0 mm
ProntoSIL | A6P4H185PS030 | BISCHOFF ProntoSIL 200-3-C18 H | C18 | 60 | 4 | 3 | 200 | L1 | fully | HPLC Column | PEEK | 60 x 4,0 mm
ProntoSIL | 07P4H185PS030 | BISCHOFF ProntoSIL 200-3-C18 H | C18 | 75 | 4 | 3 | 200 | L1 | fully | HPLC Column | PEEK | 75 x 4,0 mm
ProntoSIL | 10P4H185PS030 | BISCHOFF ProntoSIL 200-3-C18 H | C18 | 100 | 4 | 3 | 200 | L1 | fully | HPLC Column | PEEK | 100 x 4,0 mm
ProntoSIL | 12P4H185PS030 | BISCHOFF ProntoSIL 200-3-C18 H | C18 | 125 | 4 | 3 | 200 | L1 | fully | HPLC Column | PEEK | 125 x 4,0 mm
ProntoSIL | 15P4H185PS030 | BISCHOFF ProntoSIL 200-3-C18 H | C18 | 150 | 4 | 3 | 200 | L1 | fully | HPLC Column | PEEK | 150 x 4,0 mm
ProntoSIL | 20P4H185PS030 | BISCHOFF ProntoSIL 200-3-C18 H | C18 | 200 | 4 | 3 | 200 | L1 | fully | HPLC Column | PEEK | 200 x 4,0 mm
ProntoSIL | 25P4H185PS030 | BISCHOFF ProntoSIL 200-3-C18 H | C18 | 250 | 4 | 3 | 200 | L1 | fully | HPLC Column | PEEK | 250 x 4,0 mm
ProntoSIL | 30P4H185PS030 | BISCHOFF ProntoSIL 200-3-C18 H | C18 | 300 | 4 | 3 | 200 | L1 | fully | HPLC Column | PEEK | 300 x 4,0 mm
ProntoSIL | 6305H185PS030 | BISCHOFF ProntoSIL 200-3-C18 H | C18 | 5 | 4 | 3 | 200 | L1 | fully | Cartridges (5 pcs.) | SS | 5 x 4,0 mm
ProntoSIL | 6301H185PS030 | BISCHOFF ProntoSIL 200-3-C18 H | C18 | 10 | 4 | 3 | 200 | L1 | fully | Cartridges (5 pcs.) | SS | 10 x 4,0 mm
ProntoSIL | 6302H185PS030 | BISCHOFF ProntoSIL 200-3-C18 H | C18 | 20 | 4 | 3 | 200 | L1 | fully | Cartridges (5 pcs.) | SS | 20 x 4,0 mm
ProntoSIL | 63P1H185PS030 | BISCHOFF ProntoSIL 200-3-C18 H | C18 | 10 | 4 | 3 | 200 | L1 | fully | Cartridges (5 pcs.) | PEEK | 10 x 4,0 mm
ProntoSIL | 63P2H185PS030 | BISCHOFF ProntoSIL 200-3-C18 H | C18 | 20 | 4 | 3 | 200 | L1 | fully | Cartridges (5 pcs.) | PEEK | 20 x 4,0 mm
ProntoSIL | 6335H185PS030 | BISCHOFF ProntoSIL 200-3-C18 H | C18 | 5 | 3 | 3 | 200 | L1 | fully | Cartridges (5 pcs.) | SS | 5 x 3,0 mm
ProntoSIL | 6331H185PS030 | BISCHOFF ProntoSIL 200-3-C18 H | C18 | 10 | 3 | 3 | 200 | L1 | fully | Cartridges (5 pcs.) | SS | 10 x 3,0 mm
ProntoSIL | 6332H185PS030 | BISCHOFF ProntoSIL 200-3-C18 H | C18 | 20 | 3 | 3 | 200 | L1 | fully | Cartridges (5 pcs.) | SS | 20 x 3,0 mm
ProntoSIL | 6325H185PS030 | BISCHOFF ProntoSIL 200-3-C18 H | C18 | 5 | 2 | 3 | 200 | L1 | fully | Cartridges (5 pcs.) | SS | 5 x 2,0 mm
ProntoSIL | 6321H185PS030 | BISCHOFF ProntoSIL 200-3-C18 H | C18 | 10 | 2 | 3 | 200 | L1 | fully | Cartridges (5 pcs.) | SS | 10 x 2,0 mm
ProntoSIL | 6322H185PS030 | BISCHOFF ProntoSIL 200-3-C18 H | C18 | 20 | 2 | 3 | 200 | L1 | fully | Cartridges (5 pcs.) | SS | 20 x 2,0 mm
ProntoSIL | 0102H185PS050 | BISCHOFF ProntoSIL 200-5-C18 H | C18 | 14 | 2 | 5 | 200 | L1 | fully | HPLC Column | SS | 14 x 2,0 mm
ProntoSIL | 0103H185PS050 | BISCHOFF ProntoSIL 200-5-C18 H | C18 | 14 | 3 | 5 | 200 | L1 | fully | HPLC Column | SS | 14 x 3,0 mm
ProntoSIL | 0104H185PS050 | BISCHOFF ProntoSIL 200-5-C18 H | C18 | 14 | 4 | 5 | 200 | L1 | fully | HPLC Column | SS | 14 x 4,0 mm
ProntoSIL | 0146H185PS050 | BISCHOFF ProntoSIL 200-5-C18 H | C18 | 14 | 4.6 | 5 | 200 | L1 | fully | HPLC Column | SS | 14 x 4,6 mm
ProntoSIL | A202H185PS050 | BISCHOFF ProntoSIL 200-5-C18 H | C18 | 20 | 2 | 5 | 200 | L1 | fully | HPLC Column | SS | 20 x 2,0 mm
ProntoSIL | A203H185PS050 | BISCHOFF ProntoSIL 200-5-C18 H | C18 | 20 | 3 | 5 | 200 | L1 | fully | HPLC Column | SS | 20 x 3,0 mm
ProntoSIL | A204H185PS050 | BISCHOFF ProntoSIL 200-5-C18 H | C18 | 20 | 4 | 5 | 200 | L1 | fully | HPLC Column | SS | 20 x 4,0 mm
ProntoSIL | A246H185PS050 | BISCHOFF ProntoSIL 200-5-C18 H | C18 | 20 | 4.6 | 5 | 200 | L1 | fully | HPLC Column | SS | 20 x 4,6 mm
ProntoSIL | 0202H185PS050 | BISCHOFF ProntoSIL 200-5-C18 H | C18 | 25 | 2 | 5 | 200 | L1 | fully | HPLC Column | SS | 25 x 2,0 mm
ProntoSIL | 0203H185PS050 | BISCHOFF ProntoSIL 200-5-C18 H | C18 | 25 | 3 | 5 | 200 | L1 | fully | HPLC Column | SS | 25 x 3,0 mm
ProntoSIL | 0204H185PS050 | BISCHOFF ProntoSIL 200-5-C18 H | C18 | 25 | 4 | 5 | 200 | L1 | fully | HPLC Column | SS | 25 x 4,0 mm
ProntoSIL | 0246H185PS050 | BISCHOFF ProntoSIL 200-5-C18 H | C18 | 25 | 4.6 | 5 | 200 | L1 | fully | HPLC Column | SS | 25 x 4,6 mm
ProntoSIL | 0302H185PS050 | BISCHOFF ProntoSIL 200-5-C18 H | C18 | 30 | 2 | 5 | 200 | L1 | fully | HPLC Column | SS | 30 x 2,0 mm
ProntoSIL | 0303H185PS050 | BISCHOFF ProntoSIL 200-5-C18 H | C18 | 30 | 3 | 5 | 200 | L1 | fully | HPLC Column | SS | 30 x 3,0 mm
ProntoSIL | 0304H185PS050 | BISCHOFF ProntoSIL 200-5-C18 H | C18 | 30 | 4 | 5 | 200 | L1 | fully | HPLC Column | SS | 30 x 4,0 mm
ProntoSIL | 0346H185PS050 | BISCHOFF ProntoSIL 200-5-C18 H | C18 | 30 | 4.6 | 5 | 200 | L1 | fully | HPLC Column | SS | 30 x 4,6 mm
ProntoSIL | 0402H185PS050 | BISCHOFF ProntoSIL 200-5-C18 H | C18 | 33 | 2 | 5 | 200 | L1 | fully | HPLC Column | SS | 33 x 2,0 mm
ProntoSIL | 0403H185PS050 | BISCHOFF ProntoSIL 200-5-C18 H | C18 | 33 | 3 | 5 | 200 | L1 | fully | HPLC Column | SS | 33 x 3,0 mm
ProntoSIL | 0404H185PS050 | BISCHOFF ProntoSIL 200-5-C18 H | C18 | 33 | 4 | 5 | 200 | L1 | fully | HPLC Column | SS | 33 x 4,0 mm
ProntoSIL | 0446H185PS050 | BISCHOFF ProntoSIL 200-5-C18 H | C18 | 33 | 4.6 | 5 | 200 | L1 | fully | HPLC Column | SS | 33 x 4,6 mm
ProntoSIL | A402H185PS050 | BISCHOFF ProntoSIL 200-5-C18 H | C18 | 40 | 2 | 5 | 200 | L1 | fully | HPLC Column | SS | 40 x 2,0 mm
ProntoSIL | A403H185PS050 | BISCHOFF ProntoSIL 200-5-C18 H | C18 | 40 | 3 | 5 | 200 | L1 | fully | HPLC Column | SS | 40 x 3,0 mm
ProntoSIL | A404H185PS050 | BISCHOFF ProntoSIL 200-5-C18 H | C18 | 40 | 4 | 5 | 200 | L1 | fully | HPLC Column | SS | 40 x 4,0 mm
ProntoSIL | A446H185PS050 | BISCHOFF ProntoSIL 200-5-C18 H | C18 | 40 | 4.6 | 5 | 200 | L1 | fully | HPLC Column | SS | 40 x 4,6 mm
ProntoSIL | 0502H185PS050 | BISCHOFF ProntoSIL 200-5-C18 H | C18 | 50 | 2 | 5 | 200 | L1 | fully | HPLC Column | SS | 50 x 2,0 mm
ProntoSIL | 0503H185PS050 | BISCHOFF ProntoSIL 200-5-C18 H | C18 | 50 | 3 | 5 | 200 | L1 | fully | HPLC Column | SS | 50 x 3,0 mm
ProntoSIL | 0504H185PS050 | BISCHOFF ProntoSIL 200-5-C18 H | C18 | 50 | 4 | 5 | 200 | L1 | fully | HPLC Column | SS | 50 x 4,0 mm
ProntoSIL | 0546H185PS050 | BISCHOFF ProntoSIL 200-5-C18 H | C18 | 50 | 4.6 | 5 | 200 | L1 | fully | HPLC Column | SS | 50 x 4,6 mm
ProntoSIL | 0602H185PS050 | BISCHOFF ProntoSIL 200-5-C18 H | C18 | 53 | 2 | 5 | 200 | L1 | fully | HPLC Column | SS | 53 x 2,0 mm
ProntoSIL | 0603H185PS050 | BISCHOFF ProntoSIL 200-5-C18 H | C18 | 53 | 3 | 5 | 200 | L1 | fully | HPLC Column | SS | 53 x 3,0 mm
ProntoSIL | 0604H185PS050 | BISCHOFF ProntoSIL 200-5-C18 H | C18 | 53 | 4 | 5 | 200 | L1 | fully | HPLC Column | SS | 53 x 4,0 mm
ProntoSIL | 0646H185PS050 | BISCHOFF ProntoSIL 200-5-C18 H | C18 | 53 | 4.6 | 5 | 200 | L1 | fully | HPLC Column | SS | 53 x 4,6 mm
ProntoSIL | A602H185PS050 | BISCHOFF ProntoSIL 200-5-C18 H | C18 | 60 | 2 | 5 | 200 | L1 | fully | HPLC Column | SS | 60 x 2,0 mm
ProntoSIL | A603H185PS050 | BISCHOFF ProntoSIL 200-5-C18 H | C18 | 60 | 3 | 5 | 200 | L1 | fully | HPLC Column | SS | 60 x 3,0 mm
ProntoSIL | A604H185PS050 | BISCHOFF ProntoSIL 200-5-C18 H | C18 | 60 | 4 | 5 | 200 | L1 | fully | HPLC Column | SS | 60 x 4,0 mm
ProntoSIL | A646H185PS050 | BISCHOFF ProntoSIL 200-5-C18 H | C18 | 60 | 4.6 | 5 | 200 | L1 | fully | HPLC Column | SS | 60 x 4,6 mm
ProntoSIL | 0702H185PS050 | BISCHOFF ProntoSIL 200-5-C18 H | C18 | 75 | 2 | 5 | 200 | L1 | fully | HPLC Column | SS | 75 x 2,0 mm
ProntoSIL | 0703H185PS050 | BISCHOFF ProntoSIL 200-5-C18 H | C18 | 75 | 3 | 5 | 200 | L1 | fully | HPLC Column | SS | 75 x 3,0 mm
ProntoSIL | 0704H185PS050 | BISCHOFF ProntoSIL 200-5-C18 H | C18 | 75 | 4 | 5 | 200 | L1 | fully | HPLC Column | SS | 75 x 4,0 mm
ProntoSIL | 0746H185PS050 | BISCHOFF ProntoSIL 200-5-C18 H | C18 | 75 | 4.6 | 5 | 200 | L1 | fully | HPLC Column | SS | 75 x 4,6 mm
ProntoSIL | 1002H185PS050 | BISCHOFF ProntoSIL 200-5-C18 H | C18 | 100 | 2 | 5 | 200 | L1 | fully | HPLC Column | SS | 100 x 2,0 mm
ProntoSIL | 1003H185PS050 | BISCHOFF ProntoSIL 200-5-C18 H | C18 | 100 | 3 | 5 | 200 | L1 | fully | HPLC Column | SS | 100 x 3,0 mm
ProntoSIL | 1004H185PS050 | BISCHOFF ProntoSIL 200-5-C18 H | C18 | 100 | 4 | 5 | 200 | L1 | fully | HPLC Column | SS | 100 x 4,0 mm
ProntoSIL | 1046H185PS050 | BISCHOFF ProntoSIL 200-5-C18 H | C18 | 100 | 4.6 | 5 | 200 | L1 | fully | HPLC Column | SS | 100 x 4,6 mm
ProntoSIL | 1202H185PS050 | BISCHOFF ProntoSIL 200-5-C18 H | C18 | 125 | 2 | 5 | 200 | L1 | fully | HPLC Column | SS | 125 x 2,0 mm
ProntoSIL | 1203H185PS050 | BISCHOFF ProntoSIL 200-5-C18 H | C18 | 125 | 3 | 5 | 200 | L1 | fully | HPLC Column | SS | 125 x 3,0 mm
ProntoSIL | 1204H185PS050 | BISCHOFF ProntoSIL 200-5-C18 H | C18 | 125 | 4 | 5 | 200 | L1 | fully | HPLC Column | SS | 125 x 4,0 mm
ProntoSIL | 1246H185PS050 | BISCHOFF ProntoSIL 200-5-C18 H | C18 | 125 | 4.6 | 5 | 200 | L1 | fully | HPLC Column | SS | 125 x 4,6 mm
ProntoSIL | 1502H185PS050 | BISCHOFF ProntoSIL 200-5-C18 H | C18 | 150 | 2 | 5 | 200 | L1 | fully | HPLC Column | SS | 150 x 2,0 mm
ProntoSIL | 1503H185PS050 | BISCHOFF ProntoSIL 200-5-C18 H | C18 | 150 | 3 | 5 | 200 | L1 | fully | HPLC Column | SS | 150 x 3,0 mm
ProntoSIL | 1504H185PS050 | BISCHOFF ProntoSIL 200-5-C18 H | C18 | 150 | 4 | 5 | 200 | L1 | fully | HPLC Column | SS | 150 x 4,0 mm
ProntoSIL | 1546H185PS050 | BISCHOFF ProntoSIL 200-5-C18 H | C18 | 150 | 4.6 | 5 | 200 | L1 | fully | HPLC Column | SS | 150 x 4,6 mm
ProntoSIL | 2002H185PS050 | BISCHOFF ProntoSIL 200-5-C18 H | C18 | 200 | 2 | 5 | 200 | L1 | fully | HPLC Column | SS | 200 x 2,0 mm
ProntoSIL | 2003H185PS050 | BISCHOFF ProntoSIL 200-5-C18 H | C18 | 200 | 3 | 5 | 200 | L1 | fully | HPLC Column | SS | 200 x 3,0 mm
ProntoSIL | 2004H185PS050 | BISCHOFF ProntoSIL 200-5-C18 H | C18 | 200 | 4 | 5 | 200 | L1 | fully | HPLC Column | SS | 200 x 4,0 mm
ProntoSIL | 2046H185PS050 | BISCHOFF ProntoSIL 200-5-C18 H | C18 | 200 | 4.6 | 5 | 200 | L1 | fully | HPLC Column | SS | 200 x 4,6 mm
ProntoSIL | 2502H185PS050 | BISCHOFF ProntoSIL 200-5-C18 H | C18 | 250 | 2 | 5 | 200 | L1 | fully | HPLC Column | SS | 250 x 2,0 mm
ProntoSIL | 2503H185PS050 | BISCHOFF ProntoSIL 200-5-C18 H | C18 | 250 | 3 | 5 | 200 | L1 | fully | HPLC Column | SS | 250 x 3,0 mm
ProntoSIL | 2504H185PS050 | BISCHOFF ProntoSIL 200-5-C18 H | C18 | 250 | 4 | 5 | 200 | L1 | fully | HPLC Column | SS | 250 x 4,0 mm
ProntoSIL | 2546H185PS050 | BISCHOFF ProntoSIL 200-5-C18 H | C18 | 250 | 4.6 | 5 | 200 | L1 | fully | HPLC Column | SS | 250 x 4,6 mm
ProntoSIL | 3002H185PS050 | BISCHOFF ProntoSIL 200-5-C18 H | C18 | 300 | 2 | 5 | 200 | L1 | fully | HPLC Column | SS | 300 x 2,0 mm
ProntoSIL | 3003H185PS050 | BISCHOFF ProntoSIL 200-5-C18 H | C18 | 300 | 3 | 5 | 200 | L1 | fully | HPLC Column | SS | 300 x 3,0 mm
ProntoSIL | 3004H185PS050 | BISCHOFF ProntoSIL 200-5-C18 H | C18 | 300 | 4 | 5 | 200 | L1 | fully | HPLC Column | SS | 300 x 4,0 mm
ProntoSIL | 3046H185PS050 | BISCHOFF ProntoSIL 200-5-C18 H | C18 | 300 | 4.6 | 5 | 200 | L1 | fully | HPLC Column | SS | 300 x 4,6 mm
ProntoSIL | 01P4H185PS050 | BISCHOFF ProntoSIL 200-5-C18 H | C18 | 14 | 4 | 5 | 200 | L1 | fully | HPLC Column | PEEK | 14 x 4,0 mm
ProntoSIL | A2P4H185PS050 | BISCHOFF ProntoSIL 200-5-C18 H | C18 | 20 | 4 | 5 | 200 | L1 | fully | HPLC Column | PEEK | 20 x 4,0 mm
ProntoSIL | 02P4H185PS050 | BISCHOFF ProntoSIL 200-5-C18 H | C18 | 25 | 4 | 5 | 200 | L1 | fully | HPLC Column | PEEK | 25 x 4,0 mm
ProntoSIL | 03P4H185PS050 | BISCHOFF ProntoSIL 200-5-C18 H | C18 | 30 | 4 | 5 | 200 | L1 | fully | HPLC Column | PEEK | 30 x 4,0 mm
ProntoSIL | 04P4H185PS050 | BISCHOFF ProntoSIL 200-5-C18 H | C18 | 33 | 4 | 5 | 200 | L1 | fully | HPLC Column | PEEK | 33 x 4,0 mm
ProntoSIL | A4P4H185PS050 | BISCHOFF ProntoSIL 200-5-C18 H | C18 | 40 | 4 | 5 | 200 | L1 | fully | HPLC Column | PEEK | 40 x 4,0 mm
ProntoSIL | 05P4H185PS050 | BISCHOFF ProntoSIL 200-5-C18 H | C18 | 50 | 4 | 5 | 200 | L1 | fully | HPLC Column | PEEK | 50 x 4,0 mm
ProntoSIL | 06P4H185PS050 | BISCHOFF ProntoSIL 200-5-C18 H | C18 | 53 | 4 | 5 | 200 | L1 | fully | HPLC Column | PEEK | 53 x 4,0 mm
ProntoSIL | A6P4H185PS050 | BISCHOFF ProntoSIL 200-5-C18 H | C18 | 60 | 4 | 5 | 200 | L1 | fully | HPLC Column | PEEK | 60 x 4,0 mm
ProntoSIL | 07P4H185PS050 | BISCHOFF ProntoSIL 200-5-C18 H | C18 | 75 | 4 | 5 | 200 | L1 | fully | HPLC Column | PEEK | 75 x 4,0 mm
ProntoSIL | 10P4H185PS050 | BISCHOFF ProntoSIL 200-5-C18 H | C18 | 100 | 4 | 5 | 200 | L1 | fully | HPLC Column | PEEK | 100 x 4,0 mm
ProntoSIL | 12P4H185PS050 | BISCHOFF ProntoSIL 200-5-C18 H | C18 | 125 | 4 | 5 | 200 | L1 | fully | HPLC Column | PEEK | 125 x 4,0 mm
ProntoSIL | 15P4H185PS050 | BISCHOFF ProntoSIL 200-5-C18 H | C18 | 150 | 4 | 5 | 200 | L1 | fully | HPLC Column | PEEK | 150 x 4,0 mm
ProntoSIL | 20P4H185PS050 | BISCHOFF ProntoSIL 200-5-C18 H | C18 | 200 | 4 | 5 | 200 | L1 | fully | HPLC Column | PEEK | 200 x 4,0 mm
ProntoSIL | 25P4H185PS050 | BISCHOFF ProntoSIL 200-5-C18 H | C18 | 250 | 4 | 5 | 200 | L1 | fully | HPLC Column | PEEK | 250 x 4,0 mm
ProntoSIL | 30P4H185PS050 | BISCHOFF ProntoSIL 200-5-C18 H | C18 | 300 | 4 | 5 | 200 | L1 | fully | HPLC Column | PEEK | 300 x 4,0 mm
ProntoSIL | 6305H185PS050 | BISCHOFF ProntoSIL 200-5-C18 H | C18 | 5 | 4 | 5 | 200 | L1 | fully | Cartridges (5 pcs.) | SS | 5 x 4,0 mm
ProntoSIL | 6301H185PS050 | BISCHOFF ProntoSIL 200-5-C18 H | C18 | 10 | 4 | 5 | 200 | L1 | fully | Cartridges (5 pcs.) | SS | 10 x 4,0 mm
ProntoSIL | 6302H185PS050 | BISCHOFF ProntoSIL 200-5-C18 H | C18 | 20 | 4 | 5 | 200 | L1 | fully | Cartridges (5 pcs.) | SS | 20 x 4,0 mm
ProntoSIL | 63P1H185PS050 | BISCHOFF ProntoSIL 200-5-C18 H | C18 | 10 | 4 | 5 | 200 | L1 | fully | Cartridges (5 pcs.) | PEEK | 10 x 4,0 mm
ProntoSIL | 63P2H185PS050 | BISCHOFF ProntoSIL 200-5-C18 H | C18 | 20 | 4 | 5 | 200 | L1 | fully | Cartridges (5 pcs.) | PEEK | 20 x 4,0 mm
ProntoSIL | 6335H185PS050 | BISCHOFF ProntoSIL 200-5-C18 H | C18 | 5 | 3 | 5 | 200 | L1 | fully | Cartridges (5 pcs.) | SS | 5 x 3,0 mm
ProntoSIL | 6331H185PS050 | BISCHOFF ProntoSIL 200-5-C18 H | C18 | 10 | 3 | 5 | 200 | L1 | fully | Cartridges (5 pcs.) | SS | 10 x 3,0 mm
ProntoSIL | 6332H185PS050 | BISCHOFF ProntoSIL 200-5-C18 H | C18 | 20 | 3 | 5 | 200 | L1 | fully | Cartridges (5 pcs.) | SS | 20 x 3,0 mm
ProntoSIL | 6325H185PS050 | BISCHOFF ProntoSIL 200-5-C18 H | C18 | 5 | 2 | 5 | 200 | L1 | fully | Cartridges (5 pcs.) | SS | 5 x 2,0 mm
ProntoSIL | 6321H185PS050 | BISCHOFF ProntoSIL 200-5-C18 H | C18 | 10 | 2 | 5 | 200 | L1 | fully | Cartridges (5 pcs.) | SS | 10 x 2,0 mm
ProntoSIL | 6322H185PS050 | BISCHOFF ProntoSIL 200-5-C18 H | C18 | 20 | 2 | 5 | 200 | L1 | fully | Cartridges (5 pcs.) | SS | 20 x 2,0 mm
ProntoSIL | 0102H185PS100 | BISCHOFF ProntoSIL 200-10-C18 H | C18 | 14 | 2 | 10 | 200 | L1 | fully | HPLC Column | SS | 14 x 2,0 mm
ProntoSIL | 0103H185PS100 | BISCHOFF ProntoSIL 200-10-C18 H | C18 | 14 | 3 | 10 | 200 | L1 | fully | HPLC Column | SS | 14 x 3,0 mm
ProntoSIL | 0104H185PS100 | BISCHOFF ProntoSIL 200-10-C18 H | C18 | 14 | 4 | 10 | 200 | L1 | fully | HPLC Column | SS | 14 x 4,0 mm
ProntoSIL | 0146H185PS100 | BISCHOFF ProntoSIL 200-10-C18 H | C18 | 14 | 4.6 | 10 | 200 | L1 | fully | HPLC Column | SS | 14 x 4,6 mm
ProntoSIL | A202H185PS100 | BISCHOFF ProntoSIL 200-10-C18 H | C18 | 20 | 2 | 10 | 200 | L1 | fully | HPLC Column | SS | 20 x 2,0 mm
ProntoSIL | A203H185PS100 | BISCHOFF ProntoSIL 200-10-C18 H | C18 | 20 | 3 | 10 | 200 | L1 | fully | HPLC Column | SS | 20 x 3,0 mm
ProntoSIL | A204H185PS100 | BISCHOFF ProntoSIL 200-10-C18 H | C18 | 20 | 4 | 10 | 200 | L1 | fully | HPLC Column | SS | 20 x 4,0 mm
ProntoSIL | A246H185PS100 | BISCHOFF ProntoSIL 200-10-C18 H | C18 | 20 | 4.6 | 10 | 200 | L1 | fully | HPLC Column | SS | 20 x 4,6 mm
ProntoSIL | 0202H185PS100 | BISCHOFF ProntoSIL 200-10-C18 H | C18 | 25 | 2 | 10 | 200 | L1 | fully | HPLC Column | SS | 25 x 2,0 mm
ProntoSIL | 0203H185PS100 | BISCHOFF ProntoSIL 200-10-C18 H | C18 | 25 | 3 | 10 | 200 | L1 | fully | HPLC Column | SS | 25 x 3,0 mm
ProntoSIL | 0204H185PS100 | BISCHOFF ProntoSIL 200-10-C18 H | C18 | 25 | 4 | 10 | 200 | L1 | fully | HPLC Column | SS | 25 x 4,0 mm
ProntoSIL | 0246H185PS100 | BISCHOFF ProntoSIL 200-10-C18 H | C18 | 25 | 4.6 | 10 | 200 | L1 | fully | HPLC Column | SS | 25 x 4,6 mm
ProntoSIL | 0302H185PS100 | BISCHOFF ProntoSIL 200-10-C18 H | C18 | 30 | 2 | 10 | 200 | L1 | fully | HPLC Column | SS | 30 x 2,0 mm
ProntoSIL | 0303H185PS100 | BISCHOFF ProntoSIL 200-10-C18 H | C18 | 30 | 3 | 10 | 200 | L1 | fully | HPLC Column | SS | 30 x 3,0 mm
ProntoSIL | 0304H185PS100 | BISCHOFF ProntoSIL 200-10-C18 H | C18 | 30 | 4 | 10 | 200 | L1 | fully | HPLC Column | SS | 30 x 4,0 mm
ProntoSIL | 0346H185PS100 | BISCHOFF ProntoSIL 200-10-C18 H | C18 | 30 | 4.6 | 10 | 200 | L1 | fully | HPLC Column | SS | 30 x 4,6 mm
ProntoSIL | 0402H185PS100 | BISCHOFF ProntoSIL 200-10-C18 H | C18 | 33 | 2 | 10 | 200 | L1 | fully | HPLC Column | SS | 33 x 2,0 mm
ProntoSIL | 0403H185PS100 | BISCHOFF ProntoSIL 200-10-C18 H | C18 | 33 | 3 | 10 | 200 | L1 | fully | HPLC Column | SS | 33 x 3,0 mm
ProntoSIL | 0404H185PS100 | BISCHOFF ProntoSIL 200-10-C18 H | C18 | 33 | 4 | 10 | 200 | L1 | fully | HPLC Column | SS | 33 x 4,0 mm
ProntoSIL | 0446H185PS100 | BISCHOFF ProntoSIL 200-10-C18 H | C18 | 33 | 4.6 | 10 | 200 | L1 | fully | HPLC Column | SS | 33 x 4,6 mm
ProntoSIL | A402H185PS100 | BISCHOFF ProntoSIL 200-10-C18 H | C18 | 40 | 2 | 10 | 200 | L1 | fully | HPLC Column | SS | 40 x 2,0 mm
ProntoSIL | A403H185PS100 | BISCHOFF ProntoSIL 200-10-C18 H | C18 | 40 | 3 | 10 | 200 | L1 | fully | HPLC Column | SS | 40 x 3,0 mm
ProntoSIL | A404H185PS100 | BISCHOFF ProntoSIL 200-10-C18 H | C18 | 40 | 4 | 10 | 200 | L1 | fully | HPLC Column | SS | 40 x 4,0 mm
ProntoSIL | A446H185PS100 | BISCHOFF ProntoSIL 200-10-C18 H | C18 | 40 | 4.6 | 10 | 200 | L1 | fully | HPLC Column | SS | 40 x 4,6 mm
ProntoSIL | 0502H185PS100 | BISCHOFF ProntoSIL 200-10-C18 H | C18 | 50 | 2 | 10 | 200 | L1 | fully | HPLC Column | SS | 50 x 2,0 mm
ProntoSIL | 0503H185PS100 | BISCHOFF ProntoSIL 200-10-C18 H | C18 | 50 | 3 | 10 | 200 | L1 | fully | HPLC Column | SS | 50 x 3,0 mm
ProntoSIL | 0504H185PS100 | BISCHOFF ProntoSIL 200-10-C18 H | C18 | 50 | 4 | 10 | 200 | L1 | fully | HPLC Column | SS | 50 x 4,0 mm
ProntoSIL | 0546H185PS100 | BISCHOFF ProntoSIL 200-10-C18 H | C18 | 50 | 4.6 | 10 | 200 | L1 | fully | HPLC Column | SS | 50 x 4,6 mm
ProntoSIL | 0602H185PS100 | BISCHOFF ProntoSIL 200-10-C18 H | C18 | 53 | 2 | 10 | 200 | L1 | fully | HPLC Column | SS | 53 x 2,0 mm
ProntoSIL | 0603H185PS100 | BISCHOFF ProntoSIL 200-10-C18 H | C18 | 53 | 3 | 10 | 200 | L1 | fully | HPLC Column | SS | 53 x 3,0 mm
ProntoSIL | 0604H185PS100 | BISCHOFF ProntoSIL 200-10-C18 H | C18 | 53 | 4 | 10 | 200 | L1 | fully | HPLC Column | SS | 53 x 4,0 mm
ProntoSIL | 0646H185PS100 | BISCHOFF ProntoSIL 200-10-C18 H | C18 | 53 | 4.6 | 10 | 200 | L1 | fully | HPLC Column | SS | 53 x 4,6 mm
ProntoSIL | A602H185PS100 | BISCHOFF ProntoSIL 200-10-C18 H | C18 | 60 | 2 | 10 | 200 | L1 | fully | HPLC Column | SS | 60 x 2,0 mm
ProntoSIL | A603H185PS100 | BISCHOFF ProntoSIL 200-10-C18 H | C18 | 60 | 3 | 10 | 200 | L1 | fully | HPLC Column | SS | 60 x 3,0 mm
ProntoSIL | A604H185PS100 | BISCHOFF ProntoSIL 200-10-C18 H | C18 | 60 | 4 | 10 | 200 | L1 | fully | HPLC Column | SS | 60 x 4,0 mm
ProntoSIL | A646H185PS100 | BISCHOFF ProntoSIL 200-10-C18 H | C18 | 60 | 4.6 | 10 | 200 | L1 | fully | HPLC Column | SS | 60 x 4,6 mm
ProntoSIL | 0702H185PS100 | BISCHOFF ProntoSIL 200-10-C18 H | C18 | 75 | 2 | 10 | 200 | L1 | fully | HPLC Column | SS | 75 x 2,0 mm
ProntoSIL | 0703H185PS100 | BISCHOFF ProntoSIL 200-10-C18 H | C18 | 75 | 3 | 10 | 200 | L1 | fully | HPLC Column | SS | 75 x 3,0 mm
ProntoSIL | 0704H185PS100 | BISCHOFF ProntoSIL 200-10-C18 H | C18 | 75 | 4 | 10 | 200 | L1 | fully | HPLC Column | SS | 75 x 4,0 mm
ProntoSIL | 0746H185PS100 | BISCHOFF ProntoSIL 200-10-C18 H | C18 | 75 | 4.6 | 10 | 200 | L1 | fully | HPLC Column | SS | 75 x 4,6 mm
ProntoSIL | 1002H185PS100 | BISCHOFF ProntoSIL 200-10-C18 H | C18 | 100 | 2 | 10 | 200 | L1 | fully | HPLC Column | SS | 100 x 2,0 mm
ProntoSIL | 1003H185PS100 | BISCHOFF ProntoSIL 200-10-C18 H | C18 | 100 | 3 | 10 | 200 | L1 | fully | HPLC Column | SS | 100 x 3,0 mm
ProntoSIL | 1004H185PS100 | BISCHOFF ProntoSIL 200-10-C18 H | C18 | 100 | 4 | 10 | 200 | L1 | fully | HPLC Column | SS | 100 x 4,0 mm
ProntoSIL | 1046H185PS100 | BISCHOFF ProntoSIL 200-10-C18 H | C18 | 100 | 4.6 | 10 | 200 | L1 | fully | HPLC Column | SS | 100 x 4,6 mm
ProntoSIL | 1202H185PS100 | BISCHOFF ProntoSIL 200-10-C18 H | C18 | 125 | 2 | 10 | 200 | L1 | fully | HPLC Column | SS | 125 x 2,0 mm
ProntoSIL | 1203H185PS100 | BISCHOFF ProntoSIL 200-10-C18 H | C18 | 125 | 3 | 10 | 200 | L1 | fully | HPLC Column | SS | 125 x 3,0 mm
ProntoSIL | 1204H185PS100 | BISCHOFF ProntoSIL 200-10-C18 H | C18 | 125 | 4 | 10 | 200 | L1 | fully | HPLC Column | SS | 125 x 4,0 mm
ProntoSIL | 1246H185PS100 | BISCHOFF ProntoSIL 200-10-C18 H | C18 | 125 | 4.6 | 10 | 200 | L1 | fully | HPLC Column | SS | 125 x 4,6 mm
ProntoSIL | 1502H185PS100 | BISCHOFF ProntoSIL 200-10-C18 H | C18 | 150 | 2 | 10 | 200 | L1 | fully | HPLC Column | SS | 150 x 2,0 mm
ProntoSIL | 1503H185PS100 | BISCHOFF ProntoSIL 200-10-C18 H | C18 | 150 | 3 | 10 | 200 | L1 | fully | HPLC Column | SS | 150 x 3,0 mm
ProntoSIL | 1504H185PS100 | BISCHOFF ProntoSIL 200-10-C18 H | C18 | 150 | 4 | 10 | 200 | L1 | fully | HPLC Column | SS | 150 x 4,0 mm
ProntoSIL | 1546H185PS100 | BISCHOFF ProntoSIL 200-10-C18 H | C18 | 150 | 4.6 | 10 | 200 | L1 | fully | HPLC Column | SS | 150 x 4,6 mm
ProntoSIL | 2002H185PS100 | BISCHOFF ProntoSIL 200-10-C18 H | C18 | 200 | 2 | 10 | 200 | L1 | fully | HPLC Column | SS | 200 x 2,0 mm
ProntoSIL | 2003H185PS100 | BISCHOFF ProntoSIL 200-10-C18 H | C18 | 200 | 3 | 10 | 200 | L1 | fully | HPLC Column | SS | 200 x 3,0 mm
ProntoSIL | 2004H185PS100 | BISCHOFF ProntoSIL 200-10-C18 H | C18 | 200 | 4 | 10 | 200 | L1 | fully | HPLC Column | SS | 200 x 4,0 mm
ProntoSIL | 2046H185PS100 | BISCHOFF ProntoSIL 200-10-C18 H | C18 | 200 | 4.6 | 10 | 200 | L1 | fully | HPLC Column | SS | 200 x 4,6 mm
ProntoSIL | 2502H185PS100 | BISCHOFF ProntoSIL 200-10-C18 H | C18 | 250 | 2 | 10 | 200 | L1 | fully | HPLC Column | SS | 250 x 2,0 mm
ProntoSIL | 2503H185PS100 | BISCHOFF ProntoSIL 200-10-C18 H | C18 | 250 | 3 | 10 | 200 | L1 | fully | HPLC Column | SS | 250 x 3,0 mm
ProntoSIL | 2504H185PS100 | BISCHOFF ProntoSIL 200-10-C18 H | C18 | 250 | 4 | 10 | 200 | L1 | fully | HPLC Column | SS | 250 x 4,0 mm
ProntoSIL | 2546H185PS100 | BISCHOFF ProntoSIL 200-10-C18 H | C18 | 250 | 4.6 | 10 | 200 | L1 | fully | HPLC Column | SS | 250 x 4,6 mm
ProntoSIL | 3002H185PS100 | BISCHOFF ProntoSIL 200-10-C18 H | C18 | 300 | 2 | 10 | 200 | L1 | fully | HPLC Column | SS | 300 x 2,0 mm
ProntoSIL | 3003H185PS100 | BISCHOFF ProntoSIL 200-10-C18 H | C18 | 300 | 3 | 10 | 200 | L1 | fully | HPLC Column | SS | 300 x 3,0 mm
ProntoSIL | 3004H185PS100 | BISCHOFF ProntoSIL 200-10-C18 H | C18 | 300 | 4 | 10 | 200 | L1 | fully | HPLC Column | SS | 300 x 4,0 mm
ProntoSIL | 3046H185PS100 | BISCHOFF ProntoSIL 200-10-C18 H | C18 | 300 | 4.6 | 10 | 200 | L1 | fully | HPLC Column | SS | 300 x 4,6 mm
ProntoSIL | 01P4H185PS100 | BISCHOFF ProntoSIL 200-10-C18 H | C18 | 14 | 4 | 10 | 200 | L1 | fully | HPLC Column | PEEK | 14 x 4,0 mm
ProntoSIL | A2P4H185PS100 | BISCHOFF ProntoSIL 200-10-C18 H | C18 | 20 | 4 | 10 | 200 | L1 | fully | HPLC Column | PEEK | 20 x 4,0 mm
ProntoSIL | 02P4H185PS100 | BISCHOFF ProntoSIL 200-10-C18 H | C18 | 25 | 4 | 10 | 200 | L1 | fully | HPLC Column | PEEK | 25 x 4,0 mm
ProntoSIL | 03P4H185PS100 | BISCHOFF ProntoSIL 200-10-C18 H | C18 | 30 | 4 | 10 | 200 | L1 | fully | HPLC Column | PEEK | 30 x 4,0 mm
ProntoSIL | 04P4H185PS100 | BISCHOFF ProntoSIL 200-10-C18 H | C18 | 33 | 4 | 10 | 200 | L1 | fully | HPLC Column | PEEK | 33 x 4,0 mm
ProntoSIL | A4P4H185PS100 | BISCHOFF ProntoSIL 200-10-C18 H | C18 | 40 | 4 | 10 | 200 | L1 | fully | HPLC Column | PEEK | 40 x 4,0 mm
ProntoSIL | 05P4H185PS100 | BISCHOFF ProntoSIL 200-10-C18 H | C18 | 50 | 4 | 10 | 200 | L1 | fully | HPLC Column | PEEK | 50 x 4,0 mm
ProntoSIL | 06P4H185PS100 | BISCHOFF ProntoSIL 200-10-C18 H | C18 | 53 | 4 | 10 | 200 | L1 | fully | HPLC Column | PEEK | 53 x 4,0 mm
ProntoSIL | A6P4H185PS100 | BISCHOFF ProntoSIL 200-10-C18 H | C18 | 60 | 4 | 10 | 200 | L1 | fully | HPLC Column | PEEK | 60 x 4,0 mm
ProntoSIL | 07P4H185PS100 | BISCHOFF ProntoSIL 200-10-C18 H | C18 | 75 | 4 | 10 | 200 | L1 | fully | HPLC Column | PEEK | 75 x 4,0 mm
ProntoSIL | 10P4H185PS100 | BISCHOFF ProntoSIL 200-10-C18 H | C18 | 100 | 4 | 10 | 200 | L1 | fully | HPLC Column | PEEK | 100 x 4,0 mm
ProntoSIL | 12P4H185PS100 | BISCHOFF ProntoSIL 200-10-C18 H | C18 | 125 | 4 | 10 | 200 | L1 | fully | HPLC Column | PEEK | 125 x 4,0 mm
ProntoSIL | 15P4H185PS100 | BISCHOFF ProntoSIL 200-10-C18 H | C18 | 150 | 4 | 10 | 200 | L1 | fully | HPLC Column | PEEK | 150 x 4,0 mm
ProntoSIL | 20P4H185PS100 | BISCHOFF ProntoSIL 200-10-C18 H | C18 | 200 | 4 | 10 | 200 | L1 | fully | HPLC Column | PEEK | 200 x 4,0 mm
ProntoSIL | 25P4H185PS100 | BISCHOFF ProntoSIL 200-10-C18 H | C18 | 250 | 4 | 10 | 200 | L1 | fully | HPLC Column | PEEK | 250 x 4,0 mm
ProntoSIL | 30P4H185PS100 | BISCHOFF ProntoSIL 200-10-C18 H | C18 | 300 | 4 | 10 | 200 | L1 | fully | HPLC Column | PEEK | 300 x 4,0 mm
ProntoSIL | 6305H185PS100 | BISCHOFF ProntoSIL 200-10-C18 H | C18 | 5 | 4 | 10 | 200 | L1 | fully | Cartridges (5 pcs.) | SS | 5 x 4,0 mm
ProntoSIL | 6301H185PS100 | BISCHOFF ProntoSIL 200-10-C18 H | C18 | 10 | 4 | 10 | 200 | L1 | fully | Cartridges (5 pcs.) | SS | 10 x 4,0 mm
ProntoSIL | 6302H185PS100 | BISCHOFF ProntoSIL 200-10-C18 H | C18 | 20 | 4 | 10 | 200 | L1 | fully | Cartridges (5 pcs.) | SS | 20 x 4,0 mm
ProntoSIL | 63P1H185PS100 | BISCHOFF ProntoSIL 200-10-C18 H | C18 | 10 | 4 | 10 | 200 | L1 | fully | Cartridges (5 pcs.) | PEEK | 10 x 4,0 mm
ProntoSIL | 63P2H185PS100 | BISCHOFF ProntoSIL 200-10-C18 H | C18 | 20 | 4 | 10 | 200 | L1 | fully | Cartridges (5 pcs.) | PEEK | 20 x 4,0 mm
ProntoSIL | 6335H185PS100 | BISCHOFF ProntoSIL 200-10-C18 H | C18 | 5 | 3 | 10 | 200 | L1 | fully | Cartridges (5 pcs.) | SS | 5 x 3,0 mm
ProntoSIL | 6331H185PS100 | BISCHOFF ProntoSIL 200-10-C18 H | C18 | 10 | 3 | 10 | 200 | L1 | fully | Cartridges (5 pcs.) | SS | 10 x 3,0 mm
ProntoSIL | 6332H185PS100 | BISCHOFF ProntoSIL 200-10-C18 H | C18 | 20 | 3 | 10 | 200 | L1 | fully | Cartridges (5 pcs.) | SS | 20 x 3,0 mm
ProntoSIL | 6325H185PS100 | BISCHOFF ProntoSIL 200-10-C18 H | C18 | 5 | 2 | 10 | 200 | L1 | fully | Cartridges (5 pcs.) | SS | 5 x 2,0 mm
ProntoSIL | 6321H185PS100 | BISCHOFF ProntoSIL 200-10-C18 H | C18 | 10 | 2 | 10 | 200 | L1 | fully | Cartridges (5 pcs.) | SS | 10 x 2,0 mm
ProntoSIL | 6322H185PS100 | BISCHOFF ProntoSIL 200-10-C18 H | C18 | 20 | 2 | 10 | 200 | L1 | fully | Cartridges (5 pcs.) | SS | 20 x 2,0 mm
ProntoSIL | 0102K185PS030 | BISCHOFF ProntoSIL 300-3-C18 H | C18 | 14 | 2 | 3 | 300 | L1 | fully | HPLC Column | SS | 14 x 2,0 mm
ProntoSIL | 0103K185PS030 | BISCHOFF ProntoSIL 300-3-C18 H | C18 | 14 | 3 | 3 | 300 | L1 | fully | HPLC Column | SS | 14 x 3,0 mm
ProntoSIL | 0104K185PS030 | BISCHOFF ProntoSIL 300-3-C18 H | C18 | 14 | 4 | 3 | 300 | L1 | fully | HPLC Column | SS | 14 x 4,0 mm
ProntoSIL | 0146K185PS030 | BISCHOFF ProntoSIL 300-3-C18 H | C18 | 14 | 4.6 | 3 | 300 | L1 | fully | HPLC Column | SS | 14 x 4,6 mm
ProntoSIL | A202K185PS030 | BISCHOFF ProntoSIL 300-3-C18 H | C18 | 20 | 2 | 3 | 300 | L1 | fully | HPLC Column | SS | 20 x 2,0 mm
ProntoSIL | A203K185PS030 | BISCHOFF ProntoSIL 300-3-C18 H | C18 | 20 | 3 | 3 | 300 | L1 | fully | HPLC Column | SS | 20 x 3,0 mm
ProntoSIL | A204K185PS030 | BISCHOFF ProntoSIL 300-3-C18 H | C18 | 20 | 4 | 3 | 300 | L1 | fully | HPLC Column | SS | 20 x 4,0 mm
ProntoSIL | A246K185PS030 | BISCHOFF ProntoSIL 300-3-C18 H | C18 | 20 | 4.6 | 3 | 300 | L1 | fully | HPLC Column | SS | 20 x 4,6 mm
ProntoSIL | 0202K185PS030 | BISCHOFF ProntoSIL 300-3-C18 H | C18 | 25 | 2 | 3 | 300 | L1 | fully | HPLC Column | SS | 25 x 2,0 mm
ProntoSIL | 0203K185PS030 | BISCHOFF ProntoSIL 300-3-C18 H | C18 | 25 | 3 | 3 | 300 | L1 | fully | HPLC Column | SS | 25 x 3,0 mm
ProntoSIL | 0204K185PS030 | BISCHOFF ProntoSIL 300-3-C18 H | C18 | 25 | 4 | 3 | 300 | L1 | fully | HPLC Column | SS | 25 x 4,0 mm
ProntoSIL | 0246K185PS030 | BISCHOFF ProntoSIL 300-3-C18 H | C18 | 25 | 4.6 | 3 | 300 | L1 | fully | HPLC Column | SS | 25 x 4,6 mm
ProntoSIL | 0302K185PS030 | BISCHOFF ProntoSIL 300-3-C18 H | C18 | 30 | 2 | 3 | 300 | L1 | fully | HPLC Column | SS | 30 x 2,0 mm
ProntoSIL | 0303K185PS030 | BISCHOFF ProntoSIL 300-3-C18 H | C18 | 30 | 3 | 3 | 300 | L1 | fully | HPLC Column | SS | 30 x 3,0 mm
ProntoSIL | 0304K185PS030 | BISCHOFF ProntoSIL 300-3-C18 H | C18 | 30 | 4 | 3 | 300 | L1 | fully | HPLC Column | SS | 30 x 4,0 mm
ProntoSIL | 0346K185PS030 | BISCHOFF ProntoSIL 300-3-C18 H | C18 | 30 | 4.6 | 3 | 300 | L1 | fully | HPLC Column | SS | 30 x 4,6 mm
ProntoSIL | 0402K185PS030 | BISCHOFF ProntoSIL 300-3-C18 H | C18 | 33 | 2 | 3 | 300 | L1 | fully | HPLC Column | SS | 33 x 2,0 mm
ProntoSIL | 0403K185PS030 | BISCHOFF ProntoSIL 300-3-C18 H | C18 | 33 | 3 | 3 | 300 | L1 | fully | HPLC Column | SS | 33 x 3,0 mm
ProntoSIL | 0404K185PS030 | BISCHOFF ProntoSIL 300-3-C18 H | C18 | 33 | 4 | 3 | 300 | L1 | fully | HPLC Column | SS | 33 x 4,0 mm
ProntoSIL | 0446K185PS030 | BISCHOFF ProntoSIL 300-3-C18 H | C18 | 33 | 4.6 | 3 | 300 | L1 | fully | HPLC Column | SS | 33 x 4,6 mm
ProntoSIL | A402K185PS030 | BISCHOFF ProntoSIL 300-3-C18 H | C18 | 40 | 2 | 3 | 300 | L1 | fully | HPLC Column | SS | 40 x 2,0 mm
ProntoSIL | A403K185PS030 | BISCHOFF ProntoSIL 300-3-C18 H | C18 | 40 | 3 | 3 | 300 | L1 | fully | HPLC Column | SS | 40 x 3,0 mm
ProntoSIL | A404K185PS030 | BISCHOFF ProntoSIL 300-3-C18 H | C18 | 40 | 4 | 3 | 300 | L1 | fully | HPLC Column | SS | 40 x 4,0 mm
ProntoSIL | A446K185PS030 | BISCHOFF ProntoSIL 300-3-C18 H | C18 | 40 | 4.6 | 3 | 300 | L1 | fully | HPLC Column | SS | 40 x 4,6 mm
ProntoSIL | 0502K185PS030 | BISCHOFF ProntoSIL 300-3-C18 H | C18 | 50 | 2 | 3 | 300 | L1 | fully | HPLC Column | SS | 50 x 2,0 mm
ProntoSIL | 0503K185PS030 | BISCHOFF ProntoSIL 300-3-C18 H | C18 | 50 | 3 | 3 | 300 | L1 | fully | HPLC Column | SS | 50 x 3,0 mm
ProntoSIL | 0504K185PS030 | BISCHOFF ProntoSIL 300-3-C18 H | C18 | 50 | 4 | 3 | 300 | L1 | fully | HPLC Column | SS | 50 x 4,0 mm
ProntoSIL | 0546K185PS030 | BISCHOFF ProntoSIL 300-3-C18 H | C18 | 50 | 4.6 | 3 | 300 | L1 | fully | HPLC Column | SS | 50 x 4,6 mm
ProntoSIL | 0602K185PS030 | BISCHOFF ProntoSIL 300-3-C18 H | C18 | 53 | 2 | 3 | 300 | L1 | fully | HPLC Column | SS | 53 x 2,0 mm
ProntoSIL | 0603K185PS030 | BISCHOFF ProntoSIL 300-3-C18 H | C18 | 53 | 3 | 3 | 300 | L1 | fully | HPLC Column | SS | 53 x 3,0 mm
ProntoSIL | 0604K185PS030 | BISCHOFF ProntoSIL 300-3-C18 H | C18 | 53 | 4 | 3 | 300 | L1 | fully | HPLC Column | SS | 53 x 4,0 mm
ProntoSIL | 0646K185PS030 | BISCHOFF ProntoSIL 300-3-C18 H | C18 | 53 | 4.6 | 3 | 300 | L1 | fully | HPLC Column | SS | 53 x 4,6 mm
ProntoSIL | A602K185PS030 | BISCHOFF ProntoSIL 300-3-C18 H | C18 | 60 | 2 | 3 | 300 | L1 | fully | HPLC Column | SS | 60 x 2,0 mm
ProntoSIL | A603K185PS030 | BISCHOFF ProntoSIL 300-3-C18 H | C18 | 60 | 3 | 3 | 300 | L1 | fully | HPLC Column | SS | 60 x 3,0 mm
ProntoSIL | A604K185PS030 | BISCHOFF ProntoSIL 300-3-C18 H | C18 | 60 | 4 | 3 | 300 | L1 | fully | HPLC Column | SS | 60 x 4,0 mm
ProntoSIL | A646K185PS030 | BISCHOFF ProntoSIL 300-3-C18 H | C18 | 60 | 4.6 | 3 | 300 | L1 | fully | HPLC Column | SS | 60 x 4,6 mm
ProntoSIL | 0702K185PS030 | BISCHOFF ProntoSIL 300-3-C18 H | C18 | 75 | 2 | 3 | 300 | L1 | fully | HPLC Column | SS | 75 x 2,0 mm
ProntoSIL | 0703K185PS030 | BISCHOFF ProntoSIL 300-3-C18 H | C18 | 75 | 3 | 3 | 300 | L1 | fully | HPLC Column | SS | 75 x 3,0 mm
ProntoSIL | 0704K185PS030 | BISCHOFF ProntoSIL 300-3-C18 H | C18 | 75 | 4 | 3 | 300 | L1 | fully | HPLC Column | SS | 75 x 4,0 mm
ProntoSIL | 0746K185PS030 | BISCHOFF ProntoSIL 300-3-C18 H | C18 | 75 | 4.6 | 3 | 300 | L1 | fully | HPLC Column | SS | 75 x 4,6 mm
ProntoSIL | 1002K185PS030 | BISCHOFF ProntoSIL 300-3-C18 H | C18 | 100 | 2 | 3 | 300 | L1 | fully | HPLC Column | SS | 100 x 2,0 mm
ProntoSIL | 1003K185PS030 | BISCHOFF ProntoSIL 300-3-C18 H | C18 | 100 | 3 | 3 | 300 | L1 | fully | HPLC Column | SS | 100 x 3,0 mm
ProntoSIL | 1004K185PS030 | BISCHOFF ProntoSIL 300-3-C18 H | C18 | 100 | 4 | 3 | 300 | L1 | fully | HPLC Column | SS | 100 x 4,0 mm
ProntoSIL | 1046K185PS030 | BISCHOFF ProntoSIL 300-3-C18 H | C18 | 100 | 4.6 | 3 | 300 | L1 | fully | HPLC Column | SS | 100 x 4,6 mm
ProntoSIL | 1202K185PS030 | BISCHOFF ProntoSIL 300-3-C18 H | C18 | 125 | 2 | 3 | 300 | L1 | fully | HPLC Column | SS | 125 x 2,0 mm
ProntoSIL | 1203K185PS030 | BISCHOFF ProntoSIL 300-3-C18 H | C18 | 125 | 3 | 3 | 300 | L1 | fully | HPLC Column | SS | 125 x 3,0 mm
ProntoSIL | 1204K185PS030 | BISCHOFF ProntoSIL 300-3-C18 H | C18 | 125 | 4 | 3 | 300 | L1 | fully | HPLC Column | SS | 125 x 4,0 mm
ProntoSIL | 1246K185PS030 | BISCHOFF ProntoSIL 300-3-C18 H | C18 | 125 | 4.6 | 3 | 300 | L1 | fully | HPLC Column | SS | 125 x 4,6 mm
ProntoSIL | 1502K185PS030 | BISCHOFF ProntoSIL 300-3-C18 H | C18 | 150 | 2 | 3 | 300 | L1 | fully | HPLC Column | SS | 150 x 2,0 mm
ProntoSIL | 1503K185PS030 | BISCHOFF ProntoSIL 300-3-C18 H | C18 | 150 | 3 | 3 | 300 | L1 | fully | HPLC Column | SS | 150 x 3,0 mm
ProntoSIL | 1504K185PS030 | BISCHOFF ProntoSIL 300-3-C18 H | C18 | 150 | 4 | 3 | 300 | L1 | fully | HPLC Column | SS | 150 x 4,0 mm
ProntoSIL | 1546K185PS030 | BISCHOFF ProntoSIL 300-3-C18 H | C18 | 150 | 4.6 | 3 | 300 | L1 | fully | HPLC Column | SS | 150 x 4,6 mm
ProntoSIL | 2002K185PS030 | BISCHOFF ProntoSIL 300-3-C18 H | C18 | 200 | 2 | 3 | 300 | L1 | fully | HPLC Column | SS | 200 x 2,0 mm
ProntoSIL | 2003K185PS030 | BISCHOFF ProntoSIL 300-3-C18 H | C18 | 200 | 3 | 3 | 300 | L1 | fully | HPLC Column | SS | 200 x 3,0 mm
ProntoSIL | 2004K185PS030 | BISCHOFF ProntoSIL 300-3-C18 H | C18 | 200 | 4 | 3 | 300 | L1 | fully | HPLC Column | SS | 200 x 4,0 mm
ProntoSIL | 2046K185PS030 | BISCHOFF ProntoSIL 300-3-C18 H | C18 | 200 | 4.6 | 3 | 300 | L1 | fully | HPLC Column | SS | 200 x 4,6 mm
ProntoSIL | 2502K185PS030 | BISCHOFF ProntoSIL 300-3-C18 H | C18 | 250 | 2 | 3 | 300 | L1 | fully | HPLC Column | SS | 250 x 2,0 mm
ProntoSIL | 2503K185PS030 | BISCHOFF ProntoSIL 300-3-C18 H | C18 | 250 | 3 | 3 | 300 | L1 | fully | HPLC Column | SS | 250 x 3,0 mm
ProntoSIL | 2504K185PS030 | BISCHOFF ProntoSIL 300-3-C18 H | C18 | 250 | 4 | 3 | 300 | L1 | fully | HPLC Column | SS | 250 x 4,0 mm
ProntoSIL | 2546K185PS030 | BISCHOFF ProntoSIL 300-3-C18 H | C18 | 250 | 4.6 | 3 | 300 | L1 | fully | HPLC Column | SS | 250 x 4,6 mm
ProntoSIL | 3002K185PS030 | BISCHOFF ProntoSIL 300-3-C18 H | C18 | 300 | 2 | 3 | 300 | L1 | fully | HPLC Column | SS | 300 x 2,0 mm
ProntoSIL | 3003K185PS030 | BISCHOFF ProntoSIL 300-3-C18 H | C18 | 300 | 3 | 3 | 300 | L1 | fully | HPLC Column | SS | 300 x 3,0 mm
ProntoSIL | 3004K185PS030 | BISCHOFF ProntoSIL 300-3-C18 H | C18 | 300 | 4 | 3 | 300 | L1 | fully | HPLC Column | SS | 300 x 4,0 mm
ProntoSIL | 3046K185PS030 | BISCHOFF ProntoSIL 300-3-C18 H | C18 | 300 | 4.6 | 3 | 300 | L1 | fully | HPLC Column | SS | 300 x 4,6 mm
ProntoSIL | 01P4K185PS030 | BISCHOFF ProntoSIL 300-3-C18 H | C18 | 14 | 4 | 3 | 300 | L1 | fully | HPLC Column | PEEK | 14 x 4,0 mm
ProntoSIL | A2P4K185PS030 | BISCHOFF ProntoSIL 300-3-C18 H | C18 | 20 | 4 | 3 | 300 | L1 | fully | HPLC Column | PEEK | 20 x 4,0 mm
ProntoSIL | 02P4K185PS030 | BISCHOFF ProntoSIL 300-3-C18 H | C18 | 25 | 4 | 3 | 300 | L1 | fully | HPLC Column | PEEK | 25 x 4,0 mm
ProntoSIL | 03P4K185PS030 | BISCHOFF ProntoSIL 300-3-C18 H | C18 | 30 | 4 | 3 | 300 | L1 | fully | HPLC Column | PEEK | 30 x 4,0 mm
ProntoSIL | 04P4K185PS030 | BISCHOFF ProntoSIL 300-3-C18 H | C18 | 33 | 4 | 3 | 300 | L1 | fully | HPLC Column | PEEK | 33 x 4,0 mm
ProntoSIL | A4P4K185PS030 | BISCHOFF ProntoSIL 300-3-C18 H | C18 | 40 | 4 | 3 | 300 | L1 | fully | HPLC Column | PEEK | 40 x 4,0 mm
ProntoSIL | 05P4K185PS030 | BISCHOFF ProntoSIL 300-3-C18 H | C18 | 50 | 4 | 3 | 300 | L1 | fully | HPLC Column | PEEK | 50 x 4,0 mm
ProntoSIL | 06P4K185PS030 | BISCHOFF ProntoSIL 300-3-C18 H | C18 | 53 | 4 | 3 | 300 | L1 | fully | HPLC Column | PEEK | 53 x 4,0 mm
ProntoSIL | A6P4K185PS030 | BISCHOFF ProntoSIL 300-3-C18 H | C18 | 60 | 4 | 3 | 300 | L1 | fully | HPLC Column | PEEK | 60 x 4,0 mm
ProntoSIL | 07P4K185PS030 | BISCHOFF ProntoSIL 300-3-C18 H | C18 | 75 | 4 | 3 | 300 | L1 | fully | HPLC Column | PEEK | 75 x 4,0 mm
ProntoSIL | 10P4K185PS030 | BISCHOFF ProntoSIL 300-3-C18 H | C18 | 100 | 4 | 3 | 300 | L1 | fully | HPLC Column | PEEK | 100 x 4,0 mm
ProntoSIL | 12P4K185PS030 | BISCHOFF ProntoSIL 300-3-C18 H | C18 | 125 | 4 | 3 | 300 | L1 | fully | HPLC Column | PEEK | 125 x 4,0 mm
ProntoSIL | 15P4K185PS030 | BISCHOFF ProntoSIL 300-3-C18 H | C18 | 150 | 4 | 3 | 300 | L1 | fully | HPLC Column | PEEK | 150 x 4,0 mm
ProntoSIL | 20P4K185PS030 | BISCHOFF ProntoSIL 300-3-C18 H | C18 | 200 | 4 | 3 | 300 | L1 | fully | HPLC Column | PEEK | 200 x 4,0 mm
ProntoSIL | 25P4K185PS030 | BISCHOFF ProntoSIL 300-3-C18 H | C18 | 250 | 4 | 3 | 300 | L1 | fully | HPLC Column | PEEK | 250 x 4,0 mm
ProntoSIL | 30P4K185PS030 | BISCHOFF ProntoSIL 300-3-C18 H | C18 | 300 | 4 | 3 | 300 | L1 | fully | HPLC Column | PEEK | 300 x 4,0 mm
ProntoSIL | 6305K185PS030 | BISCHOFF ProntoSIL 300-3-C18 H | C18 | 5 | 4 | 3 | 300 | L1 | fully | Cartridges (5 pcs.) | SS | 5 x 4,0 mm
ProntoSIL | 6301K185PS030 | BISCHOFF ProntoSIL 300-3-C18 H | C18 | 10 | 4 | 3 | 300 | L1 | fully | Cartridges (5 pcs.) | SS | 10 x 4,0 mm
ProntoSIL | 6302K185PS030 | BISCHOFF ProntoSIL 300-3-C18 H | C18 | 20 | 4 | 3 | 300 | L1 | fully | Cartridges (5 pcs.) | SS | 20 x 4,0 mm
ProntoSIL | 63P1K185PS030 | BISCHOFF ProntoSIL 300-3-C18 H | C18 | 10 | 4 | 3 | 300 | L1 | fully | Cartridges (5 pcs.) | PEEK | 10 x 4,0 mm
ProntoSIL | 63P2K185PS030 | BISCHOFF ProntoSIL 300-3-C18 H | C18 | 20 | 4 | 3 | 300 | L1 | fully | Cartridges (5 pcs.) | PEEK | 20 x 4,0 mm
ProntoSIL | 6335K185PS030 | BISCHOFF ProntoSIL 300-3-C18 H | C18 | 5 | 3 | 3 | 300 | L1 | fully | Cartridges (5 pcs.) | SS | 5 x 3,0 mm
ProntoSIL | 6331K185PS030 | BISCHOFF ProntoSIL 300-3-C18 H | C18 | 10 | 3 | 3 | 300 | L1 | fully | Cartridges (5 pcs.) | SS | 10 x 3,0 mm
ProntoSIL | 6332K185PS030 | BISCHOFF ProntoSIL 300-3-C18 H | C18 | 20 | 3 | 3 | 300 | L1 | fully | Cartridges (5 pcs.) | SS | 20 x 3,0 mm
ProntoSIL | 6325K185PS030 | BISCHOFF ProntoSIL 300-3-C18 H | C18 | 5 | 2 | 3 | 300 | L1 | fully | Cartridges (5 pcs.) | SS | 5 x 2,0 mm
ProntoSIL | 6321K185PS030 | BISCHOFF ProntoSIL 300-3-C18 H | C18 | 10 | 2 | 3 | 300 | L1 | fully | Cartridges (5 pcs.) | SS | 10 x 2,0 mm
ProntoSIL | 6322K185PS030 | BISCHOFF ProntoSIL 300-3-C18 H | C18 | 20 | 2 | 3 | 300 | L1 | fully | Cartridges (5 pcs.) | SS | 20 x 2,0 mm
ProntoSIL | 0102K185PS050 | BISCHOFF ProntoSIL 300-5-C18 H | C18 | 14 | 2 | 5 | 300 | L1 | fully | HPLC Column | SS | 14 x 2,0 mm
ProntoSIL | 0103K185PS050 | BISCHOFF ProntoSIL 300-5-C18 H | C18 | 14 | 3 | 5 | 300 | L1 | fully | HPLC Column | SS | 14 x 3,0 mm
ProntoSIL | 0104K185PS050 | BISCHOFF ProntoSIL 300-5-C18 H | C18 | 14 | 4 | 5 | 300 | L1 | fully | HPLC Column | SS | 14 x 4,0 mm
ProntoSIL | 0146K185PS050 | BISCHOFF ProntoSIL 300-5-C18 H | C18 | 14 | 4.6 | 5 | 300 | L1 | fully | HPLC Column | SS | 14 x 4,6 mm
ProntoSIL | A202K185PS050 | BISCHOFF ProntoSIL 300-5-C18 H | C18 | 20 | 2 | 5 | 300 | L1 | fully | HPLC Column | SS | 20 x 2,0 mm
ProntoSIL | A203K185PS050 | BISCHOFF ProntoSIL 300-5-C18 H | C18 | 20 | 3 | 5 | 300 | L1 | fully | HPLC Column | SS | 20 x 3,0 mm
ProntoSIL | A204K185PS050 | BISCHOFF ProntoSIL 300-5-C18 H | C18 | 20 | 4 | 5 | 300 | L1 | fully | HPLC Column | SS | 20 x 4,0 mm
ProntoSIL | A246K185PS050 | BISCHOFF ProntoSIL 300-5-C18 H | C18 | 20 | 4.6 | 5 | 300 | L1 | fully | HPLC Column | SS | 20 x 4,6 mm
ProntoSIL | 0202K185PS050 | BISCHOFF ProntoSIL 300-5-C18 H | C18 | 25 | 2 | 5 | 300 | L1 | fully | HPLC Column | SS | 25 x 2,0 mm
ProntoSIL | 0203K185PS050 | BISCHOFF ProntoSIL 300-5-C18 H | C18 | 25 | 3 | 5 | 300 | L1 | fully | HPLC Column | SS | 25 x 3,0 mm
ProntoSIL | 0204K185PS050 | BISCHOFF ProntoSIL 300-5-C18 H | C18 | 25 | 4 | 5 | 300 | L1 | fully | HPLC Column | SS | 25 x 4,0 mm
ProntoSIL | 0246K185PS050 | BISCHOFF ProntoSIL 300-5-C18 H | C18 | 25 | 4.6 | 5 | 300 | L1 | fully | HPLC Column | SS | 25 x 4,6 mm
ProntoSIL | 0302K185PS050 | BISCHOFF ProntoSIL 300-5-C18 H | C18 | 30 | 2 | 5 | 300 | L1 | fully | HPLC Column | SS | 30 x 2,0 mm
ProntoSIL | 0303K185PS050 | BISCHOFF ProntoSIL 300-5-C18 H | C18 | 30 | 3 | 5 | 300 | L1 | fully | HPLC Column | SS | 30 x 3,0 mm
ProntoSIL | 0304K185PS050 | BISCHOFF ProntoSIL 300-5-C18 H | C18 | 30 | 4 | 5 | 300 | L1 | fully | HPLC Column | SS | 30 x 4,0 mm
ProntoSIL | 0346K185PS050 | BISCHOFF ProntoSIL 300-5-C18 H | C18 | 30 | 4.6 | 5 | 300 | L1 | fully | HPLC Column | SS | 30 x 4,6 mm
ProntoSIL | 0402K185PS050 | BISCHOFF ProntoSIL 300-5-C18 H | C18 | 33 | 2 | 5 | 300 | L1 | fully | HPLC Column | SS | 33 x 2,0 mm
ProntoSIL | 0403K185PS050 | BISCHOFF ProntoSIL 300-5-C18 H | C18 | 33 | 3 | 5 | 300 | L1 | fully | HPLC Column | SS | 33 x 3,0 mm
ProntoSIL | 0404K185PS050 | BISCHOFF ProntoSIL 300-5-C18 H | C18 | 33 | 4 | 5 | 300 | L1 | fully | HPLC Column | SS | 33 x 4,0 mm
ProntoSIL | 0446K185PS050 | BISCHOFF ProntoSIL 300-5-C18 H | C18 | 33 | 4.6 | 5 | 300 | L1 | fully | HPLC Column | SS | 33 x 4,6 mm
ProntoSIL | A402K185PS050 | BISCHOFF ProntoSIL 300-5-C18 H | C18 | 40 | 2 | 5 | 300 | L1 | fully | HPLC Column | SS | 40 x 2,0 mm
ProntoSIL | A403K185PS050 | BISCHOFF ProntoSIL 300-5-C18 H | C18 | 40 | 3 | 5 | 300 | L1 | fully | HPLC Column | SS | 40 x 3,0 mm
ProntoSIL | A404K185PS050 | BISCHOFF ProntoSIL 300-5-C18 H | C18 | 40 | 4 | 5 | 300 | L1 | fully | HPLC Column | SS | 40 x 4,0 mm
ProntoSIL | A446K185PS050 | BISCHOFF ProntoSIL 300-5-C18 H | C18 | 40 | 4.6 | 5 | 300 | L1 | fully | HPLC Column | SS | 40 x 4,6 mm
ProntoSIL | 0502K185PS050 | BISCHOFF ProntoSIL 300-5-C18 H | C18 | 50 | 2 | 5 | 300 | L1 | fully | HPLC Column | SS | 50 x 2,0 mm
ProntoSIL | 0503K185PS050 | BISCHOFF ProntoSIL 300-5-C18 H | C18 | 50 | 3 | 5 | 300 | L1 | fully | HPLC Column | SS | 50 x 3,0 mm
ProntoSIL | 0504K185PS050 | BISCHOFF ProntoSIL 300-5-C18 H | C18 | 50 | 4 | 5 | 300 | L1 | fully | HPLC Column | SS | 50 x 4,0 mm
ProntoSIL | 0546K185PS050 | BISCHOFF ProntoSIL 300-5-C18 H | C18 | 50 | 4.6 | 5 | 300 | L1 | fully | HPLC Column | SS | 50 x 4,6 mm
ProntoSIL | 0602K185PS050 | BISCHOFF ProntoSIL 300-5-C18 H | C18 | 53 | 2 | 5 | 300 | L1 | fully | HPLC Column | SS | 53 x 2,0 mm
ProntoSIL | 0603K185PS050 | BISCHOFF ProntoSIL 300-5-C18 H | C18 | 53 | 3 | 5 | 300 | L1 | fully | HPLC Column | SS | 53 x 3,0 mm
ProntoSIL | 0604K185PS050 | BISCHOFF ProntoSIL 300-5-C18 H | C18 | 53 | 4 | 5 | 300 | L1 | fully | HPLC Column | SS | 53 x 4,0 mm
ProntoSIL | 0646K185PS050 | BISCHOFF ProntoSIL 300-5-C18 H | C18 | 53 | 4.6 | 5 | 300 | L1 | fully | HPLC Column | SS | 53 x 4,6 mm
ProntoSIL | A602K185PS050 | BISCHOFF ProntoSIL 300-5-C18 H | C18 | 60 | 2 | 5 | 300 | L1 | fully | HPLC Column | SS | 60 x 2,0 mm
ProntoSIL | A603K185PS050 | BISCHOFF ProntoSIL 300-5-C18 H | C18 | 60 | 3 | 5 | 300 | L1 | fully | HPLC Column | SS | 60 x 3,0 mm
ProntoSIL | A604K185PS050 | BISCHOFF ProntoSIL 300-5-C18 H | C18 | 60 | 4 | 5 | 300 | L1 | fully | HPLC Column | SS | 60 x 4,0 mm
ProntoSIL | A646K185PS050 | BISCHOFF ProntoSIL 300-5-C18 H | C18 | 60 | 4.6 | 5 | 300 | L1 | fully | HPLC Column | SS | 60 x 4,6 mm
ProntoSIL | 0702K185PS050 | BISCHOFF ProntoSIL 300-5-C18 H | C18 | 75 | 2 | 5 | 300 | L1 | fully | HPLC Column | SS | 75 x 2,0 mm
ProntoSIL | 0703K185PS050 | BISCHOFF ProntoSIL 300-5-C18 H | C18 | 75 | 3 | 5 | 300 | L1 | fully | HPLC Column | SS | 75 x 3,0 mm
ProntoSIL | 0704K185PS050 | BISCHOFF ProntoSIL 300-5-C18 H | C18 | 75 | 4 | 5 | 300 | L1 | fully | HPLC Column | SS | 75 x 4,0 mm
ProntoSIL | 0746K185PS050 | BISCHOFF ProntoSIL 300-5-C18 H | C18 | 75 | 4.6 | 5 | 300 | L1 | fully | HPLC Column | SS | 75 x 4,6 mm
ProntoSIL | 1002K185PS050 | BISCHOFF ProntoSIL 300-5-C18 H | C18 | 100 | 2 | 5 | 300 | L1 | fully | HPLC Column | SS | 100 x 2,0 mm
ProntoSIL | 1003K185PS050 | BISCHOFF ProntoSIL 300-5-C18 H | C18 | 100 | 3 | 5 | 300 | L1 | fully | HPLC Column | SS | 100 x 3,0 mm
ProntoSIL | 1004K185PS050 | BISCHOFF ProntoSIL 300-5-C18 H | C18 | 100 | 4 | 5 | 300 | L1 | fully | HPLC Column | SS | 100 x 4,0 mm
ProntoSIL | 1046K185PS050 | BISCHOFF ProntoSIL 300-5-C18 H | C18 | 100 | 4.6 | 5 | 300 | L1 | fully | HPLC Column | SS | 100 x 4,6 mm
ProntoSIL | 1202K185PS050 | BISCHOFF ProntoSIL 300-5-C18 H | C18 | 125 | 2 | 5 | 300 | L1 | fully | HPLC Column | SS | 125 x 2,0 mm
ProntoSIL | 1203K185PS050 | BISCHOFF ProntoSIL 300-5-C18 H | C18 | 125 | 3 | 5 | 300 | L1 | fully | HPLC Column | SS | 125 x 3,0 mm
ProntoSIL | 1204K185PS050 | BISCHOFF ProntoSIL 300-5-C18 H | C18 | 125 | 4 | 5 | 300 | L1 | fully | HPLC Column | SS | 125 x 4,0 mm
ProntoSIL | 1246K185PS050 | BISCHOFF ProntoSIL 300-5-C18 H | C18 | 125 | 4.6 | 5 | 300 | L1 | fully | HPLC Column | SS | 125 x 4,6 mm
ProntoSIL | 1502K185PS050 | BISCHOFF ProntoSIL 300-5-C18 H | C18 | 150 | 2 | 5 | 300 | L1 | fully | HPLC Column | SS | 150 x 2,0 mm
ProntoSIL | 1503K185PS050 | BISCHOFF ProntoSIL 300-5-C18 H | C18 | 150 | 3 | 5 | 300 | L1 | fully | HPLC Column | SS | 150 x 3,0 mm
ProntoSIL | 1504K185PS050 | BISCHOFF ProntoSIL 300-5-C18 H | C18 | 150 | 4 | 5 | 300 | L1 | fully | HPLC Column | SS | 150 x 4,0 mm
ProntoSIL | 1546K185PS050 | BISCHOFF ProntoSIL 300-5-C18 H | C18 | 150 | 4.6 | 5 | 300 | L1 | fully | HPLC Column | SS | 150 x 4,6 mm
ProntoSIL | 2002K185PS050 | BISCHOFF ProntoSIL 300-5-C18 H | C18 | 200 | 2 | 5 | 300 | L1 | fully | HPLC Column | SS | 200 x 2,0 mm
ProntoSIL | 2003K185PS050 | BISCHOFF ProntoSIL 300-5-C18 H | C18 | 200 | 3 | 5 | 300 | L1 | fully | HPLC Column | SS | 200 x 3,0 mm
ProntoSIL | 2004K185PS050 | BISCHOFF ProntoSIL 300-5-C18 H | C18 | 200 | 4 | 5 | 300 | L1 | fully | HPLC Column | SS | 200 x 4,0 mm
ProntoSIL | 2046K185PS050 | BISCHOFF ProntoSIL 300-5-C18 H | C18 | 200 | 4.6 | 5 | 300 | L1 | fully | HPLC Column | SS | 200 x 4,6 mm
ProntoSIL | 2502K185PS050 | BISCHOFF ProntoSIL 300-5-C18 H | C18 | 250 | 2 | 5 | 300 | L1 | fully | HPLC Column | SS | 250 x 2,0 mm
ProntoSIL | 2503K185PS050 | BISCHOFF ProntoSIL 300-5-C18 H | C18 | 250 | 3 | 5 | 300 | L1 | fully | HPLC Column | SS | 250 x 3,0 mm
ProntoSIL | 2504K185PS050 | BISCHOFF ProntoSIL 300-5-C18 H | C18 | 250 | 4 | 5 | 300 | L1 | fully | HPLC Column | SS | 250 x 4,0 mm
ProntoSIL | 2546K185PS050 | BISCHOFF ProntoSIL 300-5-C18 H | C18 | 250 | 4.6 | 5 | 300 | L1 | fully | HPLC Column | SS | 250 x 4,6 mm
ProntoSIL | 3002K185PS050 | BISCHOFF ProntoSIL 300-5-C18 H | C18 | 300 | 2 | 5 | 300 | L1 | fully | HPLC Column | SS | 300 x 2,0 mm
ProntoSIL | 3003K185PS050 | BISCHOFF ProntoSIL 300-5-C18 H | C18 | 300 | 3 | 5 | 300 | L1 | fully | HPLC Column | SS | 300 x 3,0 mm
ProntoSIL | 3004K185PS050 | BISCHOFF ProntoSIL 300-5-C18 H | C18 | 300 | 4 | 5 | 300 | L1 | fully | HPLC Column | SS | 300 x 4,0 mm
ProntoSIL | 3046K185PS050 | BISCHOFF ProntoSIL 300-5-C18 H | C18 | 300 | 4.6 | 5 | 300 | L1 | fully | HPLC Column | SS | 300 x 4,6 mm
ProntoSIL | 01P4K185PS050 | BISCHOFF ProntoSIL 300-5-C18 H | C18 | 14 | 4 | 5 | 300 | L1 | fully | HPLC Column | PEEK | 14 x 4,0 mm
ProntoSIL | A2P4K185PS050 | BISCHOFF ProntoSIL 300-5-C18 H | C18 | 20 | 4 | 5 | 300 | L1 | fully | HPLC Column | PEEK | 20 x 4,0 mm
ProntoSIL | 02P4K185PS050 | BISCHOFF ProntoSIL 300-5-C18 H | C18 | 25 | 4 | 5 | 300 | L1 | fully | HPLC Column | PEEK | 25 x 4,0 mm
ProntoSIL | 03P4K185PS050 | BISCHOFF ProntoSIL 300-5-C18 H | C18 | 30 | 4 | 5 | 300 | L1 | fully | HPLC Column | PEEK | 30 x 4,0 mm
ProntoSIL | 04P4K185PS050 | BISCHOFF ProntoSIL 300-5-C18 H | C18 | 33 | 4 | 5 | 300 | L1 | fully | HPLC Column | PEEK | 33 x 4,0 mm
ProntoSIL | A4P4K185PS050 | BISCHOFF ProntoSIL 300-5-C18 H | C18 | 40 | 4 | 5 | 300 | L1 | fully | HPLC Column | PEEK | 40 x 4,0 mm
ProntoSIL | 05P4K185PS050 | BISCHOFF ProntoSIL 300-5-C18 H | C18 | 50 | 4 | 5 | 300 | L1 | fully | HPLC Column | PEEK | 50 x 4,0 mm
ProntoSIL | 06P4K185PS050 | BISCHOFF ProntoSIL 300-5-C18 H | C18 | 53 | 4 | 5 | 300 | L1 | fully | HPLC Column | PEEK | 53 x 4,0 mm
ProntoSIL | A6P4K185PS050 | BISCHOFF ProntoSIL 300-5-C18 H | C18 | 60 | 4 | 5 | 300 | L1 | fully | HPLC Column | PEEK | 60 x 4,0 mm
ProntoSIL | 07P4K185PS050 | BISCHOFF ProntoSIL 300-5-C18 H | C18 | 75 | 4 | 5 | 300 | L1 | fully | HPLC Column | PEEK | 75 x 4,0 mm
ProntoSIL | 10P4K185PS050 | BISCHOFF ProntoSIL 300-5-C18 H | C18 | 100 | 4 | 5 | 300 | L1 | fully | HPLC Column | PEEK | 100 x 4,0 mm
ProntoSIL | 12P4K185PS050 | BISCHOFF ProntoSIL 300-5-C18 H | C18 | 125 | 4 | 5 | 300 | L1 | fully | HPLC Column | PEEK | 125 x 4,0 mm
ProntoSIL | 15P4K185PS050 | BISCHOFF ProntoSIL 300-5-C18 H | C18 | 150 | 4 | 5 | 300 | L1 | fully | HPLC Column | PEEK | 150 x 4,0 mm
ProntoSIL | 20P4K185PS050 | BISCHOFF ProntoSIL 300-5-C18 H | C18 | 200 | 4 | 5 | 300 | L1 | fully | HPLC Column | PEEK | 200 x 4,0 mm
ProntoSIL | 25P4K185PS050 | BISCHOFF ProntoSIL 300-5-C18 H | C18 | 250 | 4 | 5 | 300 | L1 | fully | HPLC Column | PEEK | 250 x 4,0 mm
ProntoSIL | 30P4K185PS050 | BISCHOFF ProntoSIL 300-5-C18 H | C18 | 300 | 4 | 5 | 300 | L1 | fully | HPLC Column | PEEK | 300 x 4,0 mm
ProntoSIL | 6305K185PS050 | BISCHOFF ProntoSIL 300-5-C18 H | C18 | 5 | 4 | 5 | 300 | L1 | fully | Cartridges (5 pcs.) | SS | 5 x 4,0 mm
ProntoSIL | 6301K185PS050 | BISCHOFF ProntoSIL 300-5-C18 H | C18 | 10 | 4 | 5 | 300 | L1 | fully | Cartridges (5 pcs.) | SS | 10 x 4,0 mm
ProntoSIL | 6302K185PS050 | BISCHOFF ProntoSIL 300-5-C18 H | C18 | 20 | 4 | 5 | 300 | L1 | fully | Cartridges (5 pcs.) | SS | 20 x 4,0 mm
ProntoSIL | 63P1K185PS050 | BISCHOFF ProntoSIL 300-5-C18 H | C18 | 10 | 4 | 5 | 300 | L1 | fully | Cartridges (5 pcs.) | PEEK | 10 x 4,0 mm
ProntoSIL | 63P2K185PS050 | BISCHOFF ProntoSIL 300-5-C18 H | C18 | 20 | 4 | 5 | 300 | L1 | fully | Cartridges (5 pcs.) | PEEK | 20 x 4,0 mm
ProntoSIL | 6335K185PS050 | BISCHOFF ProntoSIL 300-5-C18 H | C18 | 5 | 3 | 5 | 300 | L1 | fully | Cartridges (5 pcs.) | SS | 5 x 3,0 mm
ProntoSIL | 6331K185PS050 | BISCHOFF ProntoSIL 300-5-C18 H | C18 | 10 | 3 | 5 | 300 | L1 | fully | Cartridges (5 pcs.) | SS | 10 x 3,0 mm
ProntoSIL | 6332K185PS050 | BISCHOFF ProntoSIL 300-5-C18 H | C18 | 20 | 3 | 5 | 300 | L1 | fully | Cartridges (5 pcs.) | SS | 20 x 3,0 mm
ProntoSIL | 6325K185PS050 | BISCHOFF ProntoSIL 300-5-C18 H | C18 | 5 | 2 | 5 | 300 | L1 | fully | Cartridges (5 pcs.) | SS | 5 x 2,0 mm
ProntoSIL | 6321K185PS050 | BISCHOFF ProntoSIL 300-5-C18 H | C18 | 10 | 2 | 5 | 300 | L1 | fully | Cartridges (5 pcs.) | SS | 10 x 2,0 mm
ProntoSIL | 6322K185PS050 | BISCHOFF ProntoSIL 300-5-C18 H | C18 | 20 | 2 | 5 | 300 | L1 | fully | Cartridges (5 pcs.) | SS | 20 x 2,0 mm
ProntoSIL | 0102K185PS100 | BISCHOFF ProntoSIL 300-10-C18 H | C18 | 14 | 2 | 10 | 300 | L1 | fully | HPLC Column | SS | 14 x 2,0 mm
ProntoSIL | 0103K185PS100 | BISCHOFF ProntoSIL 300-10-C18 H | C18 | 14 | 3 | 10 | 300 | L1 | fully | HPLC Column | SS | 14 x 3,0 mm
ProntoSIL | 0104K185PS100 | BISCHOFF ProntoSIL 300-10-C18 H | C18 | 14 | 4 | 10 | 300 | L1 | fully | HPLC Column | SS | 14 x 4,0 mm
ProntoSIL | 0146K185PS100 | BISCHOFF ProntoSIL 300-10-C18 H | C18 | 14 | 4.6 | 10 | 300 | L1 | fully | HPLC Column | SS | 14 x 4,6 mm
ProntoSIL | A202K185PS100 | BISCHOFF ProntoSIL 300-10-C18 H | C18 | 20 | 2 | 10 | 300 | L1 | fully | HPLC Column | SS | 20 x 2,0 mm
ProntoSIL | A203K185PS100 | BISCHOFF ProntoSIL 300-10-C18 H | C18 | 20 | 3 | 10 | 300 | L1 | fully | HPLC Column | SS | 20 x 3,0 mm
ProntoSIL | A204K185PS100 | BISCHOFF ProntoSIL 300-10-C18 H | C18 | 20 | 4 | 10 | 300 | L1 | fully | HPLC Column | SS | 20 x 4,0 mm
ProntoSIL | A246K185PS100 | BISCHOFF ProntoSIL 300-10-C18 H | C18 | 20 | 4.6 | 10 | 300 | L1 | fully | HPLC Column | SS | 20 x 4,6 mm
ProntoSIL | 0202K185PS100 | BISCHOFF ProntoSIL 300-10-C18 H | C18 | 25 | 2 | 10 | 300 | L1 | fully | HPLC Column | SS | 25 x 2,0 mm
ProntoSIL | 0203K185PS100 | BISCHOFF ProntoSIL 300-10-C18 H | C18 | 25 | 3 | 10 | 300 | L1 | fully | HPLC Column | SS | 25 x 3,0 mm
ProntoSIL | 0204K185PS100 | BISCHOFF ProntoSIL 300-10-C18 H | C18 | 25 | 4 | 10 | 300 | L1 | fully | HPLC Column | SS | 25 x 4,0 mm
ProntoSIL | 0246K185PS100 | BISCHOFF ProntoSIL 300-10-C18 H | C18 | 25 | 4.6 | 10 | 300 | L1 | fully | HPLC Column | SS | 25 x 4,6 mm
ProntoSIL | 0302K185PS100 | BISCHOFF ProntoSIL 300-10-C18 H | C18 | 30 | 2 | 10 | 300 | L1 | fully | HPLC Column | SS | 30 x 2,0 mm
ProntoSIL | 0303K185PS100 | BISCHOFF ProntoSIL 300-10-C18 H | C18 | 30 | 3 | 10 | 300 | L1 | fully | HPLC Column | SS | 30 x 3,0 mm
ProntoSIL | 0304K185PS100 | BISCHOFF ProntoSIL 300-10-C18 H | C18 | 30 | 4 | 10 | 300 | L1 | fully | HPLC Column | SS | 30 x 4,0 mm
ProntoSIL | 0346K185PS100 | BISCHOFF ProntoSIL 300-10-C18 H | C18 | 30 | 4.6 | 10 | 300 | L1 | fully | HPLC Column | SS | 30 x 4,6 mm
ProntoSIL | 0402K185PS100 | BISCHOFF ProntoSIL 300-10-C18 H | C18 | 33 | 2 | 10 | 300 | L1 | fully | HPLC Column | SS | 33 x 2,0 mm
ProntoSIL | 0403K185PS100 | BISCHOFF ProntoSIL 300-10-C18 H | C18 | 33 | 3 | 10 | 300 | L1 | fully | HPLC Column | SS | 33 x 3,0 mm
ProntoSIL | 0404K185PS100 | BISCHOFF ProntoSIL 300-10-C18 H | C18 | 33 | 4 | 10 | 300 | L1 | fully | HPLC Column | SS | 33 x 4,0 mm
ProntoSIL | 0446K185PS100 | BISCHOFF ProntoSIL 300-10-C18 H | C18 | 33 | 4.6 | 10 | 300 | L1 | fully | HPLC Column | SS | 33 x 4,6 mm
ProntoSIL | A402K185PS100 | BISCHOFF ProntoSIL 300-10-C18 H | C18 | 40 | 2 | 10 | 300 | L1 | fully | HPLC Column | SS | 40 x 2,0 mm
ProntoSIL | A403K185PS100 | BISCHOFF ProntoSIL 300-10-C18 H | C18 | 40 | 3 | 10 | 300 | L1 | fully | HPLC Column | SS | 40 x 3,0 mm
ProntoSIL | A404K185PS100 | BISCHOFF ProntoSIL 300-10-C18 H | C18 | 40 | 4 | 10 | 300 | L1 | fully | HPLC Column | SS | 40 x 4,0 mm
ProntoSIL | A446K185PS100 | BISCHOFF ProntoSIL 300-10-C18 H | C18 | 40 | 4.6 | 10 | 300 | L1 | fully | HPLC Column | SS | 40 x 4,6 mm
ProntoSIL | 0502K185PS100 | BISCHOFF ProntoSIL 300-10-C18 H | C18 | 50 | 2 | 10 | 300 | L1 | fully | HPLC Column | SS | 50 x 2,0 mm
ProntoSIL | 0503K185PS100 | BISCHOFF ProntoSIL 300-10-C18 H | C18 | 50 | 3 | 10 | 300 | L1 | fully | HPLC Column | SS | 50 x 3,0 mm
ProntoSIL | 0504K185PS100 | BISCHOFF ProntoSIL 300-10-C18 H | C18 | 50 | 4 | 10 | 300 | L1 | fully | HPLC Column | SS | 50 x 4,0 mm
ProntoSIL | 0546K185PS100 | BISCHOFF ProntoSIL 300-10-C18 H | C18 | 50 | 4.6 | 10 | 300 | L1 | fully | HPLC Column | SS | 50 x 4,6 mm
ProntoSIL | 0602K185PS100 | BISCHOFF ProntoSIL 300-10-C18 H | C18 | 53 | 2 | 10 | 300 | L1 | fully | HPLC Column | SS | 53 x 2,0 mm
ProntoSIL | 0603K185PS100 | BISCHOFF ProntoSIL 300-10-C18 H | C18 | 53 | 3 | 10 | 300 | L1 | fully | HPLC Column | SS | 53 x 3,0 mm
ProntoSIL | 0604K185PS100 | BISCHOFF ProntoSIL 300-10-C18 H | C18 | 53 | 4 | 10 | 300 | L1 | fully | HPLC Column | SS | 53 x 4,0 mm
ProntoSIL | 0646K185PS100 | BISCHOFF ProntoSIL 300-10-C18 H | C18 | 53 | 4.6 | 10 | 300 | L1 | fully | HPLC Column | SS | 53 x 4,6 mm
ProntoSIL | A602K185PS100 | BISCHOFF ProntoSIL 300-10-C18 H | C18 | 60 | 2 | 10 | 300 | L1 | fully | HPLC Column | SS | 60 x 2,0 mm
ProntoSIL | A603K185PS100 | BISCHOFF ProntoSIL 300-10-C18 H | C18 | 60 | 3 | 10 | 300 | L1 | fully | HPLC Column | SS | 60 x 3,0 mm
ProntoSIL | A604K185PS100 | BISCHOFF ProntoSIL 300-10-C18 H | C18 | 60 | 4 | 10 | 300 | L1 | fully | HPLC Column | SS | 60 x 4,0 mm
ProntoSIL | A646K185PS100 | BISCHOFF ProntoSIL 300-10-C18 H | C18 | 60 | 4.6 | 10 | 300 | L1 | fully | HPLC Column | SS | 60 x 4,6 mm
ProntoSIL | 0702K185PS100 | BISCHOFF ProntoSIL 300-10-C18 H | C18 | 75 | 2 | 10 | 300 | L1 | fully | HPLC Column | SS | 75 x 2,0 mm
ProntoSIL | 0703K185PS100 | BISCHOFF ProntoSIL 300-10-C18 H | C18 | 75 | 3 | 10 | 300 | L1 | fully | HPLC Column | SS | 75 x 3,0 mm
ProntoSIL | 0704K185PS100 | BISCHOFF ProntoSIL 300-10-C18 H | C18 | 75 | 4 | 10 | 300 | L1 | fully | HPLC Column | SS | 75 x 4,0 mm
ProntoSIL | 0746K185PS100 | BISCHOFF ProntoSIL 300-10-C18 H | C18 | 75 | 4.6 | 10 | 300 | L1 | fully | HPLC Column | SS | 75 x 4,6 mm
ProntoSIL | 1002K185PS100 | BISCHOFF ProntoSIL 300-10-C18 H | C18 | 100 | 2 | 10 | 300 | L1 | fully | HPLC Column | SS | 100 x 2,0 mm
ProntoSIL | 1003K185PS100 | BISCHOFF ProntoSIL 300-10-C18 H | C18 | 100 | 3 | 10 | 300 | L1 | fully | HPLC Column | SS | 100 x 3,0 mm
ProntoSIL | 1004K185PS100 | BISCHOFF ProntoSIL 300-10-C18 H | C18 | 100 | 4 | 10 | 300 | L1 | fully | HPLC Column | SS | 100 x 4,0 mm
ProntoSIL | 1046K185PS100 | BISCHOFF ProntoSIL 300-10-C18 H | C18 | 100 | 4.6 | 10 | 300 | L1 | fully | HPLC Column | SS | 100 x 4,6 mm
ProntoSIL | 1202K185PS100 | BISCHOFF ProntoSIL 300-10-C18 H | C18 | 125 | 2 | 10 | 300 | L1 | fully | HPLC Column | SS | 125 x 2,0 mm
ProntoSIL | 1203K185PS100 | BISCHOFF ProntoSIL 300-10-C18 H | C18 | 125 | 3 | 10 | 300 | L1 | fully | HPLC Column | SS | 125 x 3,0 mm
ProntoSIL | 1204K185PS100 | BISCHOFF ProntoSIL 300-10-C18 H | C18 | 125 | 4 | 10 | 300 | L1 | fully | HPLC Column | SS | 125 x 4,0 mm
ProntoSIL | 1246K185PS100 | BISCHOFF ProntoSIL 300-10-C18 H | C18 | 125 | 4.6 | 10 | 300 | L1 | fully | HPLC Column | SS | 125 x 4,6 mm
ProntoSIL | 1502K185PS100 | BISCHOFF ProntoSIL 300-10-C18 H | C18 | 150 | 2 | 10 | 300 | L1 | fully | HPLC Column | SS | 150 x 2,0 mm
ProntoSIL | 1503K185PS100 | BISCHOFF ProntoSIL 300-10-C18 H | C18 | 150 | 3 | 10 | 300 | L1 | fully | HPLC Column | SS | 150 x 3,0 mm
ProntoSIL | 1504K185PS100 | BISCHOFF ProntoSIL 300-10-C18 H | C18 | 150 | 4 | 10 | 300 | L1 | fully | HPLC Column | SS | 150 x 4,0 mm
ProntoSIL | 1546K185PS100 | BISCHOFF ProntoSIL 300-10-C18 H | C18 | 150 | 4.6 | 10 | 300 | L1 | fully | HPLC Column | SS | 150 x 4,6 mm
ProntoSIL | 2002K185PS100 | BISCHOFF ProntoSIL 300-10-C18 H | C18 | 200 | 2 | 10 | 300 | L1 | fully | HPLC Column | SS | 200 x 2,0 mm
ProntoSIL | 2003K185PS100 | BISCHOFF ProntoSIL 300-10-C18 H | C18 | 200 | 3 | 10 | 300 | L1 | fully | HPLC Column | SS | 200 x 3,0 mm
ProntoSIL | 2004K185PS100 | BISCHOFF ProntoSIL 300-10-C18 H | C18 | 200 | 4 | 10 | 300 | L1 | fully | HPLC Column | SS | 200 x 4,0 mm
ProntoSIL | 2046K185PS100 | BISCHOFF ProntoSIL 300-10-C18 H | C18 | 200 | 4.6 | 10 | 300 | L1 | fully | HPLC Column | SS | 200 x 4,6 mm
ProntoSIL | 2502K185PS100 | BISCHOFF ProntoSIL 300-10-C18 H | C18 | 250 | 2 | 10 | 300 | L1 | fully | HPLC Column | SS | 250 x 2,0 mm
ProntoSIL | 2503K185PS100 | BISCHOFF ProntoSIL 300-10-C18 H | C18 | 250 | 3 | 10 | 300 | L1 | fully | HPLC Column | SS | 250 x 3,0 mm
ProntoSIL | 2504K185PS100 | BISCHOFF ProntoSIL 300-10-C18 H | C18 | 250 | 4 | 10 | 300 | L1 | fully | HPLC Column | SS | 250 x 4,0 mm
ProntoSIL | 2546K185PS100 | BISCHOFF ProntoSIL 300-10-C18 H | C18 | 250 | 4.6 | 10 | 300 | L1 | fully | HPLC Column | SS | 250 x 4,6 mm
ProntoSIL | 3002K185PS100 | BISCHOFF ProntoSIL 300-10-C18 H | C18 | 300 | 2 | 10 | 300 | L1 | fully | HPLC Column | SS | 300 x 2,0 mm
ProntoSIL | 3003K185PS100 | BISCHOFF ProntoSIL 300-10-C18 H | C18 | 300 | 3 | 10 | 300 | L1 | fully | HPLC Column | SS | 300 x 3,0 mm
ProntoSIL | 3004K185PS100 | BISCHOFF ProntoSIL 300-10-C18 H | C18 | 300 | 4 | 10 | 300 | L1 | fully | HPLC Column | SS | 300 x 4,0 mm
ProntoSIL | 3046K185PS100 | BISCHOFF ProntoSIL 300-10-C18 H | C18 | 300 | 4.6 | 10 | 300 | L1 | fully | HPLC Column | SS | 300 x 4,6 mm
ProntoSIL | 01P4K185PS100 | BISCHOFF ProntoSIL 300-10-C18 H | C18 | 14 | 4 | 10 | 300 | L1 | fully | HPLC Column | PEEK | 14 x 4,0 mm
ProntoSIL | A2P4K185PS100 | BISCHOFF ProntoSIL 300-10-C18 H | C18 | 20 | 4 | 10 | 300 | L1 | fully | HPLC Column | PEEK | 20 x 4,0 mm
ProntoSIL | 02P4K185PS100 | BISCHOFF ProntoSIL 300-10-C18 H | C18 | 25 | 4 | 10 | 300 | L1 | fully | HPLC Column | PEEK | 25 x 4,0 mm
ProntoSIL | 03P4K185PS100 | BISCHOFF ProntoSIL 300-10-C18 H | C18 | 30 | 4 | 10 | 300 | L1 | fully | HPLC Column | PEEK | 30 x 4,0 mm
ProntoSIL | 04P4K185PS100 | BISCHOFF ProntoSIL 300-10-C18 H | C18 | 33 | 4 | 10 | 300 | L1 | fully | HPLC Column | PEEK | 33 x 4,0 mm
ProntoSIL | A4P4K185PS100 | BISCHOFF ProntoSIL 300-10-C18 H | C18 | 40 | 4 | 10 | 300 | L1 | fully | HPLC Column | PEEK | 40 x 4,0 mm
ProntoSIL | 05P4K185PS100 | BISCHOFF ProntoSIL 300-10-C18 H | C18 | 50 | 4 | 10 | 300 | L1 | fully | HPLC Column | PEEK | 50 x 4,0 mm
ProntoSIL | 06P4K185PS100 | BISCHOFF ProntoSIL 300-10-C18 H | C18 | 53 | 4 | 10 | 300 | L1 | fully | HPLC Column | PEEK | 53 x 4,0 mm
ProntoSIL | A6P4K185PS100 | BISCHOFF ProntoSIL 300-10-C18 H | C18 | 60 | 4 | 10 | 300 | L1 | fully | HPLC Column | PEEK | 60 x 4,0 mm
ProntoSIL | 07P4K185PS100 | BISCHOFF ProntoSIL 300-10-C18 H | C18 | 75 | 4 | 10 | 300 | L1 | fully | HPLC Column | PEEK | 75 x 4,0 mm
ProntoSIL | 10P4K185PS100 | BISCHOFF ProntoSIL 300-10-C18 H | C18 | 100 | 4 | 10 | 300 | L1 | fully | HPLC Column | PEEK | 100 x 4,0 mm
ProntoSIL | 12P4K185PS100 | BISCHOFF ProntoSIL 300-10-C18 H | C18 | 125 | 4 | 10 | 300 | L1 | fully | HPLC Column | PEEK | 125 x 4,0 mm
ProntoSIL | 15P4K185PS100 | BISCHOFF ProntoSIL 300-10-C18 H | C18 | 150 | 4 | 10 | 300 | L1 | fully | HPLC Column | PEEK | 150 x 4,0 mm
ProntoSIL | 20P4K185PS100 | BISCHOFF ProntoSIL 300-10-C18 H | C18 | 200 | 4 | 10 | 300 | L1 | fully | HPLC Column | PEEK | 200 x 4,0 mm
ProntoSIL | 25P4K185PS100 | BISCHOFF ProntoSIL 300-10-C18 H | C18 | 250 | 4 | 10 | 300 | L1 | fully | HPLC Column | PEEK | 250 x 4,0 mm
ProntoSIL | 30P4K185PS100 | BISCHOFF ProntoSIL 300-10-C18 H | C18 | 300 | 4 | 10 | 300 | L1 | fully | HPLC Column | PEEK | 300 x 4,0 mm
ProntoSIL | 6305K185PS100 | BISCHOFF ProntoSIL 300-10-C18 H | C18 | 5 | 4 | 10 | 300 | L1 | fully | Cartridges (5 pcs.) | SS | 5 x 4,0 mm
ProntoSIL | 6301K185PS100 | BISCHOFF ProntoSIL 300-10-C18 H | C18 | 10 | 4 | 10 | 300 | L1 | fully | Cartridges (5 pcs.) | SS | 10 x 4,0 mm
ProntoSIL | 6302K185PS100 | BISCHOFF ProntoSIL 300-10-C18 H | C18 | 20 | 4 | 10 | 300 | L1 | fully | Cartridges (5 pcs.) | SS | 20 x 4,0 mm
ProntoSIL | 63P1K185PS100 | BISCHOFF ProntoSIL 300-10-C18 H | C18 | 10 | 4 | 10 | 300 | L1 | fully | Cartridges (5 pcs.) | PEEK | 10 x 4,0 mm
ProntoSIL | 63P2K185PS100 | BISCHOFF ProntoSIL 300-10-C18 H | C18 | 20 | 4 | 10 | 300 | L1 | fully | Cartridges (5 pcs.) | PEEK | 20 x 4,0 mm
ProntoSIL | 6335K185PS100 | BISCHOFF ProntoSIL 300-10-C18 H | C18 | 5 | 3 | 10 | 300 | L1 | fully | Cartridges (5 pcs.) | SS | 5 x 3,0 mm
ProntoSIL | 6331K185PS100 | BISCHOFF ProntoSIL 300-10-C18 H | C18 | 10 | 3 | 10 | 300 | L1 | fully | Cartridges (5 pcs.) | SS | 10 x 3,0 mm
ProntoSIL | 6332K185PS100 | BISCHOFF ProntoSIL 300-10-C18 H | C18 | 20 | 3 | 10 | 300 | L1 | fully | Cartridges (5 pcs.) | SS | 20 x 3,0 mm
ProntoSIL | 6325K185PS100 | BISCHOFF ProntoSIL 300-10-C18 H | C18 | 5 | 2 | 10 | 300 | L1 | fully | Cartridges (5 pcs.) | SS | 5 x 2,0 mm
ProntoSIL | 6321K185PS100 | BISCHOFF ProntoSIL 300-10-C18 H | C18 | 10 | 2 | 10 | 300 | L1 | fully | Cartridges (5 pcs.) | SS | 10 x 2,0 mm
ProntoSIL | 6322K185PS100 | BISCHOFF ProntoSIL 300-10-C18 H | C18 | 20 | 2 | 10 | 300 | L1 | fully | Cartridges (5 pcs.) | SS | 20 x 2,0 mm
ProntoSIL | 0102H180PS030 | BISCHOFF ProntoSIL 200-3-C18 SH | C18 | 14 | 2 | 3 | 200 | L1 | fully | HPLC Column | SS | 14 x 2,0 mm
ProntoSIL | 0103H180PS030 | BISCHOFF ProntoSIL 200-3-C18 SH | C18 | 14 | 3 | 3 | 200 | L1 | fully | HPLC Column | SS | 14 x 3,0 mm
ProntoSIL | 0104H180PS030 | BISCHOFF ProntoSIL 200-3-C18 SH | C18 | 14 | 4 | 3 | 200 | L1 | fully | HPLC Column | SS | 14 x 4,0 mm
ProntoSIL | 0146H180PS030 | BISCHOFF ProntoSIL 200-3-C18 SH | C18 | 14 | 4.6 | 3 | 200 | L1 | fully | HPLC Column | SS | 14 x 4,6 mm
ProntoSIL | A202H180PS030 | BISCHOFF ProntoSIL 200-3-C18 SH | C18 | 20 | 2 | 3 | 200 | L1 | fully | HPLC Column | SS | 20 x 2,0 mm
ProntoSIL | A203H180PS030 | BISCHOFF ProntoSIL 200-3-C18 SH | C18 | 20 | 3 | 3 | 200 | L1 | fully | HPLC Column | SS | 20 x 3,0 mm
ProntoSIL | A204H180PS030 | BISCHOFF ProntoSIL 200-3-C18 SH | C18 | 20 | 4 | 3 | 200 | L1 | fully | HPLC Column | SS | 20 x 4,0 mm
ProntoSIL | A246H180PS030 | BISCHOFF ProntoSIL 200-3-C18 SH | C18 | 20 | 4.6 | 3 | 200 | L1 | fully | HPLC Column | SS | 20 x 4,6 mm
ProntoSIL | 0202H180PS030 | BISCHOFF ProntoSIL 200-3-C18 SH | C18 | 25 | 2 | 3 | 200 | L1 | fully | HPLC Column | SS | 25 x 2,0 mm
ProntoSIL | 0203H180PS030 | BISCHOFF ProntoSIL 200-3-C18 SH | C18 | 25 | 3 | 3 | 200 | L1 | fully | HPLC Column | SS | 25 x 3,0 mm
ProntoSIL | 0204H180PS030 | BISCHOFF ProntoSIL 200-3-C18 SH | C18 | 25 | 4 | 3 | 200 | L1 | fully | HPLC Column | SS | 25 x 4,0 mm
ProntoSIL | 0246H180PS030 | BISCHOFF ProntoSIL 200-3-C18 SH | C18 | 25 | 4.6 | 3 | 200 | L1 | fully | HPLC Column | SS | 25 x 4,6 mm
ProntoSIL | 0302H180PS030 | BISCHOFF ProntoSIL 200-3-C18 SH | C18 | 30 | 2 | 3 | 200 | L1 | fully | HPLC Column | SS | 30 x 2,0 mm
ProntoSIL | 0303H180PS030 | BISCHOFF ProntoSIL 200-3-C18 SH | C18 | 30 | 3 | 3 | 200 | L1 | fully | HPLC Column | SS | 30 x 3,0 mm
ProntoSIL | 0304H180PS030 | BISCHOFF ProntoSIL 200-3-C18 SH | C18 | 30 | 4 | 3 | 200 | L1 | fully | HPLC Column | SS | 30 x 4,0 mm
ProntoSIL | 0346H180PS030 | BISCHOFF ProntoSIL 200-3-C18 SH | C18 | 30 | 4.6 | 3 | 200 | L1 | fully | HPLC Column | SS | 30 x 4,6 mm
ProntoSIL | 0402H180PS030 | BISCHOFF ProntoSIL 200-3-C18 SH | C18 | 33 | 2 | 3 | 200 | L1 | fully | HPLC Column | SS | 33 x 2,0 mm
ProntoSIL | 0403H180PS030 | BISCHOFF ProntoSIL 200-3-C18 SH | C18 | 33 | 3 | 3 | 200 | L1 | fully | HPLC Column | SS | 33 x 3,0 mm
ProntoSIL | 0404H180PS030 | BISCHOFF ProntoSIL 200-3-C18 SH | C18 | 33 | 4 | 3 | 200 | L1 | fully | HPLC Column | SS | 33 x 4,0 mm
ProntoSIL | 0446H180PS030 | BISCHOFF ProntoSIL 200-3-C18 SH | C18 | 33 | 4.6 | 3 | 200 | L1 | fully | HPLC Column | SS | 33 x 4,6 mm
ProntoSIL | A402H180PS030 | BISCHOFF ProntoSIL 200-3-C18 SH | C18 | 40 | 2 | 3 | 200 | L1 | fully | HPLC Column | SS | 40 x 2,0 mm
ProntoSIL | A403H180PS030 | BISCHOFF ProntoSIL 200-3-C18 SH | C18 | 40 | 3 | 3 | 200 | L1 | fully | HPLC Column | SS | 40 x 3,0 mm
ProntoSIL | A404H180PS030 | BISCHOFF ProntoSIL 200-3-C18 SH | C18 | 40 | 4 | 3 | 200 | L1 | fully | HPLC Column | SS | 40 x 4,0 mm
ProntoSIL | A446H180PS030 | BISCHOFF ProntoSIL 200-3-C18 SH | C18 | 40 | 4.6 | 3 | 200 | L1 | fully | HPLC Column | SS | 40 x 4,6 mm
ProntoSIL | 0502H180PS030 | BISCHOFF ProntoSIL 200-3-C18 SH | C18 | 50 | 2 | 3 | 200 | L1 | fully | HPLC Column | SS | 50 x 2,0 mm
ProntoSIL | 0503H180PS030 | BISCHOFF ProntoSIL 200-3-C18 SH | C18 | 50 | 3 | 3 | 200 | L1 | fully | HPLC Column | SS | 50 x 3,0 mm
ProntoSIL | 0504H180PS030 | BISCHOFF ProntoSIL 200-3-C18 SH | C18 | 50 | 4 | 3 | 200 | L1 | fully | HPLC Column | SS | 50 x 4,0 mm
ProntoSIL | 0546H180PS030 | BISCHOFF ProntoSIL 200-3-C18 SH | C18 | 50 | 4.6 | 3 | 200 | L1 | fully | HPLC Column | SS | 50 x 4,6 mm
ProntoSIL | 0602H180PS030 | BISCHOFF ProntoSIL 200-3-C18 SH | C18 | 53 | 2 | 3 | 200 | L1 | fully | HPLC Column | SS | 53 x 2,0 mm
ProntoSIL | 0603H180PS030 | BISCHOFF ProntoSIL 200-3-C18 SH | C18 | 53 | 3 | 3 | 200 | L1 | fully | HPLC Column | SS | 53 x 3,0 mm
ProntoSIL | 0604H180PS030 | BISCHOFF ProntoSIL 200-3-C18 SH | C18 | 53 | 4 | 3 | 200 | L1 | fully | HPLC Column | SS | 53 x 4,0 mm
ProntoSIL | 0646H180PS030 | BISCHOFF ProntoSIL 200-3-C18 SH | C18 | 53 | 4.6 | 3 | 200 | L1 | fully | HPLC Column | SS | 53 x 4,6 mm
ProntoSIL | A602H180PS030 | BISCHOFF ProntoSIL 200-3-C18 SH | C18 | 60 | 2 | 3 | 200 | L1 | fully | HPLC Column | SS | 60 x 2,0 mm
ProntoSIL | A603H180PS030 | BISCHOFF ProntoSIL 200-3-C18 SH | C18 | 60 | 3 | 3 | 200 | L1 | fully | HPLC Column | SS | 60 x 3,0 mm
ProntoSIL | A604H180PS030 | BISCHOFF ProntoSIL 200-3-C18 SH | C18 | 60 | 4 | 3 | 200 | L1 | fully | HPLC Column | SS | 60 x 4,0 mm
ProntoSIL | A646H180PS030 | BISCHOFF ProntoSIL 200-3-C18 SH | C18 | 60 | 4.6 | 3 | 200 | L1 | fully | HPLC Column | SS | 60 x 4,6 mm
ProntoSIL | 0702H180PS030 | BISCHOFF ProntoSIL 200-3-C18 SH | C18 | 75 | 2 | 3 | 200 | L1 | fully | HPLC Column | SS | 75 x 2,0 mm
ProntoSIL | 0703H180PS030 | BISCHOFF ProntoSIL 200-3-C18 SH | C18 | 75 | 3 | 3 | 200 | L1 | fully | HPLC Column | SS | 75 x 3,0 mm
ProntoSIL | 0704H180PS030 | BISCHOFF ProntoSIL 200-3-C18 SH | C18 | 75 | 4 | 3 | 200 | L1 | fully | HPLC Column | SS | 75 x 4,0 mm
ProntoSIL | 0746H180PS030 | BISCHOFF ProntoSIL 200-3-C18 SH | C18 | 75 | 4.6 | 3 | 200 | L1 | fully | HPLC Column | SS | 75 x 4,6 mm
ProntoSIL | 1002H180PS030 | BISCHOFF ProntoSIL 200-3-C18 SH | C18 | 100 | 2 | 3 | 200 | L1 | fully | HPLC Column | SS | 100 x 2,0 mm
ProntoSIL | 1003H180PS030 | BISCHOFF ProntoSIL 200-3-C18 SH | C18 | 100 | 3 | 3 | 200 | L1 | fully | HPLC Column | SS | 100 x 3,0 mm
ProntoSIL | 1004H180PS030 | BISCHOFF ProntoSIL 200-3-C18 SH | C18 | 100 | 4 | 3 | 200 | L1 | fully | HPLC Column | SS | 100 x 4,0 mm
ProntoSIL | 1046H180PS030 | BISCHOFF ProntoSIL 200-3-C18 SH | C18 | 100 | 4.6 | 3 | 200 | L1 | fully | HPLC Column | SS | 100 x 4,6 mm
ProntoSIL | 1202H180PS030 | BISCHOFF ProntoSIL 200-3-C18 SH | C18 | 125 | 2 | 3 | 200 | L1 | fully | HPLC Column | SS | 125 x 2,0 mm
ProntoSIL | 1203H180PS030 | BISCHOFF ProntoSIL 200-3-C18 SH | C18 | 125 | 3 | 3 | 200 | L1 | fully | HPLC Column | SS | 125 x 3,0 mm
ProntoSIL | 1204H180PS030 | BISCHOFF ProntoSIL 200-3-C18 SH | C18 | 125 | 4 | 3 | 200 | L1 | fully | HPLC Column | SS | 125 x 4,0 mm
ProntoSIL | 1246H180PS030 | BISCHOFF ProntoSIL 200-3-C18 SH | C18 | 125 | 4.6 | 3 | 200 | L1 | fully | HPLC Column | SS | 125 x 4,6 mm
ProntoSIL | 1502H180PS030 | BISCHOFF ProntoSIL 200-3-C18 SH | C18 | 150 | 2 | 3 | 200 | L1 | fully | HPLC Column | SS | 150 x 2,0 mm
ProntoSIL | 1503H180PS030 | BISCHOFF ProntoSIL 200-3-C18 SH | C18 | 150 | 3 | 3 | 200 | L1 | fully | HPLC Column | SS | 150 x 3,0 mm
ProntoSIL | 1504H180PS030 | BISCHOFF ProntoSIL 200-3-C18 SH | C18 | 150 | 4 | 3 | 200 | L1 | fully | HPLC Column | SS | 150 x 4,0 mm
ProntoSIL | 1546H180PS030 | BISCHOFF ProntoSIL 200-3-C18 SH | C18 | 150 | 4.6 | 3 | 200 | L1 | fully | HPLC Column | SS | 150 x 4,6 mm
ProntoSIL | 2002H180PS030 | BISCHOFF ProntoSIL 200-3-C18 SH | C18 | 200 | 2 | 3 | 200 | L1 | fully | HPLC Column | SS | 200 x 2,0 mm
ProntoSIL | 2003H180PS030 | BISCHOFF ProntoSIL 200-3-C18 SH | C18 | 200 | 3 | 3 | 200 | L1 | fully | HPLC Column | SS | 200 x 3,0 mm
ProntoSIL | 2004H180PS030 | BISCHOFF ProntoSIL 200-3-C18 SH | C18 | 200 | 4 | 3 | 200 | L1 | fully | HPLC Column | SS | 200 x 4,0 mm
ProntoSIL | 2046H180PS030 | BISCHOFF ProntoSIL 200-3-C18 SH | C18 | 200 | 4.6 | 3 | 200 | L1 | fully | HPLC Column | SS | 200 x 4,6 mm
ProntoSIL | 2502H180PS030 | BISCHOFF ProntoSIL 200-3-C18 SH | C18 | 250 | 2 | 3 | 200 | L1 | fully | HPLC Column | SS | 250 x 2,0 mm
ProntoSIL | 2503H180PS030 | BISCHOFF ProntoSIL 200-3-C18 SH | C18 | 250 | 3 | 3 | 200 | L1 | fully | HPLC Column | SS | 250 x 3,0 mm
ProntoSIL | 2504H180PS030 | BISCHOFF ProntoSIL 200-3-C18 SH | C18 | 250 | 4 | 3 | 200 | L1 | fully | HPLC Column | SS | 250 x 4,0 mm
ProntoSIL | 2546H180PS030 | BISCHOFF ProntoSIL 200-3-C18 SH | C18 | 250 | 4.6 | 3 | 200 | L1 | fully | HPLC Column | SS | 250 x 4,6 mm
ProntoSIL | 3002H180PS030 | BISCHOFF ProntoSIL 200-3-C18 SH | C18 | 300 | 2 | 3 | 200 | L1 | fully | HPLC Column | SS | 300 x 2,0 mm
ProntoSIL | 3003H180PS030 | BISCHOFF ProntoSIL 200-3-C18 SH | C18 | 300 | 3 | 3 | 200 | L1 | fully | HPLC Column | SS | 300 x 3,0 mm
ProntoSIL | 3004H180PS030 | BISCHOFF ProntoSIL 200-3-C18 SH | C18 | 300 | 4 | 3 | 200 | L1 | fully | HPLC Column | SS | 300 x 4,0 mm
ProntoSIL | 3046H180PS030 | BISCHOFF ProntoSIL 200-3-C18 SH | C18 | 300 | 4.6 | 3 | 200 | L1 | fully | HPLC Column | SS | 300 x 4,6 mm
ProntoSIL | 01P4H180PS030 | BISCHOFF ProntoSIL 200-3-C18 SH | C18 | 14 | 4 | 3 | 200 | L1 | fully | HPLC Column | PEEK | 14 x 4,0 mm
ProntoSIL | A2P4H180PS030 | BISCHOFF ProntoSIL 200-3-C18 SH | C18 | 20 | 4 | 3 | 200 | L1 | fully | HPLC Column | PEEK | 20 x 4,0 mm
ProntoSIL | 02P4H180PS030 | BISCHOFF ProntoSIL 200-3-C18 SH | C18 | 25 | 4 | 3 | 200 | L1 | fully | HPLC Column | PEEK | 25 x 4,0 mm
ProntoSIL | 03P4H180PS030 | BISCHOFF ProntoSIL 200-3-C18 SH | C18 | 30 | 4 | 3 | 200 | L1 | fully | HPLC Column | PEEK | 30 x 4,0 mm
ProntoSIL | 04P4H180PS030 | BISCHOFF ProntoSIL 200-3-C18 SH | C18 | 33 | 4 | 3 | 200 | L1 | fully | HPLC Column | PEEK | 33 x 4,0 mm
ProntoSIL | A4P4H180PS030 | BISCHOFF ProntoSIL 200-3-C18 SH | C18 | 40 | 4 | 3 | 200 | L1 | fully | HPLC Column | PEEK | 40 x 4,0 mm
ProntoSIL | 05P4H180PS030 | BISCHOFF ProntoSIL 200-3-C18 SH | C18 | 50 | 4 | 3 | 200 | L1 | fully | HPLC Column | PEEK | 50 x 4,0 mm
ProntoSIL | 06P4H180PS030 | BISCHOFF ProntoSIL 200-3-C18 SH | C18 | 53 | 4 | 3 | 200 | L1 | fully | HPLC Column | PEEK | 53 x 4,0 mm
ProntoSIL | A6P4H180PS030 | BISCHOFF ProntoSIL 200-3-C18 SH | C18 | 60 | 4 | 3 | 200 | L1 | fully | HPLC Column | PEEK | 60 x 4,0 mm
ProntoSIL | 07P4H180PS030 | BISCHOFF ProntoSIL 200-3-C18 SH | C18 | 75 | 4 | 3 | 200 | L1 | fully | HPLC Column | PEEK | 75 x 4,0 mm
ProntoSIL | 10P4H180PS030 | BISCHOFF ProntoSIL 200-3-C18 SH | C18 | 100 | 4 | 3 | 200 | L1 | fully | HPLC Column | PEEK | 100 x 4,0 mm
ProntoSIL | 12P4H180PS030 | BISCHOFF ProntoSIL 200-3-C18 SH | C18 | 125 | 4 | 3 | 200 | L1 | fully | HPLC Column | PEEK | 125 x 4,0 mm
ProntoSIL | 15P4H180PS030 | BISCHOFF ProntoSIL 200-3-C18 SH | C18 | 150 | 4 | 3 | 200 | L1 | fully | HPLC Column | PEEK | 150 x 4,0 mm
ProntoSIL | 20P4H180PS030 | BISCHOFF ProntoSIL 200-3-C18 SH | C18 | 200 | 4 | 3 | 200 | L1 | fully | HPLC Column | PEEK | 200 x 4,0 mm
ProntoSIL | 25P4H180PS030 | BISCHOFF ProntoSIL 200-3-C18 SH | C18 | 250 | 4 | 3 | 200 | L1 | fully | HPLC Column | PEEK | 250 x 4,0 mm
ProntoSIL | 30P4H180PS030 | BISCHOFF ProntoSIL 200-3-C18 SH | C18 | 300 | 4 | 3 | 200 | L1 | fully | HPLC Column | PEEK | 300 x 4,0 mm
ProntoSIL | 6305H180PS030 | BISCHOFF ProntoSIL 200-3-C18 SH | C18 | 5 | 4 | 3 | 200 | L1 | fully | Cartridges (5 pcs.) | SS | 5 x 4,0 mm
ProntoSIL | 6301H180PS030 | BISCHOFF ProntoSIL 200-3-C18 SH | C18 | 10 | 4 | 3 | 200 | L1 | fully | Cartridges (5 pcs.) | SS | 10 x 4,0 mm
ProntoSIL | 6302H180PS030 | BISCHOFF ProntoSIL 200-3-C18 SH | C18 | 20 | 4 | 3 | 200 | L1 | fully | Cartridges (5 pcs.) | SS | 20 x 4,0 mm
ProntoSIL | 63P1H180PS030 | BISCHOFF ProntoSIL 200-3-C18 SH | C18 | 10 | 4 | 3 | 200 | L1 | fully | Cartridges (5 pcs.) | PEEK | 10 x 4,0 mm
ProntoSIL | 63P2H180PS030 | BISCHOFF ProntoSIL 200-3-C18 SH | C18 | 20 | 4 | 3 | 200 | L1 | fully | Cartridges (5 pcs.) | PEEK | 20 x 4,0 mm
ProntoSIL | 6335H180PS030 | BISCHOFF ProntoSIL 200-3-C18 SH | C18 | 5 | 3 | 3 | 200 | L1 | fully | Cartridges (5 pcs.) | SS | 5 x 3,0 mm
ProntoSIL | 6331H180PS030 | BISCHOFF ProntoSIL 200-3-C18 SH | C18 | 10 | 3 | 3 | 200 | L1 | fully | Cartridges (5 pcs.) | SS | 10 x 3,0 mm
ProntoSIL | 6332H180PS030 | BISCHOFF ProntoSIL 200-3-C18 SH | C18 | 20 | 3 | 3 | 200 | L1 | fully | Cartridges (5 pcs.) | SS | 20 x 3,0 mm
ProntoSIL | 6325H180PS030 | BISCHOFF ProntoSIL 200-3-C18 SH | C18 | 5 | 2 | 3 | 200 | L1 | fully | Cartridges (5 pcs.) | SS | 5 x 2,0 mm
ProntoSIL | 6321H180PS030 | BISCHOFF ProntoSIL 200-3-C18 SH | C18 | 10 | 2 | 3 | 200 | L1 | fully | Cartridges (5 pcs.) | SS | 10 x 2,0 mm
ProntoSIL | 6322H180PS030 | BISCHOFF ProntoSIL 200-3-C18 SH | C18 | 20 | 2 | 3 | 200 | L1 | fully | Cartridges (5 pcs.) | SS | 20 x 2,0 mm
ProntoSIL | 0102H180PS050 | BISCHOFF ProntoSIL 200-5-C18 SH | C18 | 14 | 2 | 5 | 200 | L1 | fully | HPLC Column | SS | 14 x 2,0 mm
ProntoSIL | 0103H180PS050 | BISCHOFF ProntoSIL 200-5-C18 SH | C18 | 14 | 3 | 5 | 200 | L1 | fully | HPLC Column | SS | 14 x 3,0 mm
ProntoSIL | 0104H180PS050 | BISCHOFF ProntoSIL 200-5-C18 SH | C18 | 14 | 4 | 5 | 200 | L1 | fully | HPLC Column | SS | 14 x 4,0 mm
ProntoSIL | 0146H180PS050 | BISCHOFF ProntoSIL 200-5-C18 SH | C18 | 14 | 4.6 | 5 | 200 | L1 | fully | HPLC Column | SS | 14 x 4,6 mm
ProntoSIL | A202H180PS050 | BISCHOFF ProntoSIL 200-5-C18 SH | C18 | 20 | 2 | 5 | 200 | L1 | fully | HPLC Column | SS | 20 x 2,0 mm
ProntoSIL | A203H180PS050 | BISCHOFF ProntoSIL 200-5-C18 SH | C18 | 20 | 3 | 5 | 200 | L1 | fully | HPLC Column | SS | 20 x 3,0 mm
ProntoSIL | A204H180PS050 | BISCHOFF ProntoSIL 200-5-C18 SH | C18 | 20 | 4 | 5 | 200 | L1 | fully | HPLC Column | SS | 20 x 4,0 mm
ProntoSIL | A246H180PS050 | BISCHOFF ProntoSIL 200-5-C18 SH | C18 | 20 | 4.6 | 5 | 200 | L1 | fully | HPLC Column | SS | 20 x 4,6 mm
ProntoSIL | 0202H180PS050 | BISCHOFF ProntoSIL 200-5-C18 SH | C18 | 25 | 2 | 5 | 200 | L1 | fully | HPLC Column | SS | 25 x 2,0 mm
ProntoSIL | 0203H180PS050 | BISCHOFF ProntoSIL 200-5-C18 SH | C18 | 25 | 3 | 5 | 200 | L1 | fully | HPLC Column | SS | 25 x 3,0 mm
ProntoSIL | 0204H180PS050 | BISCHOFF ProntoSIL 200-5-C18 SH | C18 | 25 | 4 | 5 | 200 | L1 | fully | HPLC Column | SS | 25 x 4,0 mm
ProntoSIL | 0246H180PS050 | BISCHOFF ProntoSIL 200-5-C18 SH | C18 | 25 | 4.6 | 5 | 200 | L1 | fully | HPLC Column | SS | 25 x 4,6 mm
ProntoSIL | 0302H180PS050 | BISCHOFF ProntoSIL 200-5-C18 SH | C18 | 30 | 2 | 5 | 200 | L1 | fully | HPLC Column | SS | 30 x 2,0 mm
ProntoSIL | 0303H180PS050 | BISCHOFF ProntoSIL 200-5-C18 SH | C18 | 30 | 3 | 5 | 200 | L1 | fully | HPLC Column | SS | 30 x 3,0 mm
ProntoSIL | 0304H180PS050 | BISCHOFF ProntoSIL 200-5-C18 SH | C18 | 30 | 4 | 5 | 200 | L1 | fully | HPLC Column | SS | 30 x 4,0 mm
ProntoSIL | 0346H180PS050 | BISCHOFF ProntoSIL 200-5-C18 SH | C18 | 30 | 4.6 | 5 | 200 | L1 | fully | HPLC Column | SS | 30 x 4,6 mm
ProntoSIL | 0402H180PS050 | BISCHOFF ProntoSIL 200-5-C18 SH | C18 | 33 | 2 | 5 | 200 | L1 | fully | HPLC Column | SS | 33 x 2,0 mm
ProntoSIL | 0403H180PS050 | BISCHOFF ProntoSIL 200-5-C18 SH | C18 | 33 | 3 | 5 | 200 | L1 | fully | HPLC Column | SS | 33 x 3,0 mm
ProntoSIL | 0404H180PS050 | BISCHOFF ProntoSIL 200-5-C18 SH | C18 | 33 | 4 | 5 | 200 | L1 | fully | HPLC Column | SS | 33 x 4,0 mm
ProntoSIL | 0446H180PS050 | BISCHOFF ProntoSIL 200-5-C18 SH | C18 | 33 | 4.6 | 5 | 200 | L1 | fully | HPLC Column | SS | 33 x 4,6 mm
ProntoSIL | A402H180PS050 | BISCHOFF ProntoSIL 200-5-C18 SH | C18 | 40 | 2 | 5 | 200 | L1 | fully | HPLC Column | SS | 40 x 2,0 mm
ProntoSIL | A403H180PS050 | BISCHOFF ProntoSIL 200-5-C18 SH | C18 | 40 | 3 | 5 | 200 | L1 | fully | HPLC Column | SS | 40 x 3,0 mm
ProntoSIL | A404H180PS050 | BISCHOFF ProntoSIL 200-5-C18 SH | C18 | 40 | 4 | 5 | 200 | L1 | fully | HPLC Column | SS | 40 x 4,0 mm
ProntoSIL | A446H180PS050 | BISCHOFF ProntoSIL 200-5-C18 SH | C18 | 40 | 4.6 | 5 | 200 | L1 | fully | HPLC Column | SS | 40 x 4,6 mm
ProntoSIL | 0502H180PS050 | BISCHOFF ProntoSIL 200-5-C18 SH | C18 | 50 | 2 | 5 | 200 | L1 | fully | HPLC Column | SS | 50 x 2,0 mm
ProntoSIL | 0503H180PS050 | BISCHOFF ProntoSIL 200-5-C18 SH | C18 | 50 | 3 | 5 | 200 | L1 | fully | HPLC Column | SS | 50 x 3,0 mm
ProntoSIL | 0504H180PS050 | BISCHOFF ProntoSIL 200-5-C18 SH | C18 | 50 | 4 | 5 | 200 | L1 | fully | HPLC Column | SS | 50 x 4,0 mm
ProntoSIL | 0546H180PS050 | BISCHOFF ProntoSIL 200-5-C18 SH | C18 | 50 | 4.6 | 5 | 200 | L1 | fully | HPLC Column | SS | 50 x 4,6 mm
ProntoSIL | 0602H180PS050 | BISCHOFF ProntoSIL 200-5-C18 SH | C18 | 53 | 2 | 5 | 200 | L1 | fully | HPLC Column | SS | 53 x 2,0 mm
ProntoSIL | 0603H180PS050 | BISCHOFF ProntoSIL 200-5-C18 SH | C18 | 53 | 3 | 5 | 200 | L1 | fully | HPLC Column | SS | 53 x 3,0 mm
ProntoSIL | 0604H180PS050 | BISCHOFF ProntoSIL 200-5-C18 SH | C18 | 53 | 4 | 5 | 200 | L1 | fully | HPLC Column | SS | 53 x 4,0 mm
ProntoSIL | 0646H180PS050 | BISCHOFF ProntoSIL 200-5-C18 SH | C18 | 53 | 4.6 | 5 | 200 | L1 | fully | HPLC Column | SS | 53 x 4,6 mm
ProntoSIL | A602H180PS050 | BISCHOFF ProntoSIL 200-5-C18 SH | C18 | 60 | 2 | 5 | 200 | L1 | fully | HPLC Column | SS | 60 x 2,0 mm
ProntoSIL | A603H180PS050 | BISCHOFF ProntoSIL 200-5-C18 SH | C18 | 60 | 3 | 5 | 200 | L1 | fully | HPLC Column | SS | 60 x 3,0 mm
ProntoSIL | A604H180PS050 | BISCHOFF ProntoSIL 200-5-C18 SH | C18 | 60 | 4 | 5 | 200 | L1 | fully | HPLC Column | SS | 60 x 4,0 mm
ProntoSIL | A646H180PS050 | BISCHOFF ProntoSIL 200-5-C18 SH | C18 | 60 | 4.6 | 5 | 200 | L1 | fully | HPLC Column | SS | 60 x 4,6 mm
ProntoSIL | 0702H180PS050 | BISCHOFF ProntoSIL 200-5-C18 SH | C18 | 75 | 2 | 5 | 200 | L1 | fully | HPLC Column | SS | 75 x 2,0 mm
ProntoSIL | 0703H180PS050 | BISCHOFF ProntoSIL 200-5-C18 SH | C18 | 75 | 3 | 5 | 200 | L1 | fully | HPLC Column | SS | 75 x 3,0 mm
ProntoSIL | 0704H180PS050 | BISCHOFF ProntoSIL 200-5-C18 SH | C18 | 75 | 4 | 5 | 200 | L1 | fully | HPLC Column | SS | 75 x 4,0 mm
ProntoSIL | 0746H180PS050 | BISCHOFF ProntoSIL 200-5-C18 SH | C18 | 75 | 4.6 | 5 | 200 | L1 | fully | HPLC Column | SS | 75 x 4,6 mm
ProntoSIL | 1002H180PS050 | BISCHOFF ProntoSIL 200-5-C18 SH | C18 | 100 | 2 | 5 | 200 | L1 | fully | HPLC Column | SS | 100 x 2,0 mm
ProntoSIL | 1003H180PS050 | BISCHOFF ProntoSIL 200-5-C18 SH | C18 | 100 | 3 | 5 | 200 | L1 | fully | HPLC Column | SS | 100 x 3,0 mm
ProntoSIL | 1004H180PS050 | BISCHOFF ProntoSIL 200-5-C18 SH | C18 | 100 | 4 | 5 | 200 | L1 | fully | HPLC Column | SS | 100 x 4,0 mm
ProntoSIL | 1046H180PS050 | BISCHOFF ProntoSIL 200-5-C18 SH | C18 | 100 | 4.6 | 5 | 200 | L1 | fully | HPLC Column | SS | 100 x 4,6 mm
ProntoSIL | 1202H180PS050 | BISCHOFF ProntoSIL 200-5-C18 SH | C18 | 125 | 2 | 5 | 200 | L1 | fully | HPLC Column | SS | 125 x 2,0 mm
ProntoSIL | 1203H180PS050 | BISCHOFF ProntoSIL 200-5-C18 SH | C18 | 125 | 3 | 5 | 200 | L1 | fully | HPLC Column | SS | 125 x 3,0 mm
ProntoSIL | 1204H180PS050 | BISCHOFF ProntoSIL 200-5-C18 SH | C18 | 125 | 4 | 5 | 200 | L1 | fully | HPLC Column | SS | 125 x 4,0 mm
ProntoSIL | 1246H180PS050 | BISCHOFF ProntoSIL 200-5-C18 SH | C18 | 125 | 4.6 | 5 | 200 | L1 | fully | HPLC Column | SS | 125 x 4,6 mm
ProntoSIL | 1502H180PS050 | BISCHOFF ProntoSIL 200-5-C18 SH | C18 | 150 | 2 | 5 | 200 | L1 | fully | HPLC Column | SS | 150 x 2,0 mm
ProntoSIL | 1503H180PS050 | BISCHOFF ProntoSIL 200-5-C18 SH | C18 | 150 | 3 | 5 | 200 | L1 | fully | HPLC Column | SS | 150 x 3,0 mm
ProntoSIL | 1504H180PS050 | BISCHOFF ProntoSIL 200-5-C18 SH | C18 | 150 | 4 | 5 | 200 | L1 | fully | HPLC Column | SS | 150 x 4,0 mm
ProntoSIL | 1546H180PS050 | BISCHOFF ProntoSIL 200-5-C18 SH | C18 | 150 | 4.6 | 5 | 200 | L1 | fully | HPLC Column | SS | 150 x 4,6 mm
ProntoSIL | 2002H180PS050 | BISCHOFF ProntoSIL 200-5-C18 SH | C18 | 200 | 2 | 5 | 200 | L1 | fully | HPLC Column | SS | 200 x 2,0 mm
ProntoSIL | 2003H180PS050 | BISCHOFF ProntoSIL 200-5-C18 SH | C18 | 200 | 3 | 5 | 200 | L1 | fully | HPLC Column | SS | 200 x 3,0 mm
ProntoSIL | 2004H180PS050 | BISCHOFF ProntoSIL 200-5-C18 SH | C18 | 200 | 4 | 5 | 200 | L1 | fully | HPLC Column | SS | 200 x 4,0 mm
ProntoSIL | 2046H180PS050 | BISCHOFF ProntoSIL 200-5-C18 SH | C18 | 200 | 4.6 | 5 | 200 | L1 | fully | HPLC Column | SS | 200 x 4,6 mm
ProntoSIL | 2502H180PS050 | BISCHOFF ProntoSIL 200-5-C18 SH | C18 | 250 | 2 | 5 | 200 | L1 | fully | HPLC Column | SS | 250 x 2,0 mm
ProntoSIL | 2503H180PS050 | BISCHOFF ProntoSIL 200-5-C18 SH | C18 | 250 | 3 | 5 | 200 | L1 | fully | HPLC Column | SS | 250 x 3,0 mm
ProntoSIL | 2504H180PS050 | BISCHOFF ProntoSIL 200-5-C18 SH | C18 | 250 | 4 | 5 | 200 | L1 | fully | HPLC Column | SS | 250 x 4,0 mm
ProntoSIL | 2546H180PS050 | BISCHOFF ProntoSIL 200-5-C18 SH | C18 | 250 | 4.6 | 5 | 200 | L1 | fully | HPLC Column | SS | 250 x 4,6 mm
ProntoSIL | 3002H180PS050 | BISCHOFF ProntoSIL 200-5-C18 SH | C18 | 300 | 2 | 5 | 200 | L1 | fully | HPLC Column | SS | 300 x 2,0 mm
ProntoSIL | 3003H180PS050 | BISCHOFF ProntoSIL 200-5-C18 SH | C18 | 300 | 3 | 5 | 200 | L1 | fully | HPLC Column | SS | 300 x 3,0 mm
ProntoSIL | 3004H180PS050 | BISCHOFF ProntoSIL 200-5-C18 SH | C18 | 300 | 4 | 5 | 200 | L1 | fully | HPLC Column | SS | 300 x 4,0 mm
ProntoSIL | 3046H180PS050 | BISCHOFF ProntoSIL 200-5-C18 SH | C18 | 300 | 4.6 | 5 | 200 | L1 | fully | HPLC Column | SS | 300 x 4,6 mm
ProntoSIL | 01P4H180PS050 | BISCHOFF ProntoSIL 200-5-C18 SH | C18 | 14 | 4 | 5 | 200 | L1 | fully | HPLC Column | PEEK | 14 x 4,0 mm
ProntoSIL | A2P4H180PS050 | BISCHOFF ProntoSIL 200-5-C18 SH | C18 | 20 | 4 | 5 | 200 | L1 | fully | HPLC Column | PEEK | 20 x 4,0 mm
ProntoSIL | 02P4H180PS050 | BISCHOFF ProntoSIL 200-5-C18 SH | C18 | 25 | 4 | 5 | 200 | L1 | fully | HPLC Column | PEEK | 25 x 4,0 mm
ProntoSIL | 03P4H180PS050 | BISCHOFF ProntoSIL 200-5-C18 SH | C18 | 30 | 4 | 5 | 200 | L1 | fully | HPLC Column | PEEK | 30 x 4,0 mm
ProntoSIL | 04P4H180PS050 | BISCHOFF ProntoSIL 200-5-C18 SH | C18 | 33 | 4 | 5 | 200 | L1 | fully | HPLC Column | PEEK | 33 x 4,0 mm
ProntoSIL | A4P4H180PS050 | BISCHOFF ProntoSIL 200-5-C18 SH | C18 | 40 | 4 | 5 | 200 | L1 | fully | HPLC Column | PEEK | 40 x 4,0 mm
ProntoSIL | 05P4H180PS050 | BISCHOFF ProntoSIL 200-5-C18 SH | C18 | 50 | 4 | 5 | 200 | L1 | fully | HPLC Column | PEEK | 50 x 4,0 mm
ProntoSIL | 06P4H180PS050 | BISCHOFF ProntoSIL 200-5-C18 SH | C18 | 53 | 4 | 5 | 200 | L1 | fully | HPLC Column | PEEK | 53 x 4,0 mm
ProntoSIL | A6P4H180PS050 | BISCHOFF ProntoSIL 200-5-C18 SH | C18 | 60 | 4 | 5 | 200 | L1 | fully | HPLC Column | PEEK | 60 x 4,0 mm
ProntoSIL | 07P4H180PS050 | BISCHOFF ProntoSIL 200-5-C18 SH | C18 | 75 | 4 | 5 | 200 | L1 | fully | HPLC Column | PEEK | 75 x 4,0 mm
ProntoSIL | 10P4H180PS050 | BISCHOFF ProntoSIL 200-5-C18 SH | C18 | 100 | 4 | 5 | 200 | L1 | fully | HPLC Column | PEEK | 100 x 4,0 mm
ProntoSIL | 12P4H180PS050 | BISCHOFF ProntoSIL 200-5-C18 SH | C18 | 125 | 4 | 5 | 200 | L1 | fully | HPLC Column | PEEK | 125 x 4,0 mm
ProntoSIL | 15P4H180PS050 | BISCHOFF ProntoSIL 200-5-C18 SH | C18 | 150 | 4 | 5 | 200 | L1 | fully | HPLC Column | PEEK | 150 x 4,0 mm
ProntoSIL | 20P4H180PS050 | BISCHOFF ProntoSIL 200-5-C18 SH | C18 | 200 | 4 | 5 | 200 | L1 | fully | HPLC Column | PEEK | 200 x 4,0 mm
ProntoSIL | 25P4H180PS050 | BISCHOFF ProntoSIL 200-5-C18 SH | C18 | 250 | 4 | 5 | 200 | L1 | fully | HPLC Column | PEEK | 250 x 4,0 mm
ProntoSIL | 30P4H180PS050 | BISCHOFF ProntoSIL 200-5-C18 SH | C18 | 300 | 4 | 5 | 200 | L1 | fully | HPLC Column | PEEK | 300 x 4,0 mm
ProntoSIL | 6305H180PS050 | BISCHOFF ProntoSIL 200-5-C18 SH | C18 | 5 | 4 | 5 | 200 | L1 | fully | Cartridges (5 pcs.) | SS | 5 x 4,0 mm
ProntoSIL | 6301H180PS050 | BISCHOFF ProntoSIL 200-5-C18 SH | C18 | 10 | 4 | 5 | 200 | L1 | fully | Cartridges (5 pcs.) | SS | 10 x 4,0 mm
ProntoSIL | 6302H180PS050 | BISCHOFF ProntoSIL 200-5-C18 SH | C18 | 20 | 4 | 5 | 200 | L1 | fully | Cartridges (5 pcs.) | SS | 20 x 4,0 mm
ProntoSIL | 63P1H180PS050 | BISCHOFF ProntoSIL 200-5-C18 SH | C18 | 10 | 4 | 5 | 200 | L1 | fully | Cartridges (5 pcs.) | PEEK | 10 x 4,0 mm
ProntoSIL | 63P2H180PS050 | BISCHOFF ProntoSIL 200-5-C18 SH | C18 | 20 | 4 | 5 | 200 | L1 | fully | Cartridges (5 pcs.) | PEEK | 20 x 4,0 mm
ProntoSIL | 6335H180PS050 | BISCHOFF ProntoSIL 200-5-C18 SH | C18 | 5 | 3 | 5 | 200 | L1 | fully | Cartridges (5 pcs.) | SS | 5 x 3,0 mm
ProntoSIL | 6331H180PS050 | BISCHOFF ProntoSIL 200-5-C18 SH | C18 | 10 | 3 | 5 | 200 | L1 | fully | Cartridges (5 pcs.) | SS | 10 x 3,0 mm
ProntoSIL | 6332H180PS050 | BISCHOFF ProntoSIL 200-5-C18 SH | C18 | 20 | 3 | 5 | 200 | L1 | fully | Cartridges (5 pcs.) | SS | 20 x 3,0 mm
ProntoSIL | 6325H180PS050 | BISCHOFF ProntoSIL 200-5-C18 SH | C18 | 5 | 2 | 5 | 200 | L1 | fully | Cartridges (5 pcs.) | SS | 5 x 2,0 mm
ProntoSIL | 6321H180PS050 | BISCHOFF ProntoSIL 200-5-C18 SH | C18 | 10 | 2 | 5 | 200 | L1 | fully | Cartridges (5 pcs.) | SS | 10 x 2,0 mm
ProntoSIL | 6322H180PS050 | BISCHOFF ProntoSIL 200-5-C18 SH | C18 | 20 | 2 | 5 | 200 | L1 | fully | Cartridges (5 pcs.) | SS | 20 x 2,0 mm
ProntoSIL | 0102H184PS030 | BISCHOFF ProntoSIL 200-3-C18 AQ | AQ | 14 | 2 | 3 | 200 | L1 | fully | HPLC Column | SS | 14 x 2,0 mm
ProntoSIL | 0103H184PS030 | BISCHOFF ProntoSIL 200-3-C18 AQ | AQ | 14 | 3 | 3 | 200 | L1 | fully | HPLC Column | SS | 14 x 3,0 mm
ProntoSIL | 0104H184PS030 | BISCHOFF ProntoSIL 200-3-C18 AQ | AQ | 14 | 4 | 3 | 200 | L1 | fully | HPLC Column | SS | 14 x 4,0 mm
ProntoSIL | 0146H184PS030 | BISCHOFF ProntoSIL 200-3-C18 AQ | AQ | 14 | 4.6 | 3 | 200 | L1 | fully | HPLC Column | SS | 14 x 4,6 mm
ProntoSIL | A202H184PS030 | BISCHOFF ProntoSIL 200-3-C18 AQ | AQ | 20 | 2 | 3 | 200 | L1 | fully | HPLC Column | SS | 20 x 2,0 mm
ProntoSIL | A203H184PS030 | BISCHOFF ProntoSIL 200-3-C18 AQ | AQ | 20 | 3 | 3 | 200 | L1 | fully | HPLC Column | SS | 20 x 3,0 mm
ProntoSIL | A204H184PS030 | BISCHOFF ProntoSIL 200-3-C18 AQ | AQ | 20 | 4 | 3 | 200 | L1 | fully | HPLC Column | SS | 20 x 4,0 mm
ProntoSIL | A246H184PS030 | BISCHOFF ProntoSIL 200-3-C18 AQ | AQ | 20 | 4.6 | 3 | 200 | L1 | fully | HPLC Column | SS | 20 x 4,6 mm
ProntoSIL | 0202H184PS030 | BISCHOFF ProntoSIL 200-3-C18 AQ | AQ | 25 | 2 | 3 | 200 | L1 | fully | HPLC Column | SS | 25 x 2,0 mm
ProntoSIL | 0203H184PS030 | BISCHOFF ProntoSIL 200-3-C18 AQ | AQ | 25 | 3 | 3 | 200 | L1 | fully | HPLC Column | SS | 25 x 3,0 mm
ProntoSIL | 0204H184PS030 | BISCHOFF ProntoSIL 200-3-C18 AQ | AQ | 25 | 4 | 3 | 200 | L1 | fully | HPLC Column | SS | 25 x 4,0 mm
ProntoSIL | 0246H184PS030 | BISCHOFF ProntoSIL 200-3-C18 AQ | AQ | 25 | 4.6 | 3 | 200 | L1 | fully | HPLC Column | SS | 25 x 4,6 mm
ProntoSIL | 0302H184PS030 | BISCHOFF ProntoSIL 200-3-C18 AQ | AQ | 30 | 2 | 3 | 200 | L1 | fully | HPLC Column | SS | 30 x 2,0 mm
ProntoSIL | 0303H184PS030 | BISCHOFF ProntoSIL 200-3-C18 AQ | AQ | 30 | 3 | 3 | 200 | L1 | fully | HPLC Column | SS | 30 x 3,0 mm
ProntoSIL | 0304H184PS030 | BISCHOFF ProntoSIL 200-3-C18 AQ | AQ | 30 | 4 | 3 | 200 | L1 | fully | HPLC Column | SS | 30 x 4,0 mm
ProntoSIL | 0346H184PS030 | BISCHOFF ProntoSIL 200-3-C18 AQ | AQ | 30 | 4.6 | 3 | 200 | L1 | fully | HPLC Column | SS | 30 x 4,6 mm
ProntoSIL | 0402H184PS030 | BISCHOFF ProntoSIL 200-3-C18 AQ | AQ | 33 | 2 | 3 | 200 | L1 | fully | HPLC Column | SS | 33 x 2,0 mm
ProntoSIL | 0403H184PS030 | BISCHOFF ProntoSIL 200-3-C18 AQ | AQ | 33 | 3 | 3 | 200 | L1 | fully | HPLC Column | SS | 33 x 3,0 mm
ProntoSIL | 0404H184PS030 | BISCHOFF ProntoSIL 200-3-C18 AQ | AQ | 33 | 4 | 3 | 200 | L1 | fully | HPLC Column | SS | 33 x 4,0 mm
ProntoSIL | 0446H184PS030 | BISCHOFF ProntoSIL 200-3-C18 AQ | AQ | 33 | 4.6 | 3 | 200 | L1 | fully | HPLC Column | SS | 33 x 4,6 mm
ProntoSIL | A402H184PS030 | BISCHOFF ProntoSIL 200-3-C18 AQ | AQ | 40 | 2 | 3 | 200 | L1 | fully | HPLC Column | SS | 40 x 2,0 mm
ProntoSIL | A403H184PS030 | BISCHOFF ProntoSIL 200-3-C18 AQ | AQ | 40 | 3 | 3 | 200 | L1 | fully | HPLC Column | SS | 40 x 3,0 mm
ProntoSIL | A404H184PS030 | BISCHOFF ProntoSIL 200-3-C18 AQ | AQ | 40 | 4 | 3 | 200 | L1 | fully | HPLC Column | SS | 40 x 4,0 mm
ProntoSIL | A446H184PS030 | BISCHOFF ProntoSIL 200-3-C18 AQ | AQ | 40 | 4.6 | 3 | 200 | L1 | fully | HPLC Column | SS | 40 x 4,6 mm
ProntoSIL | 0502H184PS030 | BISCHOFF ProntoSIL 200-3-C18 AQ | AQ | 50 | 2 | 3 | 200 | L1 | fully | HPLC Column | SS | 50 x 2,0 mm
ProntoSIL | 0503H184PS030 | BISCHOFF ProntoSIL 200-3-C18 AQ | AQ | 50 | 3 | 3 | 200 | L1 | fully | HPLC Column | SS | 50 x 3,0 mm
ProntoSIL | 0504H184PS030 | BISCHOFF ProntoSIL 200-3-C18 AQ | AQ | 50 | 4 | 3 | 200 | L1 | fully | HPLC Column | SS | 50 x 4,0 mm
ProntoSIL | 0546H184PS030 | BISCHOFF ProntoSIL 200-3-C18 AQ | AQ | 50 | 4.6 | 3 | 200 | L1 | fully | HPLC Column | SS | 50 x 4,6 mm
ProntoSIL | 0602H184PS030 | BISCHOFF ProntoSIL 200-3-C18 AQ | AQ | 53 | 2 | 3 | 200 | L1 | fully | HPLC Column | SS | 53 x 2,0 mm
ProntoSIL | 0603H184PS030 | BISCHOFF ProntoSIL 200-3-C18 AQ | AQ | 53 | 3 | 3 | 200 | L1 | fully | HPLC Column | SS | 53 x 3,0 mm
ProntoSIL | 0604H184PS030 | BISCHOFF ProntoSIL 200-3-C18 AQ | AQ | 53 | 4 | 3 | 200 | L1 | fully | HPLC Column | SS | 53 x 4,0 mm
ProntoSIL | 0646H184PS030 | BISCHOFF ProntoSIL 200-3-C18 AQ | AQ | 53 | 4.6 | 3 | 200 | L1 | fully | HPLC Column | SS | 53 x 4,6 mm
ProntoSIL | A602H184PS030 | BISCHOFF ProntoSIL 200-3-C18 AQ | AQ | 60 | 2 | 3 | 200 | L1 | fully | HPLC Column | SS | 60 x 2,0 mm
ProntoSIL | A603H184PS030 | BISCHOFF ProntoSIL 200-3-C18 AQ | AQ | 60 | 3 | 3 | 200 | L1 | fully | HPLC Column | SS | 60 x 3,0 mm
ProntoSIL | A604H184PS030 | BISCHOFF ProntoSIL 200-3-C18 AQ | AQ | 60 | 4 | 3 | 200 | L1 | fully | HPLC Column | SS | 60 x 4,0 mm
ProntoSIL | A646H184PS030 | BISCHOFF ProntoSIL 200-3-C18 AQ | AQ | 60 | 4.6 | 3 | 200 | L1 | fully | HPLC Column | SS | 60 x 4,6 mm
ProntoSIL | 0702H184PS030 | BISCHOFF ProntoSIL 200-3-C18 AQ | AQ | 75 | 2 | 3 | 200 | L1 | fully | HPLC Column | SS | 75 x 2,0 mm
ProntoSIL | 0703H184PS030 | BISCHOFF ProntoSIL 200-3-C18 AQ | AQ | 75 | 3 | 3 | 200 | L1 | fully | HPLC Column | SS | 75 x 3,0 mm
ProntoSIL | 0704H184PS030 | BISCHOFF ProntoSIL 200-3-C18 AQ | AQ | 75 | 4 | 3 | 200 | L1 | fully | HPLC Column | SS | 75 x 4,0 mm
ProntoSIL | 0746H184PS030 | BISCHOFF ProntoSIL 200-3-C18 AQ | AQ | 75 | 4.6 | 3 | 200 | L1 | fully | HPLC Column | SS | 75 x 4,6 mm
ProntoSIL | 1002H184PS030 | BISCHOFF ProntoSIL 200-3-C18 AQ | AQ | 100 | 2 | 3 | 200 | L1 | fully | HPLC Column | SS | 100 x 2,0 mm
ProntoSIL | 1003H184PS030 | BISCHOFF ProntoSIL 200-3-C18 AQ | AQ | 100 | 3 | 3 | 200 | L1 | fully | HPLC Column | SS | 100 x 3,0 mm
ProntoSIL | 1004H184PS030 | BISCHOFF ProntoSIL 200-3-C18 AQ | AQ | 100 | 4 | 3 | 200 | L1 | fully | HPLC Column | SS | 100 x 4,0 mm
ProntoSIL | 1046H184PS030 | BISCHOFF ProntoSIL 200-3-C18 AQ | AQ | 100 | 4.6 | 3 | 200 | L1 | fully | HPLC Column | SS | 100 x 4,6 mm
ProntoSIL | 1202H184PS030 | BISCHOFF ProntoSIL 200-3-C18 AQ | AQ | 125 | 2 | 3 | 200 | L1 | fully | HPLC Column | SS | 125 x 2,0 mm
ProntoSIL | 1203H184PS030 | BISCHOFF ProntoSIL 200-3-C18 AQ | AQ | 125 | 3 | 3 | 200 | L1 | fully | HPLC Column | SS | 125 x 3,0 mm
ProntoSIL | 1204H184PS030 | BISCHOFF ProntoSIL 200-3-C18 AQ | AQ | 125 | 4 | 3 | 200 | L1 | fully | HPLC Column | SS | 125 x 4,0 mm
ProntoSIL | 1246H184PS030 | BISCHOFF ProntoSIL 200-3-C18 AQ | AQ | 125 | 4.6 | 3 | 200 | L1 | fully | HPLC Column | SS | 125 x 4,6 mm
ProntoSIL | 1502H184PS030 | BISCHOFF ProntoSIL 200-3-C18 AQ | AQ | 150 | 2 | 3 | 200 | L1 | fully | HPLC Column | SS | 150 x 2,0 mm
ProntoSIL | 1503H184PS030 | BISCHOFF ProntoSIL 200-3-C18 AQ | AQ | 150 | 3 | 3 | 200 | L1 | fully | HPLC Column | SS | 150 x 3,0 mm
ProntoSIL | 1504H184PS030 | BISCHOFF ProntoSIL 200-3-C18 AQ | AQ | 150 | 4 | 3 | 200 | L1 | fully | HPLC Column | SS | 150 x 4,0 mm
ProntoSIL | 1546H184PS030 | BISCHOFF ProntoSIL 200-3-C18 AQ | AQ | 150 | 4.6 | 3 | 200 | L1 | fully | HPLC Column | SS | 150 x 4,6 mm
ProntoSIL | 2002H184PS030 | BISCHOFF ProntoSIL 200-3-C18 AQ | AQ | 200 | 2 | 3 | 200 | L1 | fully | HPLC Column | SS | 200 x 2,0 mm
ProntoSIL | 2003H184PS030 | BISCHOFF ProntoSIL 200-3-C18 AQ | AQ | 200 | 3 | 3 | 200 | L1 | fully | HPLC Column | SS | 200 x 3,0 mm
ProntoSIL | 2004H184PS030 | BISCHOFF ProntoSIL 200-3-C18 AQ | AQ | 200 | 4 | 3 | 200 | L1 | fully | HPLC Column | SS | 200 x 4,0 mm
ProntoSIL | 2046H184PS030 | BISCHOFF ProntoSIL 200-3-C18 AQ | AQ | 200 | 4.6 | 3 | 200 | L1 | fully | HPLC Column | SS | 200 x 4,6 mm
ProntoSIL | 2502H184PS030 | BISCHOFF ProntoSIL 200-3-C18 AQ | AQ | 250 | 2 | 3 | 200 | L1 | fully | HPLC Column | SS | 250 x 2,0 mm
ProntoSIL | 2503H184PS030 | BISCHOFF ProntoSIL 200-3-C18 AQ | AQ | 250 | 3 | 3 | 200 | L1 | fully | HPLC Column | SS | 250 x 3,0 mm
ProntoSIL | 2504H184PS030 | BISCHOFF ProntoSIL 200-3-C18 AQ | AQ | 250 | 4 | 3 | 200 | L1 | fully | HPLC Column | SS | 250 x 4,0 mm
ProntoSIL | 2546H184PS030 | BISCHOFF ProntoSIL 200-3-C18 AQ | AQ | 250 | 4.6 | 3 | 200 | L1 | fully | HPLC Column | SS | 250 x 4,6 mm
ProntoSIL | 3002H184PS030 | BISCHOFF ProntoSIL 200-3-C18 AQ | AQ | 300 | 2 | 3 | 200 | L1 | fully | HPLC Column | SS | 300 x 2,0 mm
ProntoSIL | 3003H184PS030 | BISCHOFF ProntoSIL 200-3-C18 AQ | AQ | 300 | 3 | 3 | 200 | L1 | fully | HPLC Column | SS | 300 x 3,0 mm
ProntoSIL | 3004H184PS030 | BISCHOFF ProntoSIL 200-3-C18 AQ | AQ | 300 | 4 | 3 | 200 | L1 | fully | HPLC Column | SS | 300 x 4,0 mm
ProntoSIL | 3046H184PS030 | BISCHOFF ProntoSIL 200-3-C18 AQ | AQ | 300 | 4.6 | 3 | 200 | L1 | fully | HPLC Column | SS | 300 x 4,6 mm
ProntoSIL | 01P4H184PS030 | BISCHOFF ProntoSIL 200-3-C18 AQ | AQ | 14 | 4 | 3 | 200 | L1 | fully | HPLC Column | PEEK | 14 x 4,0 mm
ProntoSIL | A2P4H184PS030 | BISCHOFF ProntoSIL 200-3-C18 AQ | AQ | 20 | 4 | 3 | 200 | L1 | fully | HPLC Column | PEEK | 20 x 4,0 mm
ProntoSIL | 02P4H184PS030 | BISCHOFF ProntoSIL 200-3-C18 AQ | AQ | 25 | 4 | 3 | 200 | L1 | fully | HPLC Column | PEEK | 25 x 4,0 mm
ProntoSIL | 03P4H184PS030 | BISCHOFF ProntoSIL 200-3-C18 AQ | AQ | 30 | 4 | 3 | 200 | L1 | fully | HPLC Column | PEEK | 30 x 4,0 mm
ProntoSIL | 04P4H184PS030 | BISCHOFF ProntoSIL 200-3-C18 AQ | AQ | 33 | 4 | 3 | 200 | L1 | fully | HPLC Column | PEEK | 33 x 4,0 mm
ProntoSIL | A4P4H184PS030 | BISCHOFF ProntoSIL 200-3-C18 AQ | AQ | 40 | 4 | 3 | 200 | L1 | fully | HPLC Column | PEEK | 40 x 4,0 mm
ProntoSIL | 05P4H184PS030 | BISCHOFF ProntoSIL 200-3-C18 AQ | AQ | 50 | 4 | 3 | 200 | L1 | fully | HPLC Column | PEEK | 50 x 4,0 mm
ProntoSIL | 06P4H184PS030 | BISCHOFF ProntoSIL 200-3-C18 AQ | AQ | 53 | 4 | 3 | 200 | L1 | fully | HPLC Column | PEEK | 53 x 4,0 mm
ProntoSIL | A6P4H184PS030 | BISCHOFF ProntoSIL 200-3-C18 AQ | AQ | 60 | 4 | 3 | 200 | L1 | fully | HPLC Column | PEEK | 60 x 4,0 mm
ProntoSIL | 07P4H184PS030 | BISCHOFF ProntoSIL 200-3-C18 AQ | AQ | 75 | 4 | 3 | 200 | L1 | fully | HPLC Column | PEEK | 75 x 4,0 mm
ProntoSIL | 10P4H184PS030 | BISCHOFF ProntoSIL 200-3-C18 AQ | AQ | 100 | 4 | 3 | 200 | L1 | fully | HPLC Column | PEEK | 100 x 4,0 mm
ProntoSIL | 12P4H184PS030 | BISCHOFF ProntoSIL 200-3-C18 AQ | AQ | 125 | 4 | 3 | 200 | L1 | fully | HPLC Column | PEEK | 125 x 4,0 mm
ProntoSIL | 15P4H184PS030 | BISCHOFF ProntoSIL 200-3-C18 AQ | AQ | 150 | 4 | 3 | 200 | L1 | fully | HPLC Column | PEEK | 150 x 4,0 mm
ProntoSIL | 20P4H184PS030 | BISCHOFF ProntoSIL 200-3-C18 AQ | AQ | 200 | 4 | 3 | 200 | L1 | fully | HPLC Column | PEEK | 200 x 4,0 mm
ProntoSIL | 25P4H184PS030 | BISCHOFF ProntoSIL 200-3-C18 AQ | AQ | 250 | 4 | 3 | 200 | L1 | fully | HPLC Column | PEEK | 250 x 4,0 mm
ProntoSIL | 30P4H184PS030 | BISCHOFF ProntoSIL 200-3-C18 AQ | AQ | 300 | 4 | 3 | 200 | L1 | fully | HPLC Column | PEEK | 300 x 4,0 mm
ProntoSIL | 6305H184PS030 | BISCHOFF ProntoSIL 200-3-C18 AQ | AQ | 5 | 4 | 3 | 200 | L1 | fully | Cartridges (5 pcs.) | SS | 5 x 4,0 mm
ProntoSIL | 6301H184PS030 | BISCHOFF ProntoSIL 200-3-C18 AQ | AQ | 10 | 4 | 3 | 200 | L1 | fully | Cartridges (5 pcs.) | SS | 10 x 4,0 mm
ProntoSIL | 6302H184PS030 | BISCHOFF ProntoSIL 200-3-C18 AQ | AQ | 20 | 4 | 3 | 200 | L1 | fully | Cartridges (5 pcs.) | SS | 20 x 4,0 mm
ProntoSIL | 63P1H184PS030 | BISCHOFF ProntoSIL 200-3-C18 AQ | AQ | 10 | 4 | 3 | 200 | L1 | fully | Cartridges (5 pcs.) | PEEK | 10 x 4,0 mm
ProntoSIL | 63P2H184PS030 | BISCHOFF ProntoSIL 200-3-C18 AQ | AQ | 20 | 4 | 3 | 200 | L1 | fully | Cartridges (5 pcs.) | PEEK | 20 x 4,0 mm
ProntoSIL | 6335H184PS030 | BISCHOFF ProntoSIL 200-3-C18 AQ | AQ | 5 | 3 | 3 | 200 | L1 | fully | Cartridges (5 pcs.) | SS | 5 x 3,0 mm
ProntoSIL | 6331H184PS030 | BISCHOFF ProntoSIL 200-3-C18 AQ | AQ | 10 | 3 | 3 | 200 | L1 | fully | Cartridges (5 pcs.) | SS | 10 x 3,0 mm
ProntoSIL | 6332H184PS030 | BISCHOFF ProntoSIL 200-3-C18 AQ | AQ | 20 | 3 | 3 | 200 | L1 | fully | Cartridges (5 pcs.) | SS | 20 x 3,0 mm
ProntoSIL | 6325H184PS030 | BISCHOFF ProntoSIL 200-3-C18 AQ | AQ | 5 | 2 | 3 | 200 | L1 | fully | Cartridges (5 pcs.) | SS | 5 x 2,0 mm
ProntoSIL | 6321H184PS030 | BISCHOFF ProntoSIL 200-3-C18 AQ | AQ | 10 | 2 | 3 | 200 | L1 | fully | Cartridges (5 pcs.) | SS | 10 x 2,0 mm
ProntoSIL | 6322H184PS030 | BISCHOFF ProntoSIL 200-3-C18 AQ | AQ | 20 | 2 | 3 | 200 | L1 | fully | Cartridges (5 pcs.) | SS | 20 x 2,0 mm
ProntoSIL | 0102H184PS050 | BISCHOFF ProntoSIL 200-5-C18 AQ | AQ | 14 | 2 | 5 | 200 | L1 | fully | HPLC Column | SS | 14 x 2,0 mm
ProntoSIL | 0103H184PS050 | BISCHOFF ProntoSIL 200-5-C18 AQ | AQ | 14 | 3 | 5 | 200 | L1 | fully | HPLC Column | SS | 14 x 3,0 mm
ProntoSIL | 0104H184PS050 | BISCHOFF ProntoSIL 200-5-C18 AQ | AQ | 14 | 4 | 5 | 200 | L1 | fully | HPLC Column | SS | 14 x 4,0 mm
ProntoSIL | 0146H184PS050 | BISCHOFF ProntoSIL 200-5-C18 AQ | AQ | 14 | 4.6 | 5 | 200 | L1 | fully | HPLC Column | SS | 14 x 4,6 mm
ProntoSIL | A202H184PS050 | BISCHOFF ProntoSIL 200-5-C18 AQ | AQ | 20 | 2 | 5 | 200 | L1 | fully | HPLC Column | SS | 20 x 2,0 mm
ProntoSIL | A203H184PS050 | BISCHOFF ProntoSIL 200-5-C18 AQ | AQ | 20 | 3 | 5 | 200 | L1 | fully | HPLC Column | SS | 20 x 3,0 mm
ProntoSIL | A204H184PS050 | BISCHOFF ProntoSIL 200-5-C18 AQ | AQ | 20 | 4 | 5 | 200 | L1 | fully | HPLC Column | SS | 20 x 4,0 mm
ProntoSIL | A246H184PS050 | BISCHOFF ProntoSIL 200-5-C18 AQ | AQ | 20 | 4.6 | 5 | 200 | L1 | fully | HPLC Column | SS | 20 x 4,6 mm
ProntoSIL | 0202H184PS050 | BISCHOFF ProntoSIL 200-5-C18 AQ | AQ | 25 | 2 | 5 | 200 | L1 | fully | HPLC Column | SS | 25 x 2,0 mm
ProntoSIL | 0203H184PS050 | BISCHOFF ProntoSIL 200-5-C18 AQ | AQ | 25 | 3 | 5 | 200 | L1 | fully | HPLC Column | SS | 25 x 3,0 mm
ProntoSIL | 0204H184PS050 | BISCHOFF ProntoSIL 200-5-C18 AQ | AQ | 25 | 4 | 5 | 200 | L1 | fully | HPLC Column | SS | 25 x 4,0 mm
ProntoSIL | 0246H184PS050 | BISCHOFF ProntoSIL 200-5-C18 AQ | AQ | 25 | 4.6 | 5 | 200 | L1 | fully | HPLC Column | SS | 25 x 4,6 mm
ProntoSIL | 0302H184PS050 | BISCHOFF ProntoSIL 200-5-C18 AQ | AQ | 30 | 2 | 5 | 200 | L1 | fully | HPLC Column | SS | 30 x 2,0 mm
ProntoSIL | 0303H184PS050 | BISCHOFF ProntoSIL 200-5-C18 AQ | AQ | 30 | 3 | 5 | 200 | L1 | fully | HPLC Column | SS | 30 x 3,0 mm
ProntoSIL | 0304H184PS050 | BISCHOFF ProntoSIL 200-5-C18 AQ | AQ | 30 | 4 | 5 | 200 | L1 | fully | HPLC Column | SS | 30 x 4,0 mm
ProntoSIL | 0346H184PS050 | BISCHOFF ProntoSIL 200-5-C18 AQ | AQ | 30 | 4.6 | 5 | 200 | L1 | fully | HPLC Column | SS | 30 x 4,6 mm
ProntoSIL | 0402H184PS050 | BISCHOFF ProntoSIL 200-5-C18 AQ | AQ | 33 | 2 | 5 | 200 | L1 | fully | HPLC Column | SS | 33 x 2,0 mm
ProntoSIL | 0403H184PS050 | BISCHOFF ProntoSIL 200-5-C18 AQ | AQ | 33 | 3 | 5 | 200 | L1 | fully | HPLC Column | SS | 33 x 3,0 mm
ProntoSIL | 0404H184PS050 | BISCHOFF ProntoSIL 200-5-C18 AQ | AQ | 33 | 4 | 5 | 200 | L1 | fully | HPLC Column | SS | 33 x 4,0 mm
ProntoSIL | 0446H184PS050 | BISCHOFF ProntoSIL 200-5-C18 AQ | AQ | 33 | 4.6 | 5 | 200 | L1 | fully | HPLC Column | SS | 33 x 4,6 mm
ProntoSIL | A402H184PS050 | BISCHOFF ProntoSIL 200-5-C18 AQ | AQ | 40 | 2 | 5 | 200 | L1 | fully | HPLC Column | SS | 40 x 2,0 mm
ProntoSIL | A403H184PS050 | BISCHOFF ProntoSIL 200-5-C18 AQ | AQ | 40 | 3 | 5 | 200 | L1 | fully | HPLC Column | SS | 40 x 3,0 mm
ProntoSIL | A404H184PS050 | BISCHOFF ProntoSIL 200-5-C18 AQ | AQ | 40 | 4 | 5 | 200 | L1 | fully | HPLC Column | SS | 40 x 4,0 mm
ProntoSIL | A446H184PS050 | BISCHOFF ProntoSIL 200-5-C18 AQ | AQ | 40 | 4.6 | 5 | 200 | L1 | fully | HPLC Column | SS | 40 x 4,6 mm
ProntoSIL | 0502H184PS050 | BISCHOFF ProntoSIL 200-5-C18 AQ | AQ | 50 | 2 | 5 | 200 | L1 | fully | HPLC Column | SS | 50 x 2,0 mm
ProntoSIL | 0503H184PS050 | BISCHOFF ProntoSIL 200-5-C18 AQ | AQ | 50 | 3 | 5 | 200 | L1 | fully | HPLC Column | SS | 50 x 3,0 mm
ProntoSIL | 0504H184PS050 | BISCHOFF ProntoSIL 200-5-C18 AQ | AQ | 50 | 4 | 5 | 200 | L1 | fully | HPLC Column | SS | 50 x 4,0 mm
ProntoSIL | 0546H184PS050 | BISCHOFF ProntoSIL 200-5-C18 AQ | AQ | 50 | 4.6 | 5 | 200 | L1 | fully | HPLC Column | SS | 50 x 4,6 mm
ProntoSIL | 0602H184PS050 | BISCHOFF ProntoSIL 200-5-C18 AQ | AQ | 53 | 2 | 5 | 200 | L1 | fully | HPLC Column | SS | 53 x 2,0 mm
ProntoSIL | 0603H184PS050 | BISCHOFF ProntoSIL 200-5-C18 AQ | AQ | 53 | 3 | 5 | 200 | L1 | fully | HPLC Column | SS | 53 x 3,0 mm
ProntoSIL | 0604H184PS050 | BISCHOFF ProntoSIL 200-5-C18 AQ | AQ | 53 | 4 | 5 | 200 | L1 | fully | HPLC Column | SS | 53 x 4,0 mm
ProntoSIL | 0646H184PS050 | BISCHOFF ProntoSIL 200-5-C18 AQ | AQ | 53 | 4.6 | 5 | 200 | L1 | fully | HPLC Column | SS | 53 x 4,6 mm
ProntoSIL | A602H184PS050 | BISCHOFF ProntoSIL 200-5-C18 AQ | AQ | 60 | 2 | 5 | 200 | L1 | fully | HPLC Column | SS | 60 x 2,0 mm
ProntoSIL | A603H184PS050 | BISCHOFF ProntoSIL 200-5-C18 AQ | AQ | 60 | 3 | 5 | 200 | L1 | fully | HPLC Column | SS | 60 x 3,0 mm
ProntoSIL | A604H184PS050 | BISCHOFF ProntoSIL 200-5-C18 AQ | AQ | 60 | 4 | 5 | 200 | L1 | fully | HPLC Column | SS | 60 x 4,0 mm
ProntoSIL | A646H184PS050 | BISCHOFF ProntoSIL 200-5-C18 AQ | AQ | 60 | 4.6 | 5 | 200 | L1 | fully | HPLC Column | SS | 60 x 4,6 mm
ProntoSIL | 0702H184PS050 | BISCHOFF ProntoSIL 200-5-C18 AQ | AQ | 75 | 2 | 5 | 200 | L1 | fully | HPLC Column | SS | 75 x 2,0 mm
ProntoSIL | 0703H184PS050 | BISCHOFF ProntoSIL 200-5-C18 AQ | AQ | 75 | 3 | 5 | 200 | L1 | fully | HPLC Column | SS | 75 x 3,0 mm
ProntoSIL | 0704H184PS050 | BISCHOFF ProntoSIL 200-5-C18 AQ | AQ | 75 | 4 | 5 | 200 | L1 | fully | HPLC Column | SS | 75 x 4,0 mm
ProntoSIL | 0746H184PS050 | BISCHOFF ProntoSIL 200-5-C18 AQ | AQ | 75 | 4.6 | 5 | 200 | L1 | fully | HPLC Column | SS | 75 x 4,6 mm
ProntoSIL | 1002H184PS050 | BISCHOFF ProntoSIL 200-5-C18 AQ | AQ | 100 | 2 | 5 | 200 | L1 | fully | HPLC Column | SS | 100 x 2,0 mm
ProntoSIL | 1003H184PS050 | BISCHOFF ProntoSIL 200-5-C18 AQ | AQ | 100 | 3 | 5 | 200 | L1 | fully | HPLC Column | SS | 100 x 3,0 mm
ProntoSIL | 1004H184PS050 | BISCHOFF ProntoSIL 200-5-C18 AQ | AQ | 100 | 4 | 5 | 200 | L1 | fully | HPLC Column | SS | 100 x 4,0 mm
ProntoSIL | 1046H184PS050 | BISCHOFF ProntoSIL 200-5-C18 AQ | AQ | 100 | 4.6 | 5 | 200 | L1 | fully | HPLC Column | SS | 100 x 4,6 mm
ProntoSIL | 1202H184PS050 | BISCHOFF ProntoSIL 200-5-C18 AQ | AQ | 125 | 2 | 5 | 200 | L1 | fully | HPLC Column | SS | 125 x 2,0 mm
ProntoSIL | 1203H184PS050 | BISCHOFF ProntoSIL 200-5-C18 AQ | AQ | 125 | 3 | 5 | 200 | L1 | fully | HPLC Column | SS | 125 x 3,0 mm
ProntoSIL | 1204H184PS050 | BISCHOFF ProntoSIL 200-5-C18 AQ | AQ | 125 | 4 | 5 | 200 | L1 | fully | HPLC Column | SS | 125 x 4,0 mm
ProntoSIL | 1246H184PS050 | BISCHOFF ProntoSIL 200-5-C18 AQ | AQ | 125 | 4.6 | 5 | 200 | L1 | fully | HPLC Column | SS | 125 x 4,6 mm
ProntoSIL | 1502H184PS050 | BISCHOFF ProntoSIL 200-5-C18 AQ | AQ | 150 | 2 | 5 | 200 | L1 | fully | HPLC Column | SS | 150 x 2,0 mm
ProntoSIL | 1503H184PS050 | BISCHOFF ProntoSIL 200-5-C18 AQ | AQ | 150 | 3 | 5 | 200 | L1 | fully | HPLC Column | SS | 150 x 3,0 mm
ProntoSIL | 1504H184PS050 | BISCHOFF ProntoSIL 200-5-C18 AQ | AQ | 150 | 4 | 5 | 200 | L1 | fully | HPLC Column | SS | 150 x 4,0 mm
ProntoSIL | 1546H184PS050 | BISCHOFF ProntoSIL 200-5-C18 AQ | AQ | 150 | 4.6 | 5 | 200 | L1 | fully | HPLC Column | SS | 150 x 4,6 mm
ProntoSIL | 2002H184PS050 | BISCHOFF ProntoSIL 200-5-C18 AQ | AQ | 200 | 2 | 5 | 200 | L1 | fully | HPLC Column | SS | 200 x 2,0 mm
ProntoSIL | 2003H184PS050 | BISCHOFF ProntoSIL 200-5-C18 AQ | AQ | 200 | 3 | 5 | 200 | L1 | fully | HPLC Column | SS | 200 x 3,0 mm
ProntoSIL | 2004H184PS050 | BISCHOFF ProntoSIL 200-5-C18 AQ | AQ | 200 | 4 | 5 | 200 | L1 | fully | HPLC Column | SS | 200 x 4,0 mm
ProntoSIL | 2046H184PS050 | BISCHOFF ProntoSIL 200-5-C18 AQ | AQ | 200 | 4.6 | 5 | 200 | L1 | fully | HPLC Column | SS | 200 x 4,6 mm
ProntoSIL | 2502H184PS050 | BISCHOFF ProntoSIL 200-5-C18 AQ | AQ | 250 | 2 | 5 | 200 | L1 | fully | HPLC Column | SS | 250 x 2,0 mm
ProntoSIL | 2503H184PS050 | BISCHOFF ProntoSIL 200-5-C18 AQ | AQ | 250 | 3 | 5 | 200 | L1 | fully | HPLC Column | SS | 250 x 3,0 mm
ProntoSIL | 2504H184PS050 | BISCHOFF ProntoSIL 200-5-C18 AQ | AQ | 250 | 4 | 5 | 200 | L1 | fully | HPLC Column | SS | 250 x 4,0 mm
ProntoSIL | 2546H184PS050 | BISCHOFF ProntoSIL 200-5-C18 AQ | AQ | 250 | 4.6 | 5 | 200 | L1 | fully | HPLC Column | SS | 250 x 4,6 mm
ProntoSIL | 3002H184PS050 | BISCHOFF ProntoSIL 200-5-C18 AQ | AQ | 300 | 2 | 5 | 200 | L1 | fully | HPLC Column | SS | 300 x 2,0 mm
ProntoSIL | 3003H184PS050 | BISCHOFF ProntoSIL 200-5-C18 AQ | AQ | 300 | 3 | 5 | 200 | L1 | fully | HPLC Column | SS | 300 x 3,0 mm
ProntoSIL | 3004H184PS050 | BISCHOFF ProntoSIL 200-5-C18 AQ | AQ | 300 | 4 | 5 | 200 | L1 | fully | HPLC Column | SS | 300 x 4,0 mm
ProntoSIL | 3046H184PS050 | BISCHOFF ProntoSIL 200-5-C18 AQ | AQ | 300 | 4.6 | 5 | 200 | L1 | fully | HPLC Column | SS | 300 x 4,6 mm
ProntoSIL | 01P4H184PS050 | BISCHOFF ProntoSIL 200-5-C18 AQ | AQ | 14 | 4 | 5 | 200 | L1 | fully | HPLC Column | PEEK | 14 x 4,0 mm
ProntoSIL | A2P4H184PS050 | BISCHOFF ProntoSIL 200-5-C18 AQ | AQ | 20 | 4 | 5 | 200 | L1 | fully | HPLC Column | PEEK | 20 x 4,0 mm
ProntoSIL | 02P4H184PS050 | BISCHOFF ProntoSIL 200-5-C18 AQ | AQ | 25 | 4 | 5 | 200 | L1 | fully | HPLC Column | PEEK | 25 x 4,0 mm
ProntoSIL | 03P4H184PS050 | BISCHOFF ProntoSIL 200-5-C18 AQ | AQ | 30 | 4 | 5 | 200 | L1 | fully | HPLC Column | PEEK | 30 x 4,0 mm
ProntoSIL | 04P4H184PS050 | BISCHOFF ProntoSIL 200-5-C18 AQ | AQ | 33 | 4 | 5 | 200 | L1 | fully | HPLC Column | PEEK | 33 x 4,0 mm
ProntoSIL | A4P4H184PS050 | BISCHOFF ProntoSIL 200-5-C18 AQ | AQ | 40 | 4 | 5 | 200 | L1 | fully | HPLC Column | PEEK | 40 x 4,0 mm
ProntoSIL | 05P4H184PS050 | BISCHOFF ProntoSIL 200-5-C18 AQ | AQ | 50 | 4 | 5 | 200 | L1 | fully | HPLC Column | PEEK | 50 x 4,0 mm
ProntoSIL | 06P4H184PS050 | BISCHOFF ProntoSIL 200-5-C18 AQ | AQ | 53 | 4 | 5 | 200 | L1 | fully | HPLC Column | PEEK | 53 x 4,0 mm
ProntoSIL | A6P4H184PS050 | BISCHOFF ProntoSIL 200-5-C18 AQ | AQ | 60 | 4 | 5 | 200 | L1 | fully | HPLC Column | PEEK | 60 x 4,0 mm
ProntoSIL | 07P4H184PS050 | BISCHOFF ProntoSIL 200-5-C18 AQ | AQ | 75 | 4 | 5 | 200 | L1 | fully | HPLC Column | PEEK | 75 x 4,0 mm
ProntoSIL | 10P4H184PS050 | BISCHOFF ProntoSIL 200-5-C18 AQ | AQ | 100 | 4 | 5 | 200 | L1 | fully | HPLC Column | PEEK | 100 x 4,0 mm
ProntoSIL | 12P4H184PS050 | BISCHOFF ProntoSIL 200-5-C18 AQ | AQ | 125 | 4 | 5 | 200 | L1 | fully | HPLC Column | PEEK | 125 x 4,0 mm
ProntoSIL | 15P4H184PS050 | BISCHOFF ProntoSIL 200-5-C18 AQ | AQ | 150 | 4 | 5 | 200 | L1 | fully | HPLC Column | PEEK | 150 x 4,0 mm
ProntoSIL | 20P4H184PS050 | BISCHOFF ProntoSIL 200-5-C18 AQ | AQ | 200 | 4 | 5 | 200 | L1 | fully | HPLC Column | PEEK | 200 x 4,0 mm
ProntoSIL | 25P4H184PS050 | BISCHOFF ProntoSIL 200-5-C18 AQ | AQ | 250 | 4 | 5 | 200 | L1 | fully | HPLC Column | PEEK | 250 x 4,0 mm
ProntoSIL | 30P4H184PS050 | BISCHOFF ProntoSIL 200-5-C18 AQ | AQ | 300 | 4 | 5 | 200 | L1 | fully | HPLC Column | PEEK | 300 x 4,0 mm
ProntoSIL | 6305H184PS050 | BISCHOFF ProntoSIL 200-5-C18 AQ | AQ | 5 | 4 | 5 | 200 | L1 | fully | Cartridges (5 pcs.) | SS | 5 x 4,0 mm
ProntoSIL | 6301H184PS050 | BISCHOFF ProntoSIL 200-5-C18 AQ | AQ | 10 | 4 | 5 | 200 | L1 | fully | Cartridges (5 pcs.) | SS | 10 x 4,0 mm
ProntoSIL | 6302H184PS050 | BISCHOFF ProntoSIL 200-5-C18 AQ | AQ | 20 | 4 | 5 | 200 | L1 | fully | Cartridges (5 pcs.) | SS | 20 x 4,0 mm
ProntoSIL | 63P1H184PS050 | BISCHOFF ProntoSIL 200-5-C18 AQ | AQ | 10 | 4 | 5 | 200 | L1 | fully | Cartridges (5 pcs.) | PEEK | 10 x 4,0 mm
ProntoSIL | 63P2H184PS050 | BISCHOFF ProntoSIL 200-5-C18 AQ | AQ | 20 | 4 | 5 | 200 | L1 | fully | Cartridges (5 pcs.) | PEEK | 20 x 4,0 mm
ProntoSIL | 6335H184PS050 | BISCHOFF ProntoSIL 200-5-C18 AQ | AQ | 5 | 3 | 5 | 200 | L1 | fully | Cartridges (5 pcs.) | SS | 5 x 3,0 mm
ProntoSIL | 6331H184PS050 | BISCHOFF ProntoSIL 200-5-C18 AQ | AQ | 10 | 3 | 5 | 200 | L1 | fully | Cartridges (5 pcs.) | SS | 10 x 3,0 mm
ProntoSIL | 6332H184PS050 | BISCHOFF ProntoSIL 200-5-C18 AQ | AQ | 20 | 3 | 5 | 200 | L1 | fully | Cartridges (5 pcs.) | SS | 20 x 3,0 mm
ProntoSIL | 6325H184PS050 | BISCHOFF ProntoSIL 200-5-C18 AQ | AQ | 5 | 2 | 5 | 200 | L1 | fully | Cartridges (5 pcs.) | SS | 5 x 2,0 mm
ProntoSIL | 6321H184PS050 | BISCHOFF ProntoSIL 200-5-C18 AQ | AQ | 10 | 2 | 5 | 200 | L1 | fully | Cartridges (5 pcs.) | SS | 10 x 2,0 mm
ProntoSIL | 6322H184PS050 | BISCHOFF ProntoSIL 200-5-C18 AQ | AQ | 20 | 2 | 5 | 200 | L1 | fully | Cartridges (5 pcs.) | SS | 20 x 2,0 mm
ProntoSIL | 0102H080PS030 | BISCHOFF ProntoSIL 200-3-C8 SH | C8 | 14 | 2 | 3 | 200 | L7 | fully | HPLC Column | SS | 14 x 2,0 mm
ProntoSIL | 0103H080PS030 | BISCHOFF ProntoSIL 200-3-C8 SH | C8 | 14 | 3 | 3 | 200 | L7 | fully | HPLC Column | SS | 14 x 3,0 mm
ProntoSIL | 0104H080PS030 | BISCHOFF ProntoSIL 200-3-C8 SH | C8 | 14 | 4 | 3 | 200 | L7 | fully | HPLC Column | SS | 14 x 4,0 mm
ProntoSIL | 0146H080PS030 | BISCHOFF ProntoSIL 200-3-C8 SH | C8 | 14 | 4.6 | 3 | 200 | L7 | fully | HPLC Column | SS | 14 x 4,6 mm
ProntoSIL | A202H080PS030 | BISCHOFF ProntoSIL 200-3-C8 SH | C8 | 20 | 2 | 3 | 200 | L7 | fully | HPLC Column | SS | 20 x 2,0 mm
ProntoSIL | A203H080PS030 | BISCHOFF ProntoSIL 200-3-C8 SH | C8 | 20 | 3 | 3 | 200 | L7 | fully | HPLC Column | SS | 20 x 3,0 mm
ProntoSIL | A204H080PS030 | BISCHOFF ProntoSIL 200-3-C8 SH | C8 | 20 | 4 | 3 | 200 | L7 | fully | HPLC Column | SS | 20 x 4,0 mm
ProntoSIL | A246H080PS030 | BISCHOFF ProntoSIL 200-3-C8 SH | C8 | 20 | 4.6 | 3 | 200 | L7 | fully | HPLC Column | SS | 20 x 4,6 mm
ProntoSIL | 0202H080PS030 | BISCHOFF ProntoSIL 200-3-C8 SH | C8 | 25 | 2 | 3 | 200 | L7 | fully | HPLC Column | SS | 25 x 2,0 mm
ProntoSIL | 0203H080PS030 | BISCHOFF ProntoSIL 200-3-C8 SH | C8 | 25 | 3 | 3 | 200 | L7 | fully | HPLC Column | SS | 25 x 3,0 mm
ProntoSIL | 0204H080PS030 | BISCHOFF ProntoSIL 200-3-C8 SH | C8 | 25 | 4 | 3 | 200 | L7 | fully | HPLC Column | SS | 25 x 4,0 mm
ProntoSIL | 0246H080PS030 | BISCHOFF ProntoSIL 200-3-C8 SH | C8 | 25 | 4.6 | 3 | 200 | L7 | fully | HPLC Column | SS | 25 x 4,6 mm
ProntoSIL | 0302H080PS030 | BISCHOFF ProntoSIL 200-3-C8 SH | C8 | 30 | 2 | 3 | 200 | L7 | fully | HPLC Column | SS | 30 x 2,0 mm
ProntoSIL | 0303H080PS030 | BISCHOFF ProntoSIL 200-3-C8 SH | C8 | 30 | 3 | 3 | 200 | L7 | fully | HPLC Column | SS | 30 x 3,0 mm
ProntoSIL | 0304H080PS030 | BISCHOFF ProntoSIL 200-3-C8 SH | C8 | 30 | 4 | 3 | 200 | L7 | fully | HPLC Column | SS | 30 x 4,0 mm
ProntoSIL | 0346H080PS030 | BISCHOFF ProntoSIL 200-3-C8 SH | C8 | 30 | 4.6 | 3 | 200 | L7 | fully | HPLC Column | SS | 30 x 4,6 mm
ProntoSIL | 0402H080PS030 | BISCHOFF ProntoSIL 200-3-C8 SH | C8 | 33 | 2 | 3 | 200 | L7 | fully | HPLC Column | SS | 33 x 2,0 mm
ProntoSIL | 0403H080PS030 | BISCHOFF ProntoSIL 200-3-C8 SH | C8 | 33 | 3 | 3 | 200 | L7 | fully | HPLC Column | SS | 33 x 3,0 mm
ProntoSIL | 0404H080PS030 | BISCHOFF ProntoSIL 200-3-C8 SH | C8 | 33 | 4 | 3 | 200 | L7 | fully | HPLC Column | SS | 33 x 4,0 mm
ProntoSIL | 0446H080PS030 | BISCHOFF ProntoSIL 200-3-C8 SH | C8 | 33 | 4.6 | 3 | 200 | L7 | fully | HPLC Column | SS | 33 x 4,6 mm
ProntoSIL | A402H080PS030 | BISCHOFF ProntoSIL 200-3-C8 SH | C8 | 40 | 2 | 3 | 200 | L7 | fully | HPLC Column | SS | 40 x 2,0 mm
ProntoSIL | A403H080PS030 | BISCHOFF ProntoSIL 200-3-C8 SH | C8 | 40 | 3 | 3 | 200 | L7 | fully | HPLC Column | SS | 40 x 3,0 mm
ProntoSIL | A404H080PS030 | BISCHOFF ProntoSIL 200-3-C8 SH | C8 | 40 | 4 | 3 | 200 | L7 | fully | HPLC Column | SS | 40 x 4,0 mm
ProntoSIL | A446H080PS030 | BISCHOFF ProntoSIL 200-3-C8 SH | C8 | 40 | 4.6 | 3 | 200 | L7 | fully | HPLC Column | SS | 40 x 4,6 mm
ProntoSIL | 0502H080PS030 | BISCHOFF ProntoSIL 200-3-C8 SH | C8 | 50 | 2 | 3 | 200 | L7 | fully | HPLC Column | SS | 50 x 2,0 mm
ProntoSIL | 0503H080PS030 | BISCHOFF ProntoSIL 200-3-C8 SH | C8 | 50 | 3 | 3 | 200 | L7 | fully | HPLC Column | SS | 50 x 3,0 mm
ProntoSIL | 0504H080PS030 | BISCHOFF ProntoSIL 200-3-C8 SH | C8 | 50 | 4 | 3 | 200 | L7 | fully | HPLC Column | SS | 50 x 4,0 mm
ProntoSIL | 0546H080PS030 | BISCHOFF ProntoSIL 200-3-C8 SH | C8 | 50 | 4.6 | 3 | 200 | L7 | fully | HPLC Column | SS | 50 x 4,6 mm
ProntoSIL | 0602H080PS030 | BISCHOFF ProntoSIL 200-3-C8 SH | C8 | 53 | 2 | 3 | 200 | L7 | fully | HPLC Column | SS | 53 x 2,0 mm
ProntoSIL | 0603H080PS030 | BISCHOFF ProntoSIL 200-3-C8 SH | C8 | 53 | 3 | 3 | 200 | L7 | fully | HPLC Column | SS | 53 x 3,0 mm
ProntoSIL | 0604H080PS030 | BISCHOFF ProntoSIL 200-3-C8 SH | C8 | 53 | 4 | 3 | 200 | L7 | fully | HPLC Column | SS | 53 x 4,0 mm
ProntoSIL | 0646H080PS030 | BISCHOFF ProntoSIL 200-3-C8 SH | C8 | 53 | 4.6 | 3 | 200 | L7 | fully | HPLC Column | SS | 53 x 4,6 mm
ProntoSIL | A602H080PS030 | BISCHOFF ProntoSIL 200-3-C8 SH | C8 | 60 | 2 | 3 | 200 | L7 | fully | HPLC Column | SS | 60 x 2,0 mm
ProntoSIL | A603H080PS030 | BISCHOFF ProntoSIL 200-3-C8 SH | C8 | 60 | 3 | 3 | 200 | L7 | fully | HPLC Column | SS | 60 x 3,0 mm
ProntoSIL | A604H080PS030 | BISCHOFF ProntoSIL 200-3-C8 SH | C8 | 60 | 4 | 3 | 200 | L7 | fully | HPLC Column | SS | 60 x 4,0 mm
ProntoSIL | A646H080PS030 | BISCHOFF ProntoSIL 200-3-C8 SH | C8 | 60 | 4.6 | 3 | 200 | L7 | fully | HPLC Column | SS | 60 x 4,6 mm
ProntoSIL | 0702H080PS030 | BISCHOFF ProntoSIL 200-3-C8 SH | C8 | 75 | 2 | 3 | 200 | L7 | fully | HPLC Column | SS | 75 x 2,0 mm
ProntoSIL | 0703H080PS030 | BISCHOFF ProntoSIL 200-3-C8 SH | C8 | 75 | 3 | 3 | 200 | L7 | fully | HPLC Column | SS | 75 x 3,0 mm
ProntoSIL | 0704H080PS030 | BISCHOFF ProntoSIL 200-3-C8 SH | C8 | 75 | 4 | 3 | 200 | L7 | fully | HPLC Column | SS | 75 x 4,0 mm
ProntoSIL | 0746H080PS030 | BISCHOFF ProntoSIL 200-3-C8 SH | C8 | 75 | 4.6 | 3 | 200 | L7 | fully | HPLC Column | SS | 75 x 4,6 mm
ProntoSIL | 1002H080PS030 | BISCHOFF ProntoSIL 200-3-C8 SH | C8 | 100 | 2 | 3 | 200 | L7 | fully | HPLC Column | SS | 100 x 2,0 mm
ProntoSIL | 1003H080PS030 | BISCHOFF ProntoSIL 200-3-C8 SH | C8 | 100 | 3 | 3 | 200 | L7 | fully | HPLC Column | SS | 100 x 3,0 mm
ProntoSIL | 1004H080PS030 | BISCHOFF ProntoSIL 200-3-C8 SH | C8 | 100 | 4 | 3 | 200 | L7 | fully | HPLC Column | SS | 100 x 4,0 mm
ProntoSIL | 1046H080PS030 | BISCHOFF ProntoSIL 200-3-C8 SH | C8 | 100 | 4.6 | 3 | 200 | L7 | fully | HPLC Column | SS | 100 x 4,6 mm
ProntoSIL | 1202H080PS030 | BISCHOFF ProntoSIL 200-3-C8 SH | C8 | 125 | 2 | 3 | 200 | L7 | fully | HPLC Column | SS | 125 x 2,0 mm
ProntoSIL | 1203H080PS030 | BISCHOFF ProntoSIL 200-3-C8 SH | C8 | 125 | 3 | 3 | 200 | L7 | fully | HPLC Column | SS | 125 x 3,0 mm
ProntoSIL | 1204H080PS030 | BISCHOFF ProntoSIL 200-3-C8 SH | C8 | 125 | 4 | 3 | 200 | L7 | fully | HPLC Column | SS | 125 x 4,0 mm
ProntoSIL | 1246H080PS030 | BISCHOFF ProntoSIL 200-3-C8 SH | C8 | 125 | 4.6 | 3 | 200 | L7 | fully | HPLC Column | SS | 125 x 4,6 mm
ProntoSIL | 1502H080PS030 | BISCHOFF ProntoSIL 200-3-C8 SH | C8 | 150 | 2 | 3 | 200 | L7 | fully | HPLC Column | SS | 150 x 2,0 mm
ProntoSIL | 1503H080PS030 | BISCHOFF ProntoSIL 200-3-C8 SH | C8 | 150 | 3 | 3 | 200 | L7 | fully | HPLC Column | SS | 150 x 3,0 mm
ProntoSIL | 1504H080PS030 | BISCHOFF ProntoSIL 200-3-C8 SH | C8 | 150 | 4 | 3 | 200 | L7 | fully | HPLC Column | SS | 150 x 4,0 mm
ProntoSIL | 1546H080PS030 | BISCHOFF ProntoSIL 200-3-C8 SH | C8 | 150 | 4.6 | 3 | 200 | L7 | fully | HPLC Column | SS | 150 x 4,6 mm
ProntoSIL | 2002H080PS030 | BISCHOFF ProntoSIL 200-3-C8 SH | C8 | 200 | 2 | 3 | 200 | L7 | fully | HPLC Column | SS | 200 x 2,0 mm
ProntoSIL | 2003H080PS030 | BISCHOFF ProntoSIL 200-3-C8 SH | C8 | 200 | 3 | 3 | 200 | L7 | fully | HPLC Column | SS | 200 x 3,0 mm
ProntoSIL | 2004H080PS030 | BISCHOFF ProntoSIL 200-3-C8 SH | C8 | 200 | 4 | 3 | 200 | L7 | fully | HPLC Column | SS | 200 x 4,0 mm
ProntoSIL | 2046H080PS030 | BISCHOFF ProntoSIL 200-3-C8 SH | C8 | 200 | 4.6 | 3 | 200 | L7 | fully | HPLC Column | SS | 200 x 4,6 mm
ProntoSIL | 2502H080PS030 | BISCHOFF ProntoSIL 200-3-C8 SH | C8 | 250 | 2 | 3 | 200 | L7 | fully | HPLC Column | SS | 250 x 2,0 mm
ProntoSIL | 2503H080PS030 | BISCHOFF ProntoSIL 200-3-C8 SH | C8 | 250 | 3 | 3 | 200 | L7 | fully | HPLC Column | SS | 250 x 3,0 mm
ProntoSIL | 2504H080PS030 | BISCHOFF ProntoSIL 200-3-C8 SH | C8 | 250 | 4 | 3 | 200 | L7 | fully | HPLC Column | SS | 250 x 4,0 mm
ProntoSIL | 2546H080PS030 | BISCHOFF ProntoSIL 200-3-C8 SH | C8 | 250 | 4.6 | 3 | 200 | L7 | fully | HPLC Column | SS | 250 x 4,6 mm
ProntoSIL | 3002H080PS030 | BISCHOFF ProntoSIL 200-3-C8 SH | C8 | 300 | 2 | 3 | 200 | L7 | fully | HPLC Column | SS | 300 x 2,0 mm
ProntoSIL | 3003H080PS030 | BISCHOFF ProntoSIL 200-3-C8 SH | C8 | 300 | 3 | 3 | 200 | L7 | fully | HPLC Column | SS | 300 x 3,0 mm
ProntoSIL | 3004H080PS030 | BISCHOFF ProntoSIL 200-3-C8 SH | C8 | 300 | 4 | 3 | 200 | L7 | fully | HPLC Column | SS | 300 x 4,0 mm
ProntoSIL | 3046H080PS030 | BISCHOFF ProntoSIL 200-3-C8 SH | C8 | 300 | 4.6 | 3 | 200 | L7 | fully | HPLC Column | SS | 300 x 4,6 mm
ProntoSIL | 01P4H080PS030 | BISCHOFF ProntoSIL 200-3-C8 SH | C8 | 14 | 4 | 3 | 200 | L7 | fully | HPLC Column | PEEK | 14 x 4,0 mm
ProntoSIL | A2P4H080PS030 | BISCHOFF ProntoSIL 200-3-C8 SH | C8 | 20 | 4 | 3 | 200 | L7 | fully | HPLC Column | PEEK | 20 x 4,0 mm
ProntoSIL | 02P4H080PS030 | BISCHOFF ProntoSIL 200-3-C8 SH | C8 | 25 | 4 | 3 | 200 | L7 | fully | HPLC Column | PEEK | 25 x 4,0 mm
ProntoSIL | 03P4H080PS030 | BISCHOFF ProntoSIL 200-3-C8 SH | C8 | 30 | 4 | 3 | 200 | L7 | fully | HPLC Column | PEEK | 30 x 4,0 mm
ProntoSIL | 04P4H080PS030 | BISCHOFF ProntoSIL 200-3-C8 SH | C8 | 33 | 4 | 3 | 200 | L7 | fully | HPLC Column | PEEK | 33 x 4,0 mm
ProntoSIL | A4P4H080PS030 | BISCHOFF ProntoSIL 200-3-C8 SH | C8 | 40 | 4 | 3 | 200 | L7 | fully | HPLC Column | PEEK | 40 x 4,0 mm
ProntoSIL | 05P4H080PS030 | BISCHOFF ProntoSIL 200-3-C8 SH | C8 | 50 | 4 | 3 | 200 | L7 | fully | HPLC Column | PEEK | 50 x 4,0 mm
ProntoSIL | 06P4H080PS030 | BISCHOFF ProntoSIL 200-3-C8 SH | C8 | 53 | 4 | 3 | 200 | L7 | fully | HPLC Column | PEEK | 53 x 4,0 mm
ProntoSIL | A6P4H080PS030 | BISCHOFF ProntoSIL 200-3-C8 SH | C8 | 60 | 4 | 3 | 200 | L7 | fully | HPLC Column | PEEK | 60 x 4,0 mm
ProntoSIL | 07P4H080PS030 | BISCHOFF ProntoSIL 200-3-C8 SH | C8 | 75 | 4 | 3 | 200 | L7 | fully | HPLC Column | PEEK | 75 x 4,0 mm
ProntoSIL | 10P4H080PS030 | BISCHOFF ProntoSIL 200-3-C8 SH | C8 | 100 | 4 | 3 | 200 | L7 | fully | HPLC Column | PEEK | 100 x 4,0 mm
ProntoSIL | 12P4H080PS030 | BISCHOFF ProntoSIL 200-3-C8 SH | C8 | 125 | 4 | 3 | 200 | L7 | fully | HPLC Column | PEEK | 125 x 4,0 mm
ProntoSIL | 15P4H080PS030 | BISCHOFF ProntoSIL 200-3-C8 SH | C8 | 150 | 4 | 3 | 200 | L7 | fully | HPLC Column | PEEK | 150 x 4,0 mm
ProntoSIL | 20P4H080PS030 | BISCHOFF ProntoSIL 200-3-C8 SH | C8 | 200 | 4 | 3 | 200 | L7 | fully | HPLC Column | PEEK | 200 x 4,0 mm
ProntoSIL | 25P4H080PS030 | BISCHOFF ProntoSIL 200-3-C8 SH | C8 | 250 | 4 | 3 | 200 | L7 | fully | HPLC Column | PEEK | 250 x 4,0 mm
ProntoSIL | 30P4H080PS030 | BISCHOFF ProntoSIL 200-3-C8 SH | C8 | 300 | 4 | 3 | 200 | L7 | fully | HPLC Column | PEEK | 300 x 4,0 mm
ProntoSIL | 6305H080PS030 | BISCHOFF ProntoSIL 200-3-C8 SH | C8 | 5 | 4 | 3 | 200 | L7 | fully | Cartridges (5 pcs.) | SS | 5 x 4,0 mm
ProntoSIL | 6301H080PS030 | BISCHOFF ProntoSIL 200-3-C8 SH | C8 | 10 | 4 | 3 | 200 | L7 | fully | Cartridges (5 pcs.) | SS | 10 x 4,0 mm
ProntoSIL | 6302H080PS030 | BISCHOFF ProntoSIL 200-3-C8 SH | C8 | 20 | 4 | 3 | 200 | L7 | fully | Cartridges (5 pcs.) | SS | 20 x 4,0 mm
ProntoSIL | 63P1H080PS030 | BISCHOFF ProntoSIL 200-3-C8 SH | C8 | 10 | 4 | 3 | 200 | L7 | fully | Cartridges (5 pcs.) | PEEK | 10 x 4,0 mm
ProntoSIL | 63P2H080PS030 | BISCHOFF ProntoSIL 200-3-C8 SH | C8 | 20 | 4 | 3 | 200 | L7 | fully | Cartridges (5 pcs.) | PEEK | 20 x 4,0 mm
ProntoSIL | 6335H080PS030 | BISCHOFF ProntoSIL 200-3-C8 SH | C8 | 5 | 3 | 3 | 200 | L7 | fully | Cartridges (5 pcs.) | SS | 5 x 3,0 mm
ProntoSIL | 6331H080PS030 | BISCHOFF ProntoSIL 200-3-C8 SH | C8 | 10 | 3 | 3 | 200 | L7 | fully | Cartridges (5 pcs.) | SS | 10 x 3,0 mm
ProntoSIL | 6332H080PS030 | BISCHOFF ProntoSIL 200-3-C8 SH | C8 | 20 | 3 | 3 | 200 | L7 | fully | Cartridges (5 pcs.) | SS | 20 x 3,0 mm
ProntoSIL | 6325H080PS030 | BISCHOFF ProntoSIL 200-3-C8 SH | C8 | 5 | 2 | 3 | 200 | L7 | fully | Cartridges (5 pcs.) | SS | 5 x 2,0 mm
ProntoSIL | 6321H080PS030 | BISCHOFF ProntoSIL 200-3-C8 SH | C8 | 10 | 2 | 3 | 200 | L7 | fully | Cartridges (5 pcs.) | SS | 10 x 2,0 mm
ProntoSIL | 6322H080PS030 | BISCHOFF ProntoSIL 200-3-C8 SH | C8 | 20 | 2 | 3 | 200 | L7 | fully | Cartridges (5 pcs.) | SS | 20 x 2,0 mm
ProntoSIL | 0102H080PS050 | BISCHOFF ProntoSIL 200-5-C8 SH | C8 | 14 | 2 | 5 | 200 | L7 | fully | HPLC Column | SS | 14 x 2,0 mm
ProntoSIL | 0103H080PS050 | BISCHOFF ProntoSIL 200-5-C8 SH | C8 | 14 | 3 | 5 | 200 | L7 | fully | HPLC Column | SS | 14 x 3,0 mm
ProntoSIL | 0104H080PS050 | BISCHOFF ProntoSIL 200-5-C8 SH | C8 | 14 | 4 | 5 | 200 | L7 | fully | HPLC Column | SS | 14 x 4,0 mm
ProntoSIL | 0146H080PS050 | BISCHOFF ProntoSIL 200-5-C8 SH | C8 | 14 | 4.6 | 5 | 200 | L7 | fully | HPLC Column | SS | 14 x 4,6 mm
ProntoSIL | A202H080PS050 | BISCHOFF ProntoSIL 200-5-C8 SH | C8 | 20 | 2 | 5 | 200 | L7 | fully | HPLC Column | SS | 20 x 2,0 mm
ProntoSIL | A203H080PS050 | BISCHOFF ProntoSIL 200-5-C8 SH | C8 | 20 | 3 | 5 | 200 | L7 | fully | HPLC Column | SS | 20 x 3,0 mm
ProntoSIL | A204H080PS050 | BISCHOFF ProntoSIL 200-5-C8 SH | C8 | 20 | 4 | 5 | 200 | L7 | fully | HPLC Column | SS | 20 x 4,0 mm
ProntoSIL | A246H080PS050 | BISCHOFF ProntoSIL 200-5-C8 SH | C8 | 20 | 4.6 | 5 | 200 | L7 | fully | HPLC Column | SS | 20 x 4,6 mm
ProntoSIL | 0202H080PS050 | BISCHOFF ProntoSIL 200-5-C8 SH | C8 | 25 | 2 | 5 | 200 | L7 | fully | HPLC Column | SS | 25 x 2,0 mm
ProntoSIL | 0203H080PS050 | BISCHOFF ProntoSIL 200-5-C8 SH | C8 | 25 | 3 | 5 | 200 | L7 | fully | HPLC Column | SS | 25 x 3,0 mm
ProntoSIL | 0204H080PS050 | BISCHOFF ProntoSIL 200-5-C8 SH | C8 | 25 | 4 | 5 | 200 | L7 | fully | HPLC Column | SS | 25 x 4,0 mm
ProntoSIL | 0246H080PS050 | BISCHOFF ProntoSIL 200-5-C8 SH | C8 | 25 | 4.6 | 5 | 200 | L7 | fully | HPLC Column | SS | 25 x 4,6 mm
ProntoSIL | 0302H080PS050 | BISCHOFF ProntoSIL 200-5-C8 SH | C8 | 30 | 2 | 5 | 200 | L7 | fully | HPLC Column | SS | 30 x 2,0 mm
ProntoSIL | 0303H080PS050 | BISCHOFF ProntoSIL 200-5-C8 SH | C8 | 30 | 3 | 5 | 200 | L7 | fully | HPLC Column | SS | 30 x 3,0 mm
ProntoSIL | 0304H080PS050 | BISCHOFF ProntoSIL 200-5-C8 SH | C8 | 30 | 4 | 5 | 200 | L7 | fully | HPLC Column | SS | 30 x 4,0 mm
ProntoSIL | 0346H080PS050 | BISCHOFF ProntoSIL 200-5-C8 SH | C8 | 30 | 4.6 | 5 | 200 | L7 | fully | HPLC Column | SS | 30 x 4,6 mm
ProntoSIL | 0402H080PS050 | BISCHOFF ProntoSIL 200-5-C8 SH | C8 | 33 | 2 | 5 | 200 | L7 | fully | HPLC Column | SS | 33 x 2,0 mm
ProntoSIL | 0403H080PS050 | BISCHOFF ProntoSIL 200-5-C8 SH | C8 | 33 | 3 | 5 | 200 | L7 | fully | HPLC Column | SS | 33 x 3,0 mm
ProntoSIL | 0404H080PS050 | BISCHOFF ProntoSIL 200-5-C8 SH | C8 | 33 | 4 | 5 | 200 | L7 | fully | HPLC Column | SS | 33 x 4,0 mm
ProntoSIL | 0446H080PS050 | BISCHOFF ProntoSIL 200-5-C8 SH | C8 | 33 | 4.6 | 5 | 200 | L7 | fully | HPLC Column | SS | 33 x 4,6 mm
ProntoSIL | A402H080PS050 | BISCHOFF ProntoSIL 200-5-C8 SH | C8 | 40 | 2 | 5 | 200 | L7 | fully | HPLC Column | SS | 40 x 2,0 mm
ProntoSIL | A403H080PS050 | BISCHOFF ProntoSIL 200-5-C8 SH | C8 | 40 | 3 | 5 | 200 | L7 | fully | HPLC Column | SS | 40 x 3,0 mm
ProntoSIL | A404H080PS050 | BISCHOFF ProntoSIL 200-5-C8 SH | C8 | 40 | 4 | 5 | 200 | L7 | fully | HPLC Column | SS | 40 x 4,0 mm
ProntoSIL | A446H080PS050 | BISCHOFF ProntoSIL 200-5-C8 SH | C8 | 40 | 4.6 | 5 | 200 | L7 | fully | HPLC Column | SS | 40 x 4,6 mm
ProntoSIL | 0502H080PS050 | BISCHOFF ProntoSIL 200-5-C8 SH | C8 | 50 | 2 | 5 | 200 | L7 | fully | HPLC Column | SS | 50 x 2,0 mm
ProntoSIL | 0503H080PS050 | BISCHOFF ProntoSIL 200-5-C8 SH | C8 | 50 | 3 | 5 | 200 | L7 | fully | HPLC Column | SS | 50 x 3,0 mm
ProntoSIL | 0504H080PS050 | BISCHOFF ProntoSIL 200-5-C8 SH | C8 | 50 | 4 | 5 | 200 | L7 | fully | HPLC Column | SS | 50 x 4,0 mm
ProntoSIL | 0546H080PS050 | BISCHOFF ProntoSIL 200-5-C8 SH | C8 | 50 | 4.6 | 5 | 200 | L7 | fully | HPLC Column | SS | 50 x 4,6 mm
ProntoSIL | 0602H080PS050 | BISCHOFF ProntoSIL 200-5-C8 SH | C8 | 53 | 2 | 5 | 200 | L7 | fully | HPLC Column | SS | 53 x 2,0 mm
ProntoSIL | 0603H080PS050 | BISCHOFF ProntoSIL 200-5-C8 SH | C8 | 53 | 3 | 5 | 200 | L7 | fully | HPLC Column | SS | 53 x 3,0 mm
ProntoSIL | 0604H080PS050 | BISCHOFF ProntoSIL 200-5-C8 SH | C8 | 53 | 4 | 5 | 200 | L7 | fully | HPLC Column | SS | 53 x 4,0 mm
ProntoSIL | 0646H080PS050 | BISCHOFF ProntoSIL 200-5-C8 SH | C8 | 53 | 4.6 | 5 | 200 | L7 | fully | HPLC Column | SS | 53 x 4,6 mm
ProntoSIL | A602H080PS050 | BISCHOFF ProntoSIL 200-5-C8 SH | C8 | 60 | 2 | 5 | 200 | L7 | fully | HPLC Column | SS | 60 x 2,0 mm
ProntoSIL | A603H080PS050 | BISCHOFF ProntoSIL 200-5-C8 SH | C8 | 60 | 3 | 5 | 200 | L7 | fully | HPLC Column | SS | 60 x 3,0 mm
ProntoSIL | A604H080PS050 | BISCHOFF ProntoSIL 200-5-C8 SH | C8 | 60 | 4 | 5 | 200 | L7 | fully | HPLC Column | SS | 60 x 4,0 mm
ProntoSIL | A646H080PS050 | BISCHOFF ProntoSIL 200-5-C8 SH | C8 | 60 | 4.6 | 5 | 200 | L7 | fully | HPLC Column | SS | 60 x 4,6 mm
ProntoSIL | 0702H080PS050 | BISCHOFF ProntoSIL 200-5-C8 SH | C8 | 75 | 2 | 5 | 200 | L7 | fully | HPLC Column | SS | 75 x 2,0 mm
ProntoSIL | 0703H080PS050 | BISCHOFF ProntoSIL 200-5-C8 SH | C8 | 75 | 3 | 5 | 200 | L7 | fully | HPLC Column | SS | 75 x 3,0 mm
ProntoSIL | 0704H080PS050 | BISCHOFF ProntoSIL 200-5-C8 SH | C8 | 75 | 4 | 5 | 200 | L7 | fully | HPLC Column | SS | 75 x 4,0 mm
ProntoSIL | 0746H080PS050 | BISCHOFF ProntoSIL 200-5-C8 SH | C8 | 75 | 4.6 | 5 | 200 | L7 | fully | HPLC Column | SS | 75 x 4,6 mm
ProntoSIL | 1002H080PS050 | BISCHOFF ProntoSIL 200-5-C8 SH | C8 | 100 | 2 | 5 | 200 | L7 | fully | HPLC Column | SS | 100 x 2,0 mm
ProntoSIL | 1003H080PS050 | BISCHOFF ProntoSIL 200-5-C8 SH | C8 | 100 | 3 | 5 | 200 | L7 | fully | HPLC Column | SS | 100 x 3,0 mm
ProntoSIL | 1004H080PS050 | BISCHOFF ProntoSIL 200-5-C8 SH | C8 | 100 | 4 | 5 | 200 | L7 | fully | HPLC Column | SS | 100 x 4,0 mm
ProntoSIL | 1046H080PS050 | BISCHOFF ProntoSIL 200-5-C8 SH | C8 | 100 | 4.6 | 5 | 200 | L7 | fully | HPLC Column | SS | 100 x 4,6 mm
ProntoSIL | 1202H080PS050 | BISCHOFF ProntoSIL 200-5-C8 SH | C8 | 125 | 2 | 5 | 200 | L7 | fully | HPLC Column | SS | 125 x 2,0 mm
ProntoSIL | 1203H080PS050 | BISCHOFF ProntoSIL 200-5-C8 SH | C8 | 125 | 3 | 5 | 200 | L7 | fully | HPLC Column | SS | 125 x 3,0 mm
ProntoSIL | 1204H080PS050 | BISCHOFF ProntoSIL 200-5-C8 SH | C8 | 125 | 4 | 5 | 200 | L7 | fully | HPLC Column | SS | 125 x 4,0 mm
ProntoSIL | 1246H080PS050 | BISCHOFF ProntoSIL 200-5-C8 SH | C8 | 125 | 4.6 | 5 | 200 | L7 | fully | HPLC Column | SS | 125 x 4,6 mm
ProntoSIL | 1502H080PS050 | BISCHOFF ProntoSIL 200-5-C8 SH | C8 | 150 | 2 | 5 | 200 | L7 | fully | HPLC Column | SS | 150 x 2,0 mm
ProntoSIL | 1503H080PS050 | BISCHOFF ProntoSIL 200-5-C8 SH | C8 | 150 | 3 | 5 | 200 | L7 | fully | HPLC Column | SS | 150 x 3,0 mm
ProntoSIL | 1504H080PS050 | BISCHOFF ProntoSIL 200-5-C8 SH | C8 | 150 | 4 | 5 | 200 | L7 | fully | HPLC Column | SS | 150 x 4,0 mm
ProntoSIL | 1546H080PS050 | BISCHOFF ProntoSIL 200-5-C8 SH | C8 | 150 | 4.6 | 5 | 200 | L7 | fully | HPLC Column | SS | 150 x 4,6 mm
ProntoSIL | 2002H080PS050 | BISCHOFF ProntoSIL 200-5-C8 SH | C8 | 200 | 2 | 5 | 200 | L7 | fully | HPLC Column | SS | 200 x 2,0 mm
ProntoSIL | 2003H080PS050 | BISCHOFF ProntoSIL 200-5-C8 SH | C8 | 200 | 3 | 5 | 200 | L7 | fully | HPLC Column | SS | 200 x 3,0 mm
ProntoSIL | 2004H080PS050 | BISCHOFF ProntoSIL 200-5-C8 SH | C8 | 200 | 4 | 5 | 200 | L7 | fully | HPLC Column | SS | 200 x 4,0 mm
ProntoSIL | 2046H080PS050 | BISCHOFF ProntoSIL 200-5-C8 SH | C8 | 200 | 4.6 | 5 | 200 | L7 | fully | HPLC Column | SS | 200 x 4,6 mm
ProntoSIL | 2502H080PS050 | BISCHOFF ProntoSIL 200-5-C8 SH | C8 | 250 | 2 | 5 | 200 | L7 | fully | HPLC Column | SS | 250 x 2,0 mm
ProntoSIL | 2503H080PS050 | BISCHOFF ProntoSIL 200-5-C8 SH | C8 | 250 | 3 | 5 | 200 | L7 | fully | HPLC Column | SS | 250 x 3,0 mm
ProntoSIL | 2504H080PS050 | BISCHOFF ProntoSIL 200-5-C8 SH | C8 | 250 | 4 | 5 | 200 | L7 | fully | HPLC Column | SS | 250 x 4,0 mm
ProntoSIL | 2546H080PS050 | BISCHOFF ProntoSIL 200-5-C8 SH | C8 | 250 | 4.6 | 5 | 200 | L7 | fully | HPLC Column | SS | 250 x 4,6 mm
ProntoSIL | 3002H080PS050 | BISCHOFF ProntoSIL 200-5-C8 SH | C8 | 300 | 2 | 5 | 200 | L7 | fully | HPLC Column | SS | 300 x 2,0 mm
ProntoSIL | 3003H080PS050 | BISCHOFF ProntoSIL 200-5-C8 SH | C8 | 300 | 3 | 5 | 200 | L7 | fully | HPLC Column | SS | 300 x 3,0 mm
ProntoSIL | 3004H080PS050 | BISCHOFF ProntoSIL 200-5-C8 SH | C8 | 300 | 4 | 5 | 200 | L7 | fully | HPLC Column | SS | 300 x 4,0 mm
ProntoSIL | 3046H080PS050 | BISCHOFF ProntoSIL 200-5-C8 SH | C8 | 300 | 4.6 | 5 | 200 | L7 | fully | HPLC Column | SS | 300 x 4,6 mm
ProntoSIL | 01P4H080PS050 | BISCHOFF ProntoSIL 200-5-C8 SH | C8 | 14 | 4 | 5 | 200 | L7 | fully | HPLC Column | PEEK | 14 x 4,0 mm
ProntoSIL | A2P4H080PS050 | BISCHOFF ProntoSIL 200-5-C8 SH | C8 | 20 | 4 | 5 | 200 | L7 | fully | HPLC Column | PEEK | 20 x 4,0 mm
ProntoSIL | 02P4H080PS050 | BISCHOFF ProntoSIL 200-5-C8 SH | C8 | 25 | 4 | 5 | 200 | L7 | fully | HPLC Column | PEEK | 25 x 4,0 mm
ProntoSIL | 03P4H080PS050 | BISCHOFF ProntoSIL 200-5-C8 SH | C8 | 30 | 4 | 5 | 200 | L7 | fully | HPLC Column | PEEK | 30 x 4,0 mm
ProntoSIL | 04P4H080PS050 | BISCHOFF ProntoSIL 200-5-C8 SH | C8 | 33 | 4 | 5 | 200 | L7 | fully | HPLC Column | PEEK | 33 x 4,0 mm
ProntoSIL | A4P4H080PS050 | BISCHOFF ProntoSIL 200-5-C8 SH | C8 | 40 | 4 | 5 | 200 | L7 | fully | HPLC Column | PEEK | 40 x 4,0 mm
ProntoSIL | 05P4H080PS050 | BISCHOFF ProntoSIL 200-5-C8 SH | C8 | 50 | 4 | 5 | 200 | L7 | fully | HPLC Column | PEEK | 50 x 4,0 mm
ProntoSIL | 06P4H080PS050 | BISCHOFF ProntoSIL 200-5-C8 SH | C8 | 53 | 4 | 5 | 200 | L7 | fully | HPLC Column | PEEK | 53 x 4,0 mm
ProntoSIL | A6P4H080PS050 | BISCHOFF ProntoSIL 200-5-C8 SH | C8 | 60 | 4 | 5 | 200 | L7 | fully | HPLC Column | PEEK | 60 x 4,0 mm
ProntoSIL | 07P4H080PS050 | BISCHOFF ProntoSIL 200-5-C8 SH | C8 | 75 | 4 | 5 | 200 | L7 | fully | HPLC Column | PEEK | 75 x 4,0 mm
ProntoSIL | 10P4H080PS050 | BISCHOFF ProntoSIL 200-5-C8 SH | C8 | 100 | 4 | 5 | 200 | L7 | fully | HPLC Column | PEEK | 100 x 4,0 mm
ProntoSIL | 12P4H080PS050 | BISCHOFF ProntoSIL 200-5-C8 SH | C8 | 125 | 4 | 5 | 200 | L7 | fully | HPLC Column | PEEK | 125 x 4,0 mm
ProntoSIL | 15P4H080PS050 | BISCHOFF ProntoSIL 200-5-C8 SH | C8 | 150 | 4 | 5 | 200 | L7 | fully | HPLC Column | PEEK | 150 x 4,0 mm
ProntoSIL | 20P4H080PS050 | BISCHOFF ProntoSIL 200-5-C8 SH | C8 | 200 | 4 | 5 | 200 | L7 | fully | HPLC Column | PEEK | 200 x 4,0 mm
ProntoSIL | 25P4H080PS050 | BISCHOFF ProntoSIL 200-5-C8 SH | C8 | 250 | 4 | 5 | 200 | L7 | fully | HPLC Column | PEEK | 250 x 4,0 mm
ProntoSIL | 30P4H080PS050 | BISCHOFF ProntoSIL 200-5-C8 SH | C8 | 300 | 4 | 5 | 200 | L7 | fully | HPLC Column | PEEK | 300 x 4,0 mm
ProntoSIL | 6305H080PS050 | BISCHOFF ProntoSIL 200-5-C8 SH | C8 | 5 | 4 | 5 | 200 | L7 | fully | Cartridges (5 pcs.) | SS | 5 x 4,0 mm
ProntoSIL | 6301H080PS050 | BISCHOFF ProntoSIL 200-5-C8 SH | C8 | 10 | 4 | 5 | 200 | L7 | fully | Cartridges (5 pcs.) | SS | 10 x 4,0 mm
ProntoSIL | 6302H080PS050 | BISCHOFF ProntoSIL 200-5-C8 SH | C8 | 20 | 4 | 5 | 200 | L7 | fully | Cartridges (5 pcs.) | SS | 20 x 4,0 mm
ProntoSIL | 63P1H080PS050 | BISCHOFF ProntoSIL 200-5-C8 SH | C8 | 10 | 4 | 5 | 200 | L7 | fully | Cartridges (5 pcs.) | PEEK | 10 x 4,0 mm
ProntoSIL | 63P2H080PS050 | BISCHOFF ProntoSIL 200-5-C8 SH | C8 | 20 | 4 | 5 | 200 | L7 | fully | Cartridges (5 pcs.) | PEEK | 20 x 4,0 mm
ProntoSIL | 6335H080PS050 | BISCHOFF ProntoSIL 200-5-C8 SH | C8 | 5 | 3 | 5 | 200 | L7 | fully | Cartridges (5 pcs.) | SS | 5 x 3,0 mm
ProntoSIL | 6331H080PS050 | BISCHOFF ProntoSIL 200-5-C8 SH | C8 | 10 | 3 | 5 | 200 | L7 | fully | Cartridges (5 pcs.) | SS | 10 x 3,0 mm
ProntoSIL | 6332H080PS050 | BISCHOFF ProntoSIL 200-5-C8 SH | C8 | 20 | 3 | 5 | 200 | L7 | fully | Cartridges (5 pcs.) | SS | 20 x 3,0 mm
ProntoSIL | 6325H080PS050 | BISCHOFF ProntoSIL 200-5-C8 SH | C8 | 5 | 2 | 5 | 200 | L7 | fully | Cartridges (5 pcs.) | SS | 5 x 2,0 mm
ProntoSIL | 6321H080PS050 | BISCHOFF ProntoSIL 200-5-C8 SH | C8 | 10 | 2 | 5 | 200 | L7 | fully | Cartridges (5 pcs.) | SS | 10 x 2,0 mm
ProntoSIL | 6322H080PS050 | BISCHOFF ProntoSIL 200-5-C8 SH | C8 | 20 | 2 | 5 | 200 | L7 | fully | Cartridges (5 pcs.) | SS | 20 x 2,0 mm
ProntoSIL | 0102K080PS030 | BISCHOFF ProntoSIL 300-3-C8 SH | C8 | 14 | 2 | 3 | 300 | L7 | fully | HPLC Column | SS | 14 x 2,0 mm
ProntoSIL | 0103K080PS030 | BISCHOFF ProntoSIL 300-3-C8 SH | C8 | 14 | 3 | 3 | 300 | L7 | fully | HPLC Column | SS | 14 x 3,0 mm
ProntoSIL | 0104K080PS030 | BISCHOFF ProntoSIL 300-3-C8 SH | C8 | 14 | 4 | 3 | 300 | L7 | fully | HPLC Column | SS | 14 x 4,0 mm
ProntoSIL | 0146K080PS030 | BISCHOFF ProntoSIL 300-3-C8 SH | C8 | 14 | 4.6 | 3 | 300 | L7 | fully | HPLC Column | SS | 14 x 4,6 mm
ProntoSIL | A202K080PS030 | BISCHOFF ProntoSIL 300-3-C8 SH | C8 | 20 | 2 | 3 | 300 | L7 | fully | HPLC Column | SS | 20 x 2,0 mm
ProntoSIL | A203K080PS030 | BISCHOFF ProntoSIL 300-3-C8 SH | C8 | 20 | 3 | 3 | 300 | L7 | fully | HPLC Column | SS | 20 x 3,0 mm
ProntoSIL | A204K080PS030 | BISCHOFF ProntoSIL 300-3-C8 SH | C8 | 20 | 4 | 3 | 300 | L7 | fully | HPLC Column | SS | 20 x 4,0 mm
ProntoSIL | A246K080PS030 | BISCHOFF ProntoSIL 300-3-C8 SH | C8 | 20 | 4.6 | 3 | 300 | L7 | fully | HPLC Column | SS | 20 x 4,6 mm
ProntoSIL | 0202K080PS030 | BISCHOFF ProntoSIL 300-3-C8 SH | C8 | 25 | 2 | 3 | 300 | L7 | fully | HPLC Column | SS | 25 x 2,0 mm
ProntoSIL | 0203K080PS030 | BISCHOFF ProntoSIL 300-3-C8 SH | C8 | 25 | 3 | 3 | 300 | L7 | fully | HPLC Column | SS | 25 x 3,0 mm
ProntoSIL | 0204K080PS030 | BISCHOFF ProntoSIL 300-3-C8 SH | C8 | 25 | 4 | 3 | 300 | L7 | fully | HPLC Column | SS | 25 x 4,0 mm
ProntoSIL | 0246K080PS030 | BISCHOFF ProntoSIL 300-3-C8 SH | C8 | 25 | 4.6 | 3 | 300 | L7 | fully | HPLC Column | SS | 25 x 4,6 mm
ProntoSIL | 0302K080PS030 | BISCHOFF ProntoSIL 300-3-C8 SH | C8 | 30 | 2 | 3 | 300 | L7 | fully | HPLC Column | SS | 30 x 2,0 mm
ProntoSIL | 0303K080PS030 | BISCHOFF ProntoSIL 300-3-C8 SH | C8 | 30 | 3 | 3 | 300 | L7 | fully | HPLC Column | SS | 30 x 3,0 mm
ProntoSIL | 0304K080PS030 | BISCHOFF ProntoSIL 300-3-C8 SH | C8 | 30 | 4 | 3 | 300 | L7 | fully | HPLC Column | SS | 30 x 4,0 mm
ProntoSIL | 0346K080PS030 | BISCHOFF ProntoSIL 300-3-C8 SH | C8 | 30 | 4.6 | 3 | 300 | L7 | fully | HPLC Column | SS | 30 x 4,6 mm
ProntoSIL | 0402K080PS030 | BISCHOFF ProntoSIL 300-3-C8 SH | C8 | 33 | 2 | 3 | 300 | L7 | fully | HPLC Column | SS | 33 x 2,0 mm
ProntoSIL | 0403K080PS030 | BISCHOFF ProntoSIL 300-3-C8 SH | C8 | 33 | 3 | 3 | 300 | L7 | fully | HPLC Column | SS | 33 x 3,0 mm
ProntoSIL | 0404K080PS030 | BISCHOFF ProntoSIL 300-3-C8 SH | C8 | 33 | 4 | 3 | 300 | L7 | fully | HPLC Column | SS | 33 x 4,0 mm
ProntoSIL | 0446K080PS030 | BISCHOFF ProntoSIL 300-3-C8 SH | C8 | 33 | 4.6 | 3 | 300 | L7 | fully | HPLC Column | SS | 33 x 4,6 mm
ProntoSIL | A402K080PS030 | BISCHOFF ProntoSIL 300-3-C8 SH | C8 | 40 | 2 | 3 | 300 | L7 | fully | HPLC Column | SS | 40 x 2,0 mm
ProntoSIL | A403K080PS030 | BISCHOFF ProntoSIL 300-3-C8 SH | C8 | 40 | 3 | 3 | 300 | L7 | fully | HPLC Column | SS | 40 x 3,0 mm
ProntoSIL | A404K080PS030 | BISCHOFF ProntoSIL 300-3-C8 SH | C8 | 40 | 4 | 3 | 300 | L7 | fully | HPLC Column | SS | 40 x 4,0 mm
ProntoSIL | A446K080PS030 | BISCHOFF ProntoSIL 300-3-C8 SH | C8 | 40 | 4.6 | 3 | 300 | L7 | fully | HPLC Column | SS | 40 x 4,6 mm
ProntoSIL | 0502K080PS030 | BISCHOFF ProntoSIL 300-3-C8 SH | C8 | 50 | 2 | 3 | 300 | L7 | fully | HPLC Column | SS | 50 x 2,0 mm
ProntoSIL | 0503K080PS030 | BISCHOFF ProntoSIL 300-3-C8 SH | C8 | 50 | 3 | 3 | 300 | L7 | fully | HPLC Column | SS | 50 x 3,0 mm
ProntoSIL | 0504K080PS030 | BISCHOFF ProntoSIL 300-3-C8 SH | C8 | 50 | 4 | 3 | 300 | L7 | fully | HPLC Column | SS | 50 x 4,0 mm
ProntoSIL | 0546K080PS030 | BISCHOFF ProntoSIL 300-3-C8 SH | C8 | 50 | 4.6 | 3 | 300 | L7 | fully | HPLC Column | SS | 50 x 4,6 mm
ProntoSIL | 0602K080PS030 | BISCHOFF ProntoSIL 300-3-C8 SH | C8 | 53 | 2 | 3 | 300 | L7 | fully | HPLC Column | SS | 53 x 2,0 mm
ProntoSIL | 0603K080PS030 | BISCHOFF ProntoSIL 300-3-C8 SH | C8 | 53 | 3 | 3 | 300 | L7 | fully | HPLC Column | SS | 53 x 3,0 mm
ProntoSIL | 0604K080PS030 | BISCHOFF ProntoSIL 300-3-C8 SH | C8 | 53 | 4 | 3 | 300 | L7 | fully | HPLC Column | SS | 53 x 4,0 mm
ProntoSIL | 0646K080PS030 | BISCHOFF ProntoSIL 300-3-C8 SH | C8 | 53 | 4.6 | 3 | 300 | L7 | fully | HPLC Column | SS | 53 x 4,6 mm
ProntoSIL | A602K080PS030 | BISCHOFF ProntoSIL 300-3-C8 SH | C8 | 60 | 2 | 3 | 300 | L7 | fully | HPLC Column | SS | 60 x 2,0 mm
ProntoSIL | A603K080PS030 | BISCHOFF ProntoSIL 300-3-C8 SH | C8 | 60 | 3 | 3 | 300 | L7 | fully | HPLC Column | SS | 60 x 3,0 mm
ProntoSIL | A604K080PS030 | BISCHOFF ProntoSIL 300-3-C8 SH | C8 | 60 | 4 | 3 | 300 | L7 | fully | HPLC Column | SS | 60 x 4,0 mm
ProntoSIL | A646K080PS030 | BISCHOFF ProntoSIL 300-3-C8 SH | C8 | 60 | 4.6 | 3 | 300 | L7 | fully | HPLC Column | SS | 60 x 4,6 mm
ProntoSIL | 0702K080PS030 | BISCHOFF ProntoSIL 300-3-C8 SH | C8 | 75 | 2 | 3 | 300 | L7 | fully | HPLC Column | SS | 75 x 2,0 mm
ProntoSIL | 0703K080PS030 | BISCHOFF ProntoSIL 300-3-C8 SH | C8 | 75 | 3 | 3 | 300 | L7 | fully | HPLC Column | SS | 75 x 3,0 mm
ProntoSIL | 0704K080PS030 | BISCHOFF ProntoSIL 300-3-C8 SH | C8 | 75 | 4 | 3 | 300 | L7 | fully | HPLC Column | SS | 75 x 4,0 mm
ProntoSIL | 0746K080PS030 | BISCHOFF ProntoSIL 300-3-C8 SH | C8 | 75 | 4.6 | 3 | 300 | L7 | fully | HPLC Column | SS | 75 x 4,6 mm
ProntoSIL | 1002K080PS030 | BISCHOFF ProntoSIL 300-3-C8 SH | C8 | 100 | 2 | 3 | 300 | L7 | fully | HPLC Column | SS | 100 x 2,0 mm
ProntoSIL | 1003K080PS030 | BISCHOFF ProntoSIL 300-3-C8 SH | C8 | 100 | 3 | 3 | 300 | L7 | fully | HPLC Column | SS | 100 x 3,0 mm
ProntoSIL | 1004K080PS030 | BISCHOFF ProntoSIL 300-3-C8 SH | C8 | 100 | 4 | 3 | 300 | L7 | fully | HPLC Column | SS | 100 x 4,0 mm
ProntoSIL | 1046K080PS030 | BISCHOFF ProntoSIL 300-3-C8 SH | C8 | 100 | 4.6 | 3 | 300 | L7 | fully | HPLC Column | SS | 100 x 4,6 mm
ProntoSIL | 1202K080PS030 | BISCHOFF ProntoSIL 300-3-C8 SH | C8 | 125 | 2 | 3 | 300 | L7 | fully | HPLC Column | SS | 125 x 2,0 mm
ProntoSIL | 1203K080PS030 | BISCHOFF ProntoSIL 300-3-C8 SH | C8 | 125 | 3 | 3 | 300 | L7 | fully | HPLC Column | SS | 125 x 3,0 mm
ProntoSIL | 1204K080PS030 | BISCHOFF ProntoSIL 300-3-C8 SH | C8 | 125 | 4 | 3 | 300 | L7 | fully | HPLC Column | SS | 125 x 4,0 mm
ProntoSIL | 1246K080PS030 | BISCHOFF ProntoSIL 300-3-C8 SH | C8 | 125 | 4.6 | 3 | 300 | L7 | fully | HPLC Column | SS | 125 x 4,6 mm
ProntoSIL | 1502K080PS030 | BISCHOFF ProntoSIL 300-3-C8 SH | C8 | 150 | 2 | 3 | 300 | L7 | fully | HPLC Column | SS | 150 x 2,0 mm
ProntoSIL | 1503K080PS030 | BISCHOFF ProntoSIL 300-3-C8 SH | C8 | 150 | 3 | 3 | 300 | L7 | fully | HPLC Column | SS | 150 x 3,0 mm
ProntoSIL | 1504K080PS030 | BISCHOFF ProntoSIL 300-3-C8 SH | C8 | 150 | 4 | 3 | 300 | L7 | fully | HPLC Column | SS | 150 x 4,0 mm
ProntoSIL | 1546K080PS030 | BISCHOFF ProntoSIL 300-3-C8 SH | C8 | 150 | 4.6 | 3 | 300 | L7 | fully | HPLC Column | SS | 150 x 4,6 mm
ProntoSIL | 2002K080PS030 | BISCHOFF ProntoSIL 300-3-C8 SH | C8 | 200 | 2 | 3 | 300 | L7 | fully | HPLC Column | SS | 200 x 2,0 mm
ProntoSIL | 2003K080PS030 | BISCHOFF ProntoSIL 300-3-C8 SH | C8 | 200 | 3 | 3 | 300 | L7 | fully | HPLC Column | SS | 200 x 3,0 mm
ProntoSIL | 2004K080PS030 | BISCHOFF ProntoSIL 300-3-C8 SH | C8 | 200 | 4 | 3 | 300 | L7 | fully | HPLC Column | SS | 200 x 4,0 mm
ProntoSIL | 2046K080PS030 | BISCHOFF ProntoSIL 300-3-C8 SH | C8 | 200 | 4.6 | 3 | 300 | L7 | fully | HPLC Column | SS | 200 x 4,6 mm
ProntoSIL | 2502K080PS030 | BISCHOFF ProntoSIL 300-3-C8 SH | C8 | 250 | 2 | 3 | 300 | L7 | fully | HPLC Column | SS | 250 x 2,0 mm
ProntoSIL | 2503K080PS030 | BISCHOFF ProntoSIL 300-3-C8 SH | C8 | 250 | 3 | 3 | 300 | L7 | fully | HPLC Column | SS | 250 x 3,0 mm
ProntoSIL | 2504K080PS030 | BISCHOFF ProntoSIL 300-3-C8 SH | C8 | 250 | 4 | 3 | 300 | L7 | fully | HPLC Column | SS | 250 x 4,0 mm
ProntoSIL | 2546K080PS030 | BISCHOFF ProntoSIL 300-3-C8 SH | C8 | 250 | 4.6 | 3 | 300 | L7 | fully | HPLC Column | SS | 250 x 4,6 mm
ProntoSIL | 3002K080PS030 | BISCHOFF ProntoSIL 300-3-C8 SH | C8 | 300 | 2 | 3 | 300 | L7 | fully | HPLC Column | SS | 300 x 2,0 mm
ProntoSIL | 3003K080PS030 | BISCHOFF ProntoSIL 300-3-C8 SH | C8 | 300 | 3 | 3 | 300 | L7 | fully | HPLC Column | SS | 300 x 3,0 mm
ProntoSIL | 3004K080PS030 | BISCHOFF ProntoSIL 300-3-C8 SH | C8 | 300 | 4 | 3 | 300 | L7 | fully | HPLC Column | SS | 300 x 4,0 mm
ProntoSIL | 3046K080PS030 | BISCHOFF ProntoSIL 300-3-C8 SH | C8 | 300 | 4.6 | 3 | 300 | L7 | fully | HPLC Column | SS | 300 x 4,6 mm
ProntoSIL | 01P4K080PS030 | BISCHOFF ProntoSIL 300-3-C8 SH | C8 | 14 | 4 | 3 | 300 | L7 | fully | HPLC Column | PEEK | 14 x 4,0 mm
ProntoSIL | A2P4K080PS030 | BISCHOFF ProntoSIL 300-3-C8 SH | C8 | 20 | 4 | 3 | 300 | L7 | fully | HPLC Column | PEEK | 20 x 4,0 mm
ProntoSIL | 02P4K080PS030 | BISCHOFF ProntoSIL 300-3-C8 SH | C8 | 25 | 4 | 3 | 300 | L7 | fully | HPLC Column | PEEK | 25 x 4,0 mm
ProntoSIL | 03P4K080PS030 | BISCHOFF ProntoSIL 300-3-C8 SH | C8 | 30 | 4 | 3 | 300 | L7 | fully | HPLC Column | PEEK | 30 x 4,0 mm
ProntoSIL | 04P4K080PS030 | BISCHOFF ProntoSIL 300-3-C8 SH | C8 | 33 | 4 | 3 | 300 | L7 | fully | HPLC Column | PEEK | 33 x 4,0 mm
ProntoSIL | A4P4K080PS030 | BISCHOFF ProntoSIL 300-3-C8 SH | C8 | 40 | 4 | 3 | 300 | L7 | fully | HPLC Column | PEEK | 40 x 4,0 mm
ProntoSIL | 05P4K080PS030 | BISCHOFF ProntoSIL 300-3-C8 SH | C8 | 50 | 4 | 3 | 300 | L7 | fully | HPLC Column | PEEK | 50 x 4,0 mm
ProntoSIL | 06P4K080PS030 | BISCHOFF ProntoSIL 300-3-C8 SH | C8 | 53 | 4 | 3 | 300 | L7 | fully | HPLC Column | PEEK | 53 x 4,0 mm
ProntoSIL | A6P4K080PS030 | BISCHOFF ProntoSIL 300-3-C8 SH | C8 | 60 | 4 | 3 | 300 | L7 | fully | HPLC Column | PEEK | 60 x 4,0 mm
ProntoSIL | 07P4K080PS030 | BISCHOFF ProntoSIL 300-3-C8 SH | C8 | 75 | 4 | 3 | 300 | L7 | fully | HPLC Column | PEEK | 75 x 4,0 mm
ProntoSIL | 10P4K080PS030 | BISCHOFF ProntoSIL 300-3-C8 SH | C8 | 100 | 4 | 3 | 300 | L7 | fully | HPLC Column | PEEK | 100 x 4,0 mm
ProntoSIL | 12P4K080PS030 | BISCHOFF ProntoSIL 300-3-C8 SH | C8 | 125 | 4 | 3 | 300 | L7 | fully | HPLC Column | PEEK | 125 x 4,0 mm
ProntoSIL | 15P4K080PS030 | BISCHOFF ProntoSIL 300-3-C8 SH | C8 | 150 | 4 | 3 | 300 | L7 | fully | HPLC Column | PEEK | 150 x 4,0 mm
ProntoSIL | 20P4K080PS030 | BISCHOFF ProntoSIL 300-3-C8 SH | C8 | 200 | 4 | 3 | 300 | L7 | fully | HPLC Column | PEEK | 200 x 4,0 mm
ProntoSIL | 25P4K080PS030 | BISCHOFF ProntoSIL 300-3-C8 SH | C8 | 250 | 4 | 3 | 300 | L7 | fully | HPLC Column | PEEK | 250 x 4,0 mm
ProntoSIL | 30P4K080PS030 | BISCHOFF ProntoSIL 300-3-C8 SH | C8 | 300 | 4 | 3 | 300 | L7 | fully | HPLC Column | PEEK | 300 x 4,0 mm
ProntoSIL | 6305K080PS030 | BISCHOFF ProntoSIL 300-3-C8 SH | C8 | 5 | 4 | 3 | 300 | L7 | fully | Cartridges (5 pcs.) | SS | 5 x 4,0 mm
ProntoSIL | 6301K080PS030 | BISCHOFF ProntoSIL 300-3-C8 SH | C8 | 10 | 4 | 3 | 300 | L7 | fully | Cartridges (5 pcs.) | SS | 10 x 4,0 mm
ProntoSIL | 6302K080PS030 | BISCHOFF ProntoSIL 300-3-C8 SH | C8 | 20 | 4 | 3 | 300 | L7 | fully | Cartridges (5 pcs.) | SS | 20 x 4,0 mm
ProntoSIL | 63P1K080PS030 | BISCHOFF ProntoSIL 300-3-C8 SH | C8 | 10 | 4 | 3 | 300 | L7 | fully | Cartridges (5 pcs.) | PEEK | 10 x 4,0 mm
ProntoSIL | 63P2K080PS030 | BISCHOFF ProntoSIL 300-3-C8 SH | C8 | 20 | 4 | 3 | 300 | L7 | fully | Cartridges (5 pcs.) | PEEK | 20 x 4,0 mm
ProntoSIL | 6335K080PS030 | BISCHOFF ProntoSIL 300-3-C8 SH | C8 | 5 | 3 | 3 | 300 | L7 | fully | Cartridges (5 pcs.) | SS | 5 x 3,0 mm
ProntoSIL | 6331K080PS030 | BISCHOFF ProntoSIL 300-3-C8 SH | C8 | 10 | 3 | 3 | 300 | L7 | fully | Cartridges (5 pcs.) | SS | 10 x 3,0 mm
ProntoSIL | 6332K080PS030 | BISCHOFF ProntoSIL 300-3-C8 SH | C8 | 20 | 3 | 3 | 300 | L7 | fully | Cartridges (5 pcs.) | SS | 20 x 3,0 mm
ProntoSIL | 6325K080PS030 | BISCHOFF ProntoSIL 300-3-C8 SH | C8 | 5 | 2 | 3 | 300 | L7 | fully | Cartridges (5 pcs.) | SS | 5 x 2,0 mm
ProntoSIL | 6321K080PS030 | BISCHOFF ProntoSIL 300-3-C8 SH | C8 | 10 | 2 | 3 | 300 | L7 | fully | Cartridges (5 pcs.) | SS | 10 x 2,0 mm
ProntoSIL | 6322K080PS030 | BISCHOFF ProntoSIL 300-3-C8 SH | C8 | 20 | 2 | 3 | 300 | L7 | fully | Cartridges (5 pcs.) | SS | 20 x 2,0 mm
ProntoSIL | 0102K080PS050 | BISCHOFF ProntoSIL 300-5-C8 SH | C8 | 14 | 2 | 5 | 300 | L7 | fully | HPLC Column | SS | 14 x 2,0 mm
ProntoSIL | 0103K080PS050 | BISCHOFF ProntoSIL 300-5-C8 SH | C8 | 14 | 3 | 5 | 300 | L7 | fully | HPLC Column | SS | 14 x 3,0 mm
ProntoSIL | 0104K080PS050 | BISCHOFF ProntoSIL 300-5-C8 SH | C8 | 14 | 4 | 5 | 300 | L7 | fully | HPLC Column | SS | 14 x 4,0 mm
ProntoSIL | 0146K080PS050 | BISCHOFF ProntoSIL 300-5-C8 SH | C8 | 14 | 4.6 | 5 | 300 | L7 | fully | HPLC Column | SS | 14 x 4,6 mm
ProntoSIL | A202K080PS050 | BISCHOFF ProntoSIL 300-5-C8 SH | C8 | 20 | 2 | 5 | 300 | L7 | fully | HPLC Column | SS | 20 x 2,0 mm
ProntoSIL | A203K080PS050 | BISCHOFF ProntoSIL 300-5-C8 SH | C8 | 20 | 3 | 5 | 300 | L7 | fully | HPLC Column | SS | 20 x 3,0 mm
ProntoSIL | A204K080PS050 | BISCHOFF ProntoSIL 300-5-C8 SH | C8 | 20 | 4 | 5 | 300 | L7 | fully | HPLC Column | SS | 20 x 4,0 mm
ProntoSIL | A246K080PS050 | BISCHOFF ProntoSIL 300-5-C8 SH | C8 | 20 | 4.6 | 5 | 300 | L7 | fully | HPLC Column | SS | 20 x 4,6 mm
ProntoSIL | 0202K080PS050 | BISCHOFF ProntoSIL 300-5-C8 SH | C8 | 25 | 2 | 5 | 300 | L7 | fully | HPLC Column | SS | 25 x 2,0 mm
ProntoSIL | 0203K080PS050 | BISCHOFF ProntoSIL 300-5-C8 SH | C8 | 25 | 3 | 5 | 300 | L7 | fully | HPLC Column | SS | 25 x 3,0 mm
ProntoSIL | 0204K080PS050 | BISCHOFF ProntoSIL 300-5-C8 SH | C8 | 25 | 4 | 5 | 300 | L7 | fully | HPLC Column | SS | 25 x 4,0 mm
ProntoSIL | 0246K080PS050 | BISCHOFF ProntoSIL 300-5-C8 SH | C8 | 25 | 4.6 | 5 | 300 | L7 | fully | HPLC Column | SS | 25 x 4,6 mm
ProntoSIL | 0302K080PS050 | BISCHOFF ProntoSIL 300-5-C8 SH | C8 | 30 | 2 | 5 | 300 | L7 | fully | HPLC Column | SS | 30 x 2,0 mm
ProntoSIL | 0303K080PS050 | BISCHOFF ProntoSIL 300-5-C8 SH | C8 | 30 | 3 | 5 | 300 | L7 | fully | HPLC Column | SS | 30 x 3,0 mm
ProntoSIL | 0304K080PS050 | BISCHOFF ProntoSIL 300-5-C8 SH | C8 | 30 | 4 | 5 | 300 | L7 | fully | HPLC Column | SS | 30 x 4,0 mm
ProntoSIL | 0346K080PS050 | BISCHOFF ProntoSIL 300-5-C8 SH | C8 | 30 | 4.6 | 5 | 300 | L7 | fully | HPLC Column | SS | 30 x 4,6 mm
ProntoSIL | 0402K080PS050 | BISCHOFF ProntoSIL 300-5-C8 SH | C8 | 33 | 2 | 5 | 300 | L7 | fully | HPLC Column | SS | 33 x 2,0 mm
ProntoSIL | 0403K080PS050 | BISCHOFF ProntoSIL 300-5-C8 SH | C8 | 33 | 3 | 5 | 300 | L7 | fully | HPLC Column | SS | 33 x 3,0 mm
ProntoSIL | 0404K080PS050 | BISCHOFF ProntoSIL 300-5-C8 SH | C8 | 33 | 4 | 5 | 300 | L7 | fully | HPLC Column | SS | 33 x 4,0 mm
ProntoSIL | 0446K080PS050 | BISCHOFF ProntoSIL 300-5-C8 SH | C8 | 33 | 4.6 | 5 | 300 | L7 | fully | HPLC Column | SS | 33 x 4,6 mm
ProntoSIL | A402K080PS050 | BISCHOFF ProntoSIL 300-5-C8 SH | C8 | 40 | 2 | 5 | 300 | L7 | fully | HPLC Column | SS | 40 x 2,0 mm
ProntoSIL | A403K080PS050 | BISCHOFF ProntoSIL 300-5-C8 SH | C8 | 40 | 3 | 5 | 300 | L7 | fully | HPLC Column | SS | 40 x 3,0 mm
ProntoSIL | A404K080PS050 | BISCHOFF ProntoSIL 300-5-C8 SH | C8 | 40 | 4 | 5 | 300 | L7 | fully | HPLC Column | SS | 40 x 4,0 mm
ProntoSIL | A446K080PS050 | BISCHOFF ProntoSIL 300-5-C8 SH | C8 | 40 | 4.6 | 5 | 300 | L7 | fully | HPLC Column | SS | 40 x 4,6 mm
ProntoSIL | 0502K080PS050 | BISCHOFF ProntoSIL 300-5-C8 SH | C8 | 50 | 2 | 5 | 300 | L7 | fully | HPLC Column | SS | 50 x 2,0 mm
ProntoSIL | 0503K080PS050 | BISCHOFF ProntoSIL 300-5-C8 SH | C8 | 50 | 3 | 5 | 300 | L7 | fully | HPLC Column | SS | 50 x 3,0 mm
ProntoSIL | 0504K080PS050 | BISCHOFF ProntoSIL 300-5-C8 SH | C8 | 50 | 4 | 5 | 300 | L7 | fully | HPLC Column | SS | 50 x 4,0 mm
ProntoSIL | 0546K080PS050 | BISCHOFF ProntoSIL 300-5-C8 SH | C8 | 50 | 4.6 | 5 | 300 | L7 | fully | HPLC Column | SS | 50 x 4,6 mm
ProntoSIL | 0602K080PS050 | BISCHOFF ProntoSIL 300-5-C8 SH | C8 | 53 | 2 | 5 | 300 | L7 | fully | HPLC Column | SS | 53 x 2,0 mm
ProntoSIL | 0603K080PS050 | BISCHOFF ProntoSIL 300-5-C8 SH | C8 | 53 | 3 | 5 | 300 | L7 | fully | HPLC Column | SS | 53 x 3,0 mm
ProntoSIL | 0604K080PS050 | BISCHOFF ProntoSIL 300-5-C8 SH | C8 | 53 | 4 | 5 | 300 | L7 | fully | HPLC Column | SS | 53 x 4,0 mm
ProntoSIL | 0646K080PS050 | BISCHOFF ProntoSIL 300-5-C8 SH | C8 | 53 | 4.6 | 5 | 300 | L7 | fully | HPLC Column | SS | 53 x 4,6 mm
ProntoSIL | A602K080PS050 | BISCHOFF ProntoSIL 300-5-C8 SH | C8 | 60 | 2 | 5 | 300 | L7 | fully | HPLC Column | SS | 60 x 2,0 mm
ProntoSIL | A603K080PS050 | BISCHOFF ProntoSIL 300-5-C8 SH | C8 | 60 | 3 | 5 | 300 | L7 | fully | HPLC Column | SS | 60 x 3,0 mm
ProntoSIL | A604K080PS050 | BISCHOFF ProntoSIL 300-5-C8 SH | C8 | 60 | 4 | 5 | 300 | L7 | fully | HPLC Column | SS | 60 x 4,0 mm
ProntoSIL | A646K080PS050 | BISCHOFF ProntoSIL 300-5-C8 SH | C8 | 60 | 4.6 | 5 | 300 | L7 | fully | HPLC Column | SS | 60 x 4,6 mm
ProntoSIL | 0702K080PS050 | BISCHOFF ProntoSIL 300-5-C8 SH | C8 | 75 | 2 | 5 | 300 | L7 | fully | HPLC Column | SS | 75 x 2,0 mm
ProntoSIL | 0703K080PS050 | BISCHOFF ProntoSIL 300-5-C8 SH | C8 | 75 | 3 | 5 | 300 | L7 | fully | HPLC Column | SS | 75 x 3,0 mm
ProntoSIL | 0704K080PS050 | BISCHOFF ProntoSIL 300-5-C8 SH | C8 | 75 | 4 | 5 | 300 | L7 | fully | HPLC Column | SS | 75 x 4,0 mm
ProntoSIL | 0746K080PS050 | BISCHOFF ProntoSIL 300-5-C8 SH | C8 | 75 | 4.6 | 5 | 300 | L7 | fully | HPLC Column | SS | 75 x 4,6 mm
ProntoSIL | 1002K080PS050 | BISCHOFF ProntoSIL 300-5-C8 SH | C8 | 100 | 2 | 5 | 300 | L7 | fully | HPLC Column | SS | 100 x 2,0 mm
ProntoSIL | 1003K080PS050 | BISCHOFF ProntoSIL 300-5-C8 SH | C8 | 100 | 3 | 5 | 300 | L7 | fully | HPLC Column | SS | 100 x 3,0 mm
ProntoSIL | 1004K080PS050 | BISCHOFF ProntoSIL 300-5-C8 SH | C8 | 100 | 4 | 5 | 300 | L7 | fully | HPLC Column | SS | 100 x 4,0 mm
ProntoSIL | 1046K080PS050 | BISCHOFF ProntoSIL 300-5-C8 SH | C8 | 100 | 4.6 | 5 | 300 | L7 | fully | HPLC Column | SS | 100 x 4,6 mm
ProntoSIL | 1202K080PS050 | BISCHOFF ProntoSIL 300-5-C8 SH | C8 | 125 | 2 | 5 | 300 | L7 | fully | HPLC Column | SS | 125 x 2,0 mm
ProntoSIL | 1203K080PS050 | BISCHOFF ProntoSIL 300-5-C8 SH | C8 | 125 | 3 | 5 | 300 | L7 | fully | HPLC Column | SS | 125 x 3,0 mm
ProntoSIL | 1204K080PS050 | BISCHOFF ProntoSIL 300-5-C8 SH | C8 | 125 | 4 | 5 | 300 | L7 | fully | HPLC Column | SS | 125 x 4,0 mm
ProntoSIL | 1246K080PS050 | BISCHOFF ProntoSIL 300-5-C8 SH | C8 | 125 | 4.6 | 5 | 300 | L7 | fully | HPLC Column | SS | 125 x 4,6 mm
ProntoSIL | 1502K080PS050 | BISCHOFF ProntoSIL 300-5-C8 SH | C8 | 150 | 2 | 5 | 300 | L7 | fully | HPLC Column | SS | 150 x 2,0 mm
ProntoSIL | 1503K080PS050 | BISCHOFF ProntoSIL 300-5-C8 SH | C8 | 150 | 3 | 5 | 300 | L7 | fully | HPLC Column | SS | 150 x 3,0 mm
ProntoSIL | 1504K080PS050 | BISCHOFF ProntoSIL 300-5-C8 SH | C8 | 150 | 4 | 5 | 300 | L7 | fully | HPLC Column | SS | 150 x 4,0 mm
ProntoSIL | 1546K080PS050 | BISCHOFF ProntoSIL 300-5-C8 SH | C8 | 150 | 4.6 | 5 | 300 | L7 | fully | HPLC Column | SS | 150 x 4,6 mm
ProntoSIL | 2002K080PS050 | BISCHOFF ProntoSIL 300-5-C8 SH | C8 | 200 | 2 | 5 | 300 | L7 | fully | HPLC Column | SS | 200 x 2,0 mm
ProntoSIL | 2003K080PS050 | BISCHOFF ProntoSIL 300-5-C8 SH | C8 | 200 | 3 | 5 | 300 | L7 | fully | HPLC Column | SS | 200 x 3,0 mm
ProntoSIL | 2004K080PS050 | BISCHOFF ProntoSIL 300-5-C8 SH | C8 | 200 | 4 | 5 | 300 | L7 | fully | HPLC Column | SS | 200 x 4,0 mm
ProntoSIL | 2046K080PS050 | BISCHOFF ProntoSIL 300-5-C8 SH | C8 | 200 | 4.6 | 5 | 300 | L7 | fully | HPLC Column | SS | 200 x 4,6 mm
ProntoSIL | 2502K080PS050 | BISCHOFF ProntoSIL 300-5-C8 SH | C8 | 250 | 2 | 5 | 300 | L7 | fully | HPLC Column | SS | 250 x 2,0 mm
ProntoSIL | 2503K080PS050 | BISCHOFF ProntoSIL 300-5-C8 SH | C8 | 250 | 3 | 5 | 300 | L7 | fully | HPLC Column | SS | 250 x 3,0 mm
ProntoSIL | 2504K080PS050 | BISCHOFF ProntoSIL 300-5-C8 SH | C8 | 250 | 4 | 5 | 300 | L7 | fully | HPLC Column | SS | 250 x 4,0 mm
ProntoSIL | 2546K080PS050 | BISCHOFF ProntoSIL 300-5-C8 SH | C8 | 250 | 4.6 | 5 | 300 | L7 | fully | HPLC Column | SS | 250 x 4,6 mm
ProntoSIL | 3002K080PS050 | BISCHOFF ProntoSIL 300-5-C8 SH | C8 | 300 | 2 | 5 | 300 | L7 | fully | HPLC Column | SS | 300 x 2,0 mm
ProntoSIL | 3003K080PS050 | BISCHOFF ProntoSIL 300-5-C8 SH | C8 | 300 | 3 | 5 | 300 | L7 | fully | HPLC Column | SS | 300 x 3,0 mm
ProntoSIL | 3004K080PS050 | BISCHOFF ProntoSIL 300-5-C8 SH | C8 | 300 | 4 | 5 | 300 | L7 | fully | HPLC Column | SS | 300 x 4,0 mm
ProntoSIL | 3046K080PS050 | BISCHOFF ProntoSIL 300-5-C8 SH | C8 | 300 | 4.6 | 5 | 300 | L7 | fully | HPLC Column | SS | 300 x 4,6 mm
ProntoSIL | 01P4K080PS050 | BISCHOFF ProntoSIL 300-5-C8 SH | C8 | 14 | 4 | 5 | 300 | L7 | fully | HPLC Column | PEEK | 14 x 4,0 mm
ProntoSIL | A2P4K080PS050 | BISCHOFF ProntoSIL 300-5-C8 SH | C8 | 20 | 4 | 5 | 300 | L7 | fully | HPLC Column | PEEK | 20 x 4,0 mm
ProntoSIL | 02P4K080PS050 | BISCHOFF ProntoSIL 300-5-C8 SH | C8 | 25 | 4 | 5 | 300 | L7 | fully | HPLC Column | PEEK | 25 x 4,0 mm
ProntoSIL | 03P4K080PS050 | BISCHOFF ProntoSIL 300-5-C8 SH | C8 | 30 | 4 | 5 | 300 | L7 | fully | HPLC Column | PEEK | 30 x 4,0 mm
ProntoSIL | 04P4K080PS050 | BISCHOFF ProntoSIL 300-5-C8 SH | C8 | 33 | 4 | 5 | 300 | L7 | fully | HPLC Column | PEEK | 33 x 4,0 mm
ProntoSIL | A4P4K080PS050 | BISCHOFF ProntoSIL 300-5-C8 SH | C8 | 40 | 4 | 5 | 300 | L7 | fully | HPLC Column | PEEK | 40 x 4,0 mm
ProntoSIL | 05P4K080PS050 | BISCHOFF ProntoSIL 300-5-C8 SH | C8 | 50 | 4 | 5 | 300 | L7 | fully | HPLC Column | PEEK | 50 x 4,0 mm
ProntoSIL | 06P4K080PS050 | BISCHOFF ProntoSIL 300-5-C8 SH | C8 | 53 | 4 | 5 | 300 | L7 | fully | HPLC Column | PEEK | 53 x 4,0 mm
ProntoSIL | A6P4K080PS050 | BISCHOFF ProntoSIL 300-5-C8 SH | C8 | 60 | 4 | 5 | 300 | L7 | fully | HPLC Column | PEEK | 60 x 4,0 mm
ProntoSIL | 07P4K080PS050 | BISCHOFF ProntoSIL 300-5-C8 SH | C8 | 75 | 4 | 5 | 300 | L7 | fully | HPLC Column | PEEK | 75 x 4,0 mm
ProntoSIL | 10P4K080PS050 | BISCHOFF ProntoSIL 300-5-C8 SH | C8 | 100 | 4 | 5 | 300 | L7 | fully | HPLC Column | PEEK | 100 x 4,0 mm
ProntoSIL | 12P4K080PS050 | BISCHOFF ProntoSIL 300-5-C8 SH | C8 | 125 | 4 | 5 | 300 | L7 | fully | HPLC Column | PEEK | 125 x 4,0 mm
ProntoSIL | 15P4K080PS050 | BISCHOFF ProntoSIL 300-5-C8 SH | C8 | 150 | 4 | 5 | 300 | L7 | fully | HPLC Column | PEEK | 150 x 4,0 mm
ProntoSIL | 20P4K080PS050 | BISCHOFF ProntoSIL 300-5-C8 SH | C8 | 200 | 4 | 5 | 300 | L7 | fully | HPLC Column | PEEK | 200 x 4,0 mm
ProntoSIL | 25P4K080PS050 | BISCHOFF ProntoSIL 300-5-C8 SH | C8 | 250 | 4 | 5 | 300 | L7 | fully | HPLC Column | PEEK | 250 x 4,0 mm
ProntoSIL | 30P4K080PS050 | BISCHOFF ProntoSIL 300-5-C8 SH | C8 | 300 | 4 | 5 | 300 | L7 | fully | HPLC Column | PEEK | 300 x 4,0 mm
ProntoSIL | 6305K080PS050 | BISCHOFF ProntoSIL 300-5-C8 SH | C8 | 5 | 4 | 5 | 300 | L7 | fully | Cartridges (5 pcs.) | SS | 5 x 4,0 mm
ProntoSIL | 6301K080PS050 | BISCHOFF ProntoSIL 300-5-C8 SH | C8 | 10 | 4 | 5 | 300 | L7 | fully | Cartridges (5 pcs.) | SS | 10 x 4,0 mm
ProntoSIL | 6302K080PS050 | BISCHOFF ProntoSIL 300-5-C8 SH | C8 | 20 | 4 | 5 | 300 | L7 | fully | Cartridges (5 pcs.) | SS | 20 x 4,0 mm
ProntoSIL | 63P1K080PS050 | BISCHOFF ProntoSIL 300-5-C8 SH | C8 | 10 | 4 | 5 | 300 | L7 | fully | Cartridges (5 pcs.) | PEEK | 10 x 4,0 mm
ProntoSIL | 63P2K080PS050 | BISCHOFF ProntoSIL 300-5-C8 SH | C8 | 20 | 4 | 5 | 300 | L7 | fully | Cartridges (5 pcs.) | PEEK | 20 x 4,0 mm
ProntoSIL | 6335K080PS050 | BISCHOFF ProntoSIL 300-5-C8 SH | C8 | 5 | 3 | 5 | 300 | L7 | fully | Cartridges (5 pcs.) | SS | 5 x 3,0 mm
ProntoSIL | 6331K080PS050 | BISCHOFF ProntoSIL 300-5-C8 SH | C8 | 10 | 3 | 5 | 300 | L7 | fully | Cartridges (5 pcs.) | SS | 10 x 3,0 mm
ProntoSIL | 6332K080PS050 | BISCHOFF ProntoSIL 300-5-C8 SH | C8 | 20 | 3 | 5 | 300 | L7 | fully | Cartridges (5 pcs.) | SS | 20 x 3,0 mm
ProntoSIL | 6325K080PS050 | BISCHOFF ProntoSIL 300-5-C8 SH | C8 | 5 | 2 | 5 | 300 | L7 | fully | Cartridges (5 pcs.) | SS | 5 x 2,0 mm
ProntoSIL | 6321K080PS050 | BISCHOFF ProntoSIL 300-5-C8 SH | C8 | 10 | 2 | 5 | 300 | L7 | fully | Cartridges (5 pcs.) | SS | 10 x 2,0 mm
ProntoSIL | 6322K080PS050 | BISCHOFF ProntoSIL 300-5-C8 SH | C8 | 20 | 2 | 5 | 300 | L7 | fully | Cartridges (5 pcs.) | SS | 20 x 2,0 mm
ProntoSIL | 0102H040PS050 | BISCHOFF ProntoSIL 200-5-C4 | C4 | 14 | 2 | 5 | 200 | L26 | no | HPLC Column | SS | 14 x 2,0 mm
ProntoSIL | 0103H040PS050 | BISCHOFF ProntoSIL 200-5-C4 | C4 | 14 | 3 | 5 | 200 | L26 | no | HPLC Column | SS | 14 x 3,0 mm
ProntoSIL | 0104H040PS050 | BISCHOFF ProntoSIL 200-5-C4 | C4 | 14 | 4 | 5 | 200 | L26 | no | HPLC Column | SS | 14 x 4,0 mm
ProntoSIL | 0146H040PS050 | BISCHOFF ProntoSIL 200-5-C4 | C4 | 14 | 4.6 | 5 | 200 | L26 | no | HPLC Column | SS | 14 x 4,6 mm
ProntoSIL | A202H040PS050 | BISCHOFF ProntoSIL 200-5-C4 | C4 | 20 | 2 | 5 | 200 | L26 | no | HPLC Column | SS | 20 x 2,0 mm
ProntoSIL | A203H040PS050 | BISCHOFF ProntoSIL 200-5-C4 | C4 | 20 | 3 | 5 | 200 | L26 | no | HPLC Column | SS | 20 x 3,0 mm
ProntoSIL | A204H040PS050 | BISCHOFF ProntoSIL 200-5-C4 | C4 | 20 | 4 | 5 | 200 | L26 | no | HPLC Column | SS | 20 x 4,0 mm
ProntoSIL | A246H040PS050 | BISCHOFF ProntoSIL 200-5-C4 | C4 | 20 | 4.6 | 5 | 200 | L26 | no | HPLC Column | SS | 20 x 4,6 mm
ProntoSIL | 0202H040PS050 | BISCHOFF ProntoSIL 200-5-C4 | C4 | 25 | 2 | 5 | 200 | L26 | no | HPLC Column | SS | 25 x 2,0 mm
ProntoSIL | 0203H040PS050 | BISCHOFF ProntoSIL 200-5-C4 | C4 | 25 | 3 | 5 | 200 | L26 | no | HPLC Column | SS | 25 x 3,0 mm
ProntoSIL | 0204H040PS050 | BISCHOFF ProntoSIL 200-5-C4 | C4 | 25 | 4 | 5 | 200 | L26 | no | HPLC Column | SS | 25 x 4,0 mm
ProntoSIL | 0246H040PS050 | BISCHOFF ProntoSIL 200-5-C4 | C4 | 25 | 4.6 | 5 | 200 | L26 | no | HPLC Column | SS | 25 x 4,6 mm
ProntoSIL | 0302H040PS050 | BISCHOFF ProntoSIL 200-5-C4 | C4 | 30 | 2 | 5 | 200 | L26 | no | HPLC Column | SS | 30 x 2,0 mm
ProntoSIL | 0303H040PS050 | BISCHOFF ProntoSIL 200-5-C4 | C4 | 30 | 3 | 5 | 200 | L26 | no | HPLC Column | SS | 30 x 3,0 mm
ProntoSIL | 0304H040PS050 | BISCHOFF ProntoSIL 200-5-C4 | C4 | 30 | 4 | 5 | 200 | L26 | no | HPLC Column | SS | 30 x 4,0 mm
ProntoSIL | 0346H040PS050 | BISCHOFF ProntoSIL 200-5-C4 | C4 | 30 | 4.6 | 5 | 200 | L26 | no | HPLC Column | SS | 30 x 4,6 mm
ProntoSIL | 0402H040PS050 | BISCHOFF ProntoSIL 200-5-C4 | C4 | 33 | 2 | 5 | 200 | L26 | no | HPLC Column | SS | 33 x 2,0 mm
ProntoSIL | 0403H040PS050 | BISCHOFF ProntoSIL 200-5-C4 | C4 | 33 | 3 | 5 | 200 | L26 | no | HPLC Column | SS | 33 x 3,0 mm
ProntoSIL | 0404H040PS050 | BISCHOFF ProntoSIL 200-5-C4 | C4 | 33 | 4 | 5 | 200 | L26 | no | HPLC Column | SS | 33 x 4,0 mm
ProntoSIL | 0446H040PS050 | BISCHOFF ProntoSIL 200-5-C4 | C4 | 33 | 4.6 | 5 | 200 | L26 | no | HPLC Column | SS | 33 x 4,6 mm
ProntoSIL | A402H040PS050 | BISCHOFF ProntoSIL 200-5-C4 | C4 | 40 | 2 | 5 | 200 | L26 | no | HPLC Column | SS | 40 x 2,0 mm
ProntoSIL | A403H040PS050 | BISCHOFF ProntoSIL 200-5-C4 | C4 | 40 | 3 | 5 | 200 | L26 | no | HPLC Column | SS | 40 x 3,0 mm
ProntoSIL | A404H040PS050 | BISCHOFF ProntoSIL 200-5-C4 | C4 | 40 | 4 | 5 | 200 | L26 | no | HPLC Column | SS | 40 x 4,0 mm
ProntoSIL | A446H040PS050 | BISCHOFF ProntoSIL 200-5-C4 | C4 | 40 | 4.6 | 5 | 200 | L26 | no | HPLC Column | SS | 40 x 4,6 mm
ProntoSIL | 0502H040PS050 | BISCHOFF ProntoSIL 200-5-C4 | C4 | 50 | 2 | 5 | 200 | L26 | no | HPLC Column | SS | 50 x 2,0 mm
ProntoSIL | 0503H040PS050 | BISCHOFF ProntoSIL 200-5-C4 | C4 | 50 | 3 | 5 | 200 | L26 | no | HPLC Column | SS | 50 x 3,0 mm
ProntoSIL | 0504H040PS050 | BISCHOFF ProntoSIL 200-5-C4 | C4 | 50 | 4 | 5 | 200 | L26 | no | HPLC Column | SS | 50 x 4,0 mm
ProntoSIL | 0546H040PS050 | BISCHOFF ProntoSIL 200-5-C4 | C4 | 50 | 4.6 | 5 | 200 | L26 | no | HPLC Column | SS | 50 x 4,6 mm
ProntoSIL | 0602H040PS050 | BISCHOFF ProntoSIL 200-5-C4 | C4 | 53 | 2 | 5 | 200 | L26 | no | HPLC Column | SS | 53 x 2,0 mm
ProntoSIL | 0603H040PS050 | BISCHOFF ProntoSIL 200-5-C4 | C4 | 53 | 3 | 5 | 200 | L26 | no | HPLC Column | SS | 53 x 3,0 mm
ProntoSIL | 0604H040PS050 | BISCHOFF ProntoSIL 200-5-C4 | C4 | 53 | 4 | 5 | 200 | L26 | no | HPLC Column | SS | 53 x 4,0 mm
ProntoSIL | 0646H040PS050 | BISCHOFF ProntoSIL 200-5-C4 | C4 | 53 | 4.6 | 5 | 200 | L26 | no | HPLC Column | SS | 53 x 4,6 mm
ProntoSIL | A602H040PS050 | BISCHOFF ProntoSIL 200-5-C4 | C4 | 60 | 2 | 5 | 200 | L26 | no | HPLC Column | SS | 60 x 2,0 mm
ProntoSIL | A603H040PS050 | BISCHOFF ProntoSIL 200-5-C4 | C4 | 60 | 3 | 5 | 200 | L26 | no | HPLC Column | SS | 60 x 3,0 mm
ProntoSIL | A604H040PS050 | BISCHOFF ProntoSIL 200-5-C4 | C4 | 60 | 4 | 5 | 200 | L26 | no | HPLC Column | SS | 60 x 4,0 mm
ProntoSIL | A646H040PS050 | BISCHOFF ProntoSIL 200-5-C4 | C4 | 60 | 4.6 | 5 | 200 | L26 | no | HPLC Column | SS | 60 x 4,6 mm
ProntoSIL | 0702H040PS050 | BISCHOFF ProntoSIL 200-5-C4 | C4 | 75 | 2 | 5 | 200 | L26 | no | HPLC Column | SS | 75 x 2,0 mm
ProntoSIL | 0703H040PS050 | BISCHOFF ProntoSIL 200-5-C4 | C4 | 75 | 3 | 5 | 200 | L26 | no | HPLC Column | SS | 75 x 3,0 mm
ProntoSIL | 0704H040PS050 | BISCHOFF ProntoSIL 200-5-C4 | C4 | 75 | 4 | 5 | 200 | L26 | no | HPLC Column | SS | 75 x 4,0 mm
ProntoSIL | 0746H040PS050 | BISCHOFF ProntoSIL 200-5-C4 | C4 | 75 | 4.6 | 5 | 200 | L26 | no | HPLC Column | SS | 75 x 4,6 mm
ProntoSIL | 1002H040PS050 | BISCHOFF ProntoSIL 200-5-C4 | C4 | 100 | 2 | 5 | 200 | L26 | no | HPLC Column | SS | 100 x 2,0 mm
ProntoSIL | 1003H040PS050 | BISCHOFF ProntoSIL 200-5-C4 | C4 | 100 | 3 | 5 | 200 | L26 | no | HPLC Column | SS | 100 x 3,0 mm
ProntoSIL | 1004H040PS050 | BISCHOFF ProntoSIL 200-5-C4 | C4 | 100 | 4 | 5 | 200 | L26 | no | HPLC Column | SS | 100 x 4,0 mm
ProntoSIL | 1046H040PS050 | BISCHOFF ProntoSIL 200-5-C4 | C4 | 100 | 4.6 | 5 | 200 | L26 | no | HPLC Column | SS | 100 x 4,6 mm
ProntoSIL | 1202H040PS050 | BISCHOFF ProntoSIL 200-5-C4 | C4 | 125 | 2 | 5 | 200 | L26 | no | HPLC Column | SS | 125 x 2,0 mm
ProntoSIL | 1203H040PS050 | BISCHOFF ProntoSIL 200-5-C4 | C4 | 125 | 3 | 5 | 200 | L26 | no | HPLC Column | SS | 125 x 3,0 mm
ProntoSIL | 1204H040PS050 | BISCHOFF ProntoSIL 200-5-C4 | C4 | 125 | 4 | 5 | 200 | L26 | no | HPLC Column | SS | 125 x 4,0 mm
ProntoSIL | 1246H040PS050 | BISCHOFF ProntoSIL 200-5-C4 | C4 | 125 | 4.6 | 5 | 200 | L26 | no | HPLC Column | SS | 125 x 4,6 mm
ProntoSIL | 1502H040PS050 | BISCHOFF ProntoSIL 200-5-C4 | C4 | 150 | 2 | 5 | 200 | L26 | no | HPLC Column | SS | 150 x 2,0 mm
ProntoSIL | 1503H040PS050 | BISCHOFF ProntoSIL 200-5-C4 | C4 | 150 | 3 | 5 | 200 | L26 | no | HPLC Column | SS | 150 x 3,0 mm
ProntoSIL | 1504H040PS050 | BISCHOFF ProntoSIL 200-5-C4 | C4 | 150 | 4 | 5 | 200 | L26 | no | HPLC Column | SS | 150 x 4,0 mm
ProntoSIL | 1546H040PS050 | BISCHOFF ProntoSIL 200-5-C4 | C4 | 150 | 4.6 | 5 | 200 | L26 | no | HPLC Column | SS | 150 x 4,6 mm
ProntoSIL | 2002H040PS050 | BISCHOFF ProntoSIL 200-5-C4 | C4 | 200 | 2 | 5 | 200 | L26 | no | HPLC Column | SS | 200 x 2,0 mm
ProntoSIL | 2003H040PS050 | BISCHOFF ProntoSIL 200-5-C4 | C4 | 200 | 3 | 5 | 200 | L26 | no | HPLC Column | SS | 200 x 3,0 mm
ProntoSIL | 2004H040PS050 | BISCHOFF ProntoSIL 200-5-C4 | C4 | 200 | 4 | 5 | 200 | L26 | no | HPLC Column | SS | 200 x 4,0 mm
ProntoSIL | 2046H040PS050 | BISCHOFF ProntoSIL 200-5-C4 | C4 | 200 | 4.6 | 5 | 200 | L26 | no | HPLC Column | SS | 200 x 4,6 mm
ProntoSIL | 2502H040PS050 | BISCHOFF ProntoSIL 200-5-C4 | C4 | 250 | 2 | 5 | 200 | L26 | no | HPLC Column | SS | 250 x 2,0 mm
ProntoSIL | 2503H040PS050 | BISCHOFF ProntoSIL 200-5-C4 | C4 | 250 | 3 | 5 | 200 | L26 | no | HPLC Column | SS | 250 x 3,0 mm
ProntoSIL | 2504H040PS050 | BISCHOFF ProntoSIL 200-5-C4 | C4 | 250 | 4 | 5 | 200 | L26 | no | HPLC Column | SS | 250 x 4,0 mm
ProntoSIL | 2546H040PS050 | BISCHOFF ProntoSIL 200-5-C4 | C4 | 250 | 4.6 | 5 | 200 | L26 | no | HPLC Column | SS | 250 x 4,6 mm
ProntoSIL | 3002H040PS050 | BISCHOFF ProntoSIL 200-5-C4 | C4 | 300 | 2 | 5 | 200 | L26 | no | HPLC Column | SS | 300 x 2,0 mm
ProntoSIL | 3003H040PS050 | BISCHOFF ProntoSIL 200-5-C4 | C4 | 300 | 3 | 5 | 200 | L26 | no | HPLC Column | SS | 300 x 3,0 mm
ProntoSIL | 3004H040PS050 | BISCHOFF ProntoSIL 200-5-C4 | C4 | 300 | 4 | 5 | 200 | L26 | no | HPLC Column | SS | 300 x 4,0 mm
ProntoSIL | 3046H040PS050 | BISCHOFF ProntoSIL 200-5-C4 | C4 | 300 | 4.6 | 5 | 200 | L26 | no | HPLC Column | SS | 300 x 4,6 mm
ProntoSIL | 01P4H040PS050 | BISCHOFF ProntoSIL 200-5-C4 | C4 | 14 | 4 | 5 | 200 | L26 | no | HPLC Column | PEEK | 14 x 4,0 mm
ProntoSIL | A2P4H040PS050 | BISCHOFF ProntoSIL 200-5-C4 | C4 | 20 | 4 | 5 | 200 | L26 | no | HPLC Column | PEEK | 20 x 4,0 mm
ProntoSIL | 02P4H040PS050 | BISCHOFF ProntoSIL 200-5-C4 | C4 | 25 | 4 | 5 | 200 | L26 | no | HPLC Column | PEEK | 25 x 4,0 mm
ProntoSIL | 03P4H040PS050 | BISCHOFF ProntoSIL 200-5-C4 | C4 | 30 | 4 | 5 | 200 | L26 | no | HPLC Column | PEEK | 30 x 4,0 mm
ProntoSIL | 04P4H040PS050 | BISCHOFF ProntoSIL 200-5-C4 | C4 | 33 | 4 | 5 | 200 | L26 | no | HPLC Column | PEEK | 33 x 4,0 mm
ProntoSIL | A4P4H040PS050 | BISCHOFF ProntoSIL 200-5-C4 | C4 | 40 | 4 | 5 | 200 | L26 | no | HPLC Column | PEEK | 40 x 4,0 mm
ProntoSIL | 05P4H040PS050 | BISCHOFF ProntoSIL 200-5-C4 | C4 | 50 | 4 | 5 | 200 | L26 | no | HPLC Column | PEEK | 50 x 4,0 mm
ProntoSIL | 06P4H040PS050 | BISCHOFF ProntoSIL 200-5-C4 | C4 | 53 | 4 | 5 | 200 | L26 | no | HPLC Column | PEEK | 53 x 4,0 mm
ProntoSIL | A6P4H040PS050 | BISCHOFF ProntoSIL 200-5-C4 | C4 | 60 | 4 | 5 | 200 | L26 | no | HPLC Column | PEEK | 60 x 4,0 mm
ProntoSIL | 07P4H040PS050 | BISCHOFF ProntoSIL 200-5-C4 | C4 | 75 | 4 | 5 | 200 | L26 | no | HPLC Column | PEEK | 75 x 4,0 mm
ProntoSIL | 10P4H040PS050 | BISCHOFF ProntoSIL 200-5-C4 | C4 | 100 | 4 | 5 | 200 | L26 | no | HPLC Column | PEEK | 100 x 4,0 mm
ProntoSIL | 12P4H040PS050 | BISCHOFF ProntoSIL 200-5-C4 | C4 | 125 | 4 | 5 | 200 | L26 | no | HPLC Column | PEEK | 125 x 4,0 mm
ProntoSIL | 15P4H040PS050 | BISCHOFF ProntoSIL 200-5-C4 | C4 | 150 | 4 | 5 | 200 | L26 | no | HPLC Column | PEEK | 150 x 4,0 mm
ProntoSIL | 20P4H040PS050 | BISCHOFF ProntoSIL 200-5-C4 | C4 | 200 | 4 | 5 | 200 | L26 | no | HPLC Column | PEEK | 200 x 4,0 mm
ProntoSIL | 25P4H040PS050 | BISCHOFF ProntoSIL 200-5-C4 | C4 | 250 | 4 | 5 | 200 | L26 | no | HPLC Column | PEEK | 250 x 4,0 mm
ProntoSIL | 30P4H040PS050 | BISCHOFF ProntoSIL 200-5-C4 | C4 | 300 | 4 | 5 | 200 | L26 | no | HPLC Column | PEEK | 300 x 4,0 mm
ProntoSIL | 6305H040PS050 | BISCHOFF ProntoSIL 200-5-C4 | C4 | 5 | 4 | 5 | 200 | L26 | no | Cartridges (5 pcs.) | SS | 5 x 4,0 mm
ProntoSIL | 6301H040PS050 | BISCHOFF ProntoSIL 200-5-C4 | C4 | 10 | 4 | 5 | 200 | L26 | no | Cartridges (5 pcs.) | SS | 10 x 4,0 mm
ProntoSIL | 6302H040PS050 | BISCHOFF ProntoSIL 200-5-C4 | C4 | 20 | 4 | 5 | 200 | L26 | no | Cartridges (5 pcs.) | SS | 20 x 4,0 mm
ProntoSIL | 63P1H040PS050 | BISCHOFF ProntoSIL 200-5-C4 | C4 | 10 | 4 | 5 | 200 | L26 | no | Cartridges (5 pcs.) | PEEK | 10 x 4,0 mm
ProntoSIL | 63P2H040PS050 | BISCHOFF ProntoSIL 200-5-C4 | C4 | 20 | 4 | 5 | 200 | L26 | no | Cartridges (5 pcs.) | PEEK | 20 x 4,0 mm
ProntoSIL | 6335H040PS050 | BISCHOFF ProntoSIL 200-5-C4 | C4 | 5 | 3 | 5 | 200 | L26 | no | Cartridges (5 pcs.) | SS | 5 x 3,0 mm
ProntoSIL | 6331H040PS050 | BISCHOFF ProntoSIL 200-5-C4 | C4 | 10 | 3 | 5 | 200 | L26 | no | Cartridges (5 pcs.) | SS | 10 x 3,0 mm
ProntoSIL | 6332H040PS050 | BISCHOFF ProntoSIL 200-5-C4 | C4 | 20 | 3 | 5 | 200 | L26 | no | Cartridges (5 pcs.) | SS | 20 x 3,0 mm
ProntoSIL | 6325H040PS050 | BISCHOFF ProntoSIL 200-5-C4 | C4 | 5 | 2 | 5 | 200 | L26 | no | Cartridges (5 pcs.) | SS | 5 x 2,0 mm
ProntoSIL | 6321H040PS050 | BISCHOFF ProntoSIL 200-5-C4 | C4 | 10 | 2 | 5 | 200 | L26 | no | Cartridges (5 pcs.) | SS | 10 x 2,0 mm
ProntoSIL | 6322H040PS050 | BISCHOFF ProntoSIL 200-5-C4 | C4 | 20 | 2 | 5 | 200 | L26 | no | Cartridges (5 pcs.) | SS | 20 x 2,0 mm
ProntoSIL | 0102K040PS030 | BISCHOFF ProntoSIL 300-3-C4 | C4 | 14 | 2 | 3 | 300 | L26 | no | HPLC Column | SS | 14 x 2,0 mm
ProntoSIL | 0103K040PS030 | BISCHOFF ProntoSIL 300-3-C4 | C4 | 14 | 3 | 3 | 300 | L26 | no | HPLC Column | SS | 14 x 3,0 mm
ProntoSIL | 0104K040PS030 | BISCHOFF ProntoSIL 300-3-C4 | C4 | 14 | 4 | 3 | 300 | L26 | no | HPLC Column | SS | 14 x 4,0 mm
ProntoSIL | 0146K040PS030 | BISCHOFF ProntoSIL 300-3-C4 | C4 | 14 | 4.6 | 3 | 300 | L26 | no | HPLC Column | SS | 14 x 4,6 mm
ProntoSIL | A202K040PS030 | BISCHOFF ProntoSIL 300-3-C4 | C4 | 20 | 2 | 3 | 300 | L26 | no | HPLC Column | SS | 20 x 2,0 mm
ProntoSIL | A203K040PS030 | BISCHOFF ProntoSIL 300-3-C4 | C4 | 20 | 3 | 3 | 300 | L26 | no | HPLC Column | SS | 20 x 3,0 mm
ProntoSIL | A204K040PS030 | BISCHOFF ProntoSIL 300-3-C4 | C4 | 20 | 4 | 3 | 300 | L26 | no | HPLC Column | SS | 20 x 4,0 mm
ProntoSIL | A246K040PS030 | BISCHOFF ProntoSIL 300-3-C4 | C4 | 20 | 4.6 | 3 | 300 | L26 | no | HPLC Column | SS | 20 x 4,6 mm
ProntoSIL | 0202K040PS030 | BISCHOFF ProntoSIL 300-3-C4 | C4 | 25 | 2 | 3 | 300 | L26 | no | HPLC Column | SS | 25 x 2,0 mm
ProntoSIL | 0203K040PS030 | BISCHOFF ProntoSIL 300-3-C4 | C4 | 25 | 3 | 3 | 300 | L26 | no | HPLC Column | SS | 25 x 3,0 mm
ProntoSIL | 0204K040PS030 | BISCHOFF ProntoSIL 300-3-C4 | C4 | 25 | 4 | 3 | 300 | L26 | no | HPLC Column | SS | 25 x 4,0 mm
ProntoSIL | 0246K040PS030 | BISCHOFF ProntoSIL 300-3-C4 | C4 | 25 | 4.6 | 3 | 300 | L26 | no | HPLC Column | SS | 25 x 4,6 mm
ProntoSIL | 0302K040PS030 | BISCHOFF ProntoSIL 300-3-C4 | C4 | 30 | 2 | 3 | 300 | L26 | no | HPLC Column | SS | 30 x 2,0 mm
ProntoSIL | 0303K040PS030 | BISCHOFF ProntoSIL 300-3-C4 | C4 | 30 | 3 | 3 | 300 | L26 | no | HPLC Column | SS | 30 x 3,0 mm
ProntoSIL | 0304K040PS030 | BISCHOFF ProntoSIL 300-3-C4 | C4 | 30 | 4 | 3 | 300 | L26 | no | HPLC Column | SS | 30 x 4,0 mm
ProntoSIL | 0346K040PS030 | BISCHOFF ProntoSIL 300-3-C4 | C4 | 30 | 4.6 | 3 | 300 | L26 | no | HPLC Column | SS | 30 x 4,6 mm
ProntoSIL | 0402K040PS030 | BISCHOFF ProntoSIL 300-3-C4 | C4 | 33 | 2 | 3 | 300 | L26 | no | HPLC Column | SS | 33 x 2,0 mm
ProntoSIL | 0403K040PS030 | BISCHOFF ProntoSIL 300-3-C4 | C4 | 33 | 3 | 3 | 300 | L26 | no | HPLC Column | SS | 33 x 3,0 mm
ProntoSIL | 0404K040PS030 | BISCHOFF ProntoSIL 300-3-C4 | C4 | 33 | 4 | 3 | 300 | L26 | no | HPLC Column | SS | 33 x 4,0 mm
ProntoSIL | 0446K040PS030 | BISCHOFF ProntoSIL 300-3-C4 | C4 | 33 | 4.6 | 3 | 300 | L26 | no | HPLC Column | SS | 33 x 4,6 mm
ProntoSIL | A402K040PS030 | BISCHOFF ProntoSIL 300-3-C4 | C4 | 40 | 2 | 3 | 300 | L26 | no | HPLC Column | SS | 40 x 2,0 mm
ProntoSIL | A403K040PS030 | BISCHOFF ProntoSIL 300-3-C4 | C4 | 40 | 3 | 3 | 300 | L26 | no | HPLC Column | SS | 40 x 3,0 mm
ProntoSIL | A404K040PS030 | BISCHOFF ProntoSIL 300-3-C4 | C4 | 40 | 4 | 3 | 300 | L26 | no | HPLC Column | SS | 40 x 4,0 mm
ProntoSIL | A446K040PS030 | BISCHOFF ProntoSIL 300-3-C4 | C4 | 40 | 4.6 | 3 | 300 | L26 | no | HPLC Column | SS | 40 x 4,6 mm
ProntoSIL | 0502K040PS030 | BISCHOFF ProntoSIL 300-3-C4 | C4 | 50 | 2 | 3 | 300 | L26 | no | HPLC Column | SS | 50 x 2,0 mm
ProntoSIL | 0503K040PS030 | BISCHOFF ProntoSIL 300-3-C4 | C4 | 50 | 3 | 3 | 300 | L26 | no | HPLC Column | SS | 50 x 3,0 mm
ProntoSIL | 0504K040PS030 | BISCHOFF ProntoSIL 300-3-C4 | C4 | 50 | 4 | 3 | 300 | L26 | no | HPLC Column | SS | 50 x 4,0 mm
ProntoSIL | 0546K040PS030 | BISCHOFF ProntoSIL 300-3-C4 | C4 | 50 | 4.6 | 3 | 300 | L26 | no | HPLC Column | SS | 50 x 4,6 mm
ProntoSIL | 0602K040PS030 | BISCHOFF ProntoSIL 300-3-C4 | C4 | 53 | 2 | 3 | 300 | L26 | no | HPLC Column | SS | 53 x 2,0 mm
ProntoSIL | 0603K040PS030 | BISCHOFF ProntoSIL 300-3-C4 | C4 | 53 | 3 | 3 | 300 | L26 | no | HPLC Column | SS | 53 x 3,0 mm
ProntoSIL | 0604K040PS030 | BISCHOFF ProntoSIL 300-3-C4 | C4 | 53 | 4 | 3 | 300 | L26 | no | HPLC Column | SS | 53 x 4,0 mm
ProntoSIL | 0646K040PS030 | BISCHOFF ProntoSIL 300-3-C4 | C4 | 53 | 4.6 | 3 | 300 | L26 | no | HPLC Column | SS | 53 x 4,6 mm
ProntoSIL | A602K040PS030 | BISCHOFF ProntoSIL 300-3-C4 | C4 | 60 | 2 | 3 | 300 | L26 | no | HPLC Column | SS | 60 x 2,0 mm
ProntoSIL | A603K040PS030 | BISCHOFF ProntoSIL 300-3-C4 | C4 | 60 | 3 | 3 | 300 | L26 | no | HPLC Column | SS | 60 x 3,0 mm
ProntoSIL | A604K040PS030 | BISCHOFF ProntoSIL 300-3-C4 | C4 | 60 | 4 | 3 | 300 | L26 | no | HPLC Column | SS | 60 x 4,0 mm
ProntoSIL | A646K040PS030 | BISCHOFF ProntoSIL 300-3-C4 | C4 | 60 | 4.6 | 3 | 300 | L26 | no | HPLC Column | SS | 60 x 4,6 mm
ProntoSIL | 0702K040PS030 | BISCHOFF ProntoSIL 300-3-C4 | C4 | 75 | 2 | 3 | 300 | L26 | no | HPLC Column | SS | 75 x 2,0 mm
ProntoSIL | 0703K040PS030 | BISCHOFF ProntoSIL 300-3-C4 | C4 | 75 | 3 | 3 | 300 | L26 | no | HPLC Column | SS | 75 x 3,0 mm
ProntoSIL | 0704K040PS030 | BISCHOFF ProntoSIL 300-3-C4 | C4 | 75 | 4 | 3 | 300 | L26 | no | HPLC Column | SS | 75 x 4,0 mm
ProntoSIL | 0746K040PS030 | BISCHOFF ProntoSIL 300-3-C4 | C4 | 75 | 4.6 | 3 | 300 | L26 | no | HPLC Column | SS | 75 x 4,6 mm
ProntoSIL | 1002K040PS030 | BISCHOFF ProntoSIL 300-3-C4 | C4 | 100 | 2 | 3 | 300 | L26 | no | HPLC Column | SS | 100 x 2,0 mm
ProntoSIL | 1003K040PS030 | BISCHOFF ProntoSIL 300-3-C4 | C4 | 100 | 3 | 3 | 300 | L26 | no | HPLC Column | SS | 100 x 3,0 mm
ProntoSIL | 1004K040PS030 | BISCHOFF ProntoSIL 300-3-C4 | C4 | 100 | 4 | 3 | 300 | L26 | no | HPLC Column | SS | 100 x 4,0 mm
ProntoSIL | 1046K040PS030 | BISCHOFF ProntoSIL 300-3-C4 | C4 | 100 | 4.6 | 3 | 300 | L26 | no | HPLC Column | SS | 100 x 4,6 mm
ProntoSIL | 1202K040PS030 | BISCHOFF ProntoSIL 300-3-C4 | C4 | 125 | 2 | 3 | 300 | L26 | no | HPLC Column | SS | 125 x 2,0 mm
ProntoSIL | 1203K040PS030 | BISCHOFF ProntoSIL 300-3-C4 | C4 | 125 | 3 | 3 | 300 | L26 | no | HPLC Column | SS | 125 x 3,0 mm
ProntoSIL | 1204K040PS030 | BISCHOFF ProntoSIL 300-3-C4 | C4 | 125 | 4 | 3 | 300 | L26 | no | HPLC Column | SS | 125 x 4,0 mm
ProntoSIL | 1246K040PS030 | BISCHOFF ProntoSIL 300-3-C4 | C4 | 125 | 4.6 | 3 | 300 | L26 | no | HPLC Column | SS | 125 x 4,6 mm
ProntoSIL | 1502K040PS030 | BISCHOFF ProntoSIL 300-3-C4 | C4 | 150 | 2 | 3 | 300 | L26 | no | HPLC Column | SS | 150 x 2,0 mm
ProntoSIL | 1503K040PS030 | BISCHOFF ProntoSIL 300-3-C4 | C4 | 150 | 3 | 3 | 300 | L26 | no | HPLC Column | SS | 150 x 3,0 mm
ProntoSIL | 1504K040PS030 | BISCHOFF ProntoSIL 300-3-C4 | C4 | 150 | 4 | 3 | 300 | L26 | no | HPLC Column | SS | 150 x 4,0 mm
ProntoSIL | 1546K040PS030 | BISCHOFF ProntoSIL 300-3-C4 | C4 | 150 | 4.6 | 3 | 300 | L26 | no | HPLC Column | SS | 150 x 4,6 mm
ProntoSIL | 2002K040PS030 | BISCHOFF ProntoSIL 300-3-C4 | C4 | 200 | 2 | 3 | 300 | L26 | no | HPLC Column | SS | 200 x 2,0 mm
ProntoSIL | 2003K040PS030 | BISCHOFF ProntoSIL 300-3-C4 | C4 | 200 | 3 | 3 | 300 | L26 | no | HPLC Column | SS | 200 x 3,0 mm
ProntoSIL | 2004K040PS030 | BISCHOFF ProntoSIL 300-3-C4 | C4 | 200 | 4 | 3 | 300 | L26 | no | HPLC Column | SS | 200 x 4,0 mm
ProntoSIL | 2046K040PS030 | BISCHOFF ProntoSIL 300-3-C4 | C4 | 200 | 4.6 | 3 | 300 | L26 | no | HPLC Column | SS | 200 x 4,6 mm
ProntoSIL | 2502K040PS030 | BISCHOFF ProntoSIL 300-3-C4 | C4 | 250 | 2 | 3 | 300 | L26 | no | HPLC Column | SS | 250 x 2,0 mm
ProntoSIL | 2503K040PS030 | BISCHOFF ProntoSIL 300-3-C4 | C4 | 250 | 3 | 3 | 300 | L26 | no | HPLC Column | SS | 250 x 3,0 mm
ProntoSIL | 2504K040PS030 | BISCHOFF ProntoSIL 300-3-C4 | C4 | 250 | 4 | 3 | 300 | L26 | no | HPLC Column | SS | 250 x 4,0 mm
ProntoSIL | 2546K040PS030 | BISCHOFF ProntoSIL 300-3-C4 | C4 | 250 | 4.6 | 3 | 300 | L26 | no | HPLC Column | SS | 250 x 4,6 mm
ProntoSIL | 3002K040PS030 | BISCHOFF ProntoSIL 300-3-C4 | C4 | 300 | 2 | 3 | 300 | L26 | no | HPLC Column | SS | 300 x 2,0 mm
ProntoSIL | 3003K040PS030 | BISCHOFF ProntoSIL 300-3-C4 | C4 | 300 | 3 | 3 | 300 | L26 | no | HPLC Column | SS | 300 x 3,0 mm
ProntoSIL | 3004K040PS030 | BISCHOFF ProntoSIL 300-3-C4 | C4 | 300 | 4 | 3 | 300 | L26 | no | HPLC Column | SS | 300 x 4,0 mm
ProntoSIL | 3046K040PS030 | BISCHOFF ProntoSIL 300-3-C4 | C4 | 300 | 4.6 | 3 | 300 | L26 | no | HPLC Column | SS | 300 x 4,6 mm
ProntoSIL | 01P4K040PS030 | BISCHOFF ProntoSIL 300-3-C4 | C4 | 14 | 4 | 3 | 300 | L26 | no | HPLC Column | PEEK | 14 x 4,0 mm
ProntoSIL | A2P4K040PS030 | BISCHOFF ProntoSIL 300-3-C4 | C4 | 20 | 4 | 3 | 300 | L26 | no | HPLC Column | PEEK | 20 x 4,0 mm
ProntoSIL | 02P4K040PS030 | BISCHOFF ProntoSIL 300-3-C4 | C4 | 25 | 4 | 3 | 300 | L26 | no | HPLC Column | PEEK | 25 x 4,0 mm
ProntoSIL | 03P4K040PS030 | BISCHOFF ProntoSIL 300-3-C4 | C4 | 30 | 4 | 3 | 300 | L26 | no | HPLC Column | PEEK | 30 x 4,0 mm
ProntoSIL | 04P4K040PS030 | BISCHOFF ProntoSIL 300-3-C4 | C4 | 33 | 4 | 3 | 300 | L26 | no | HPLC Column | PEEK | 33 x 4,0 mm
ProntoSIL | A4P4K040PS030 | BISCHOFF ProntoSIL 300-3-C4 | C4 | 40 | 4 | 3 | 300 | L26 | no | HPLC Column | PEEK | 40 x 4,0 mm
ProntoSIL | 05P4K040PS030 | BISCHOFF ProntoSIL 300-3-C4 | C4 | 50 | 4 | 3 | 300 | L26 | no | HPLC Column | PEEK | 50 x 4,0 mm
ProntoSIL | 06P4K040PS030 | BISCHOFF ProntoSIL 300-3-C4 | C4 | 53 | 4 | 3 | 300 | L26 | no | HPLC Column | PEEK | 53 x 4,0 mm
ProntoSIL | A6P4K040PS030 | BISCHOFF ProntoSIL 300-3-C4 | C4 | 60 | 4 | 3 | 300 | L26 | no | HPLC Column | PEEK | 60 x 4,0 mm
ProntoSIL | 07P4K040PS030 | BISCHOFF ProntoSIL 300-3-C4 | C4 | 75 | 4 | 3 | 300 | L26 | no | HPLC Column | PEEK | 75 x 4,0 mm
ProntoSIL | 10P4K040PS030 | BISCHOFF ProntoSIL 300-3-C4 | C4 | 100 | 4 | 3 | 300 | L26 | no | HPLC Column | PEEK | 100 x 4,0 mm
ProntoSIL | 12P4K040PS030 | BISCHOFF ProntoSIL 300-3-C4 | C4 | 125 | 4 | 3 | 300 | L26 | no | HPLC Column | PEEK | 125 x 4,0 mm
ProntoSIL | 15P4K040PS030 | BISCHOFF ProntoSIL 300-3-C4 | C4 | 150 | 4 | 3 | 300 | L26 | no | HPLC Column | PEEK | 150 x 4,0 mm
ProntoSIL | 20P4K040PS030 | BISCHOFF ProntoSIL 300-3-C4 | C4 | 200 | 4 | 3 | 300 | L26 | no | HPLC Column | PEEK | 200 x 4,0 mm
ProntoSIL | 25P4K040PS030 | BISCHOFF ProntoSIL 300-3-C4 | C4 | 250 | 4 | 3 | 300 | L26 | no | HPLC Column | PEEK | 250 x 4,0 mm
ProntoSIL | 30P4K040PS030 | BISCHOFF ProntoSIL 300-3-C4 | C4 | 300 | 4 | 3 | 300 | L26 | no | HPLC Column | PEEK | 300 x 4,0 mm
ProntoSIL | 6305K040PS030 | BISCHOFF ProntoSIL 300-3-C4 | C4 | 5 | 4 | 3 | 300 | L26 | no | Cartridges (5 pcs.) | SS | 5 x 4,0 mm
ProntoSIL | 6301K040PS030 | BISCHOFF ProntoSIL 300-3-C4 | C4 | 10 | 4 | 3 | 300 | L26 | no | Cartridges (5 pcs.) | SS | 10 x 4,0 mm
ProntoSIL | 6302K040PS030 | BISCHOFF ProntoSIL 300-3-C4 | C4 | 20 | 4 | 3 | 300 | L26 | no | Cartridges (5 pcs.) | SS | 20 x 4,0 mm
ProntoSIL | 63P1K040PS030 | BISCHOFF ProntoSIL 300-3-C4 | C4 | 10 | 4 | 3 | 300 | L26 | no | Cartridges (5 pcs.) | PEEK | 10 x 4,0 mm
ProntoSIL | 63P2K040PS030 | BISCHOFF ProntoSIL 300-3-C4 | C4 | 20 | 4 | 3 | 300 | L26 | no | Cartridges (5 pcs.) | PEEK | 20 x 4,0 mm
ProntoSIL | 6335K040PS030 | BISCHOFF ProntoSIL 300-3-C4 | C4 | 5 | 3 | 3 | 300 | L26 | no | Cartridges (5 pcs.) | SS | 5 x 3,0 mm
ProntoSIL | 6331K040PS030 | BISCHOFF ProntoSIL 300-3-C4 | C4 | 10 | 3 | 3 | 300 | L26 | no | Cartridges (5 pcs.) | SS | 10 x 3,0 mm
ProntoSIL | 6332K040PS030 | BISCHOFF ProntoSIL 300-3-C4 | C4 | 20 | 3 | 3 | 300 | L26 | no | Cartridges (5 pcs.) | SS | 20 x 3,0 mm
ProntoSIL | 6325K040PS030 | BISCHOFF ProntoSIL 300-3-C4 | C4 | 5 | 2 | 3 | 300 | L26 | no | Cartridges (5 pcs.) | SS | 5 x 2,0 mm
ProntoSIL | 6321K040PS030 | BISCHOFF ProntoSIL 300-3-C4 | C4 | 10 | 2 | 3 | 300 | L26 | no | Cartridges (5 pcs.) | SS | 10 x 2,0 mm
ProntoSIL | 6322K040PS030 | BISCHOFF ProntoSIL 300-3-C4 | C4 | 20 | 2 | 3 | 300 | L26 | no | Cartridges (5 pcs.) | SS | 20 x 2,0 mm
ProntoSIL | 0102K040PS050 | BISCHOFF ProntoSIL 300-5-C4 | C4 | 14 | 2 | 5 | 300 | L26 | no | HPLC Column | SS | 14 x 2,0 mm
ProntoSIL | 0103K040PS050 | BISCHOFF ProntoSIL 300-5-C4 | C4 | 14 | 3 | 5 | 300 | L26 | no | HPLC Column | SS | 14 x 3,0 mm
ProntoSIL | 0104K040PS050 | BISCHOFF ProntoSIL 300-5-C4 | C4 | 14 | 4 | 5 | 300 | L26 | no | HPLC Column | SS | 14 x 4,0 mm
ProntoSIL | 0146K040PS050 | BISCHOFF ProntoSIL 300-5-C4 | C4 | 14 | 4.6 | 5 | 300 | L26 | no | HPLC Column | SS | 14 x 4,6 mm
ProntoSIL | A202K040PS050 | BISCHOFF ProntoSIL 300-5-C4 | C4 | 20 | 2 | 5 | 300 | L26 | no | HPLC Column | SS | 20 x 2,0 mm
ProntoSIL | A203K040PS050 | BISCHOFF ProntoSIL 300-5-C4 | C4 | 20 | 3 | 5 | 300 | L26 | no | HPLC Column | SS | 20 x 3,0 mm
ProntoSIL | A204K040PS050 | BISCHOFF ProntoSIL 300-5-C4 | C4 | 20 | 4 | 5 | 300 | L26 | no | HPLC Column | SS | 20 x 4,0 mm
ProntoSIL | A246K040PS050 | BISCHOFF ProntoSIL 300-5-C4 | C4 | 20 | 4.6 | 5 | 300 | L26 | no | HPLC Column | SS | 20 x 4,6 mm
ProntoSIL | 0202K040PS050 | BISCHOFF ProntoSIL 300-5-C4 | C4 | 25 | 2 | 5 | 300 | L26 | no | HPLC Column | SS | 25 x 2,0 mm
ProntoSIL | 0203K040PS050 | BISCHOFF ProntoSIL 300-5-C4 | C4 | 25 | 3 | 5 | 300 | L26 | no | HPLC Column | SS | 25 x 3,0 mm
ProntoSIL | 0204K040PS050 | BISCHOFF ProntoSIL 300-5-C4 | C4 | 25 | 4 | 5 | 300 | L26 | no | HPLC Column | SS | 25 x 4,0 mm
ProntoSIL | 0246K040PS050 | BISCHOFF ProntoSIL 300-5-C4 | C4 | 25 | 4.6 | 5 | 300 | L26 | no | HPLC Column | SS | 25 x 4,6 mm
ProntoSIL | 0302K040PS050 | BISCHOFF ProntoSIL 300-5-C4 | C4 | 30 | 2 | 5 | 300 | L26 | no | HPLC Column | SS | 30 x 2,0 mm
ProntoSIL | 0303K040PS050 | BISCHOFF ProntoSIL 300-5-C4 | C4 | 30 | 3 | 5 | 300 | L26 | no | HPLC Column | SS | 30 x 3,0 mm
ProntoSIL | 0304K040PS050 | BISCHOFF ProntoSIL 300-5-C4 | C4 | 30 | 4 | 5 | 300 | L26 | no | HPLC Column | SS | 30 x 4,0 mm
ProntoSIL | 0346K040PS050 | BISCHOFF ProntoSIL 300-5-C4 | C4 | 30 | 4.6 | 5 | 300 | L26 | no | HPLC Column | SS | 30 x 4,6 mm
ProntoSIL | 0402K040PS050 | BISCHOFF ProntoSIL 300-5-C4 | C4 | 33 | 2 | 5 | 300 | L26 | no | HPLC Column | SS | 33 x 2,0 mm
ProntoSIL | 0403K040PS050 | BISCHOFF ProntoSIL 300-5-C4 | C4 | 33 | 3 | 5 | 300 | L26 | no | HPLC Column | SS | 33 x 3,0 mm
ProntoSIL | 0404K040PS050 | BISCHOFF ProntoSIL 300-5-C4 | C4 | 33 | 4 | 5 | 300 | L26 | no | HPLC Column | SS | 33 x 4,0 mm
ProntoSIL | 0446K040PS050 | BISCHOFF ProntoSIL 300-5-C4 | C4 | 33 | 4.6 | 5 | 300 | L26 | no | HPLC Column | SS | 33 x 4,6 mm
ProntoSIL | A402K040PS050 | BISCHOFF ProntoSIL 300-5-C4 | C4 | 40 | 2 | 5 | 300 | L26 | no | HPLC Column | SS | 40 x 2,0 mm
ProntoSIL | A403K040PS050 | BISCHOFF ProntoSIL 300-5-C4 | C4 | 40 | 3 | 5 | 300 | L26 | no | HPLC Column | SS | 40 x 3,0 mm
ProntoSIL | A404K040PS050 | BISCHOFF ProntoSIL 300-5-C4 | C4 | 40 | 4 | 5 | 300 | L26 | no | HPLC Column | SS | 40 x 4,0 mm
ProntoSIL | A446K040PS050 | BISCHOFF ProntoSIL 300-5-C4 | C4 | 40 | 4.6 | 5 | 300 | L26 | no | HPLC Column | SS | 40 x 4,6 mm
ProntoSIL | 0502K040PS050 | BISCHOFF ProntoSIL 300-5-C4 | C4 | 50 | 2 | 5 | 300 | L26 | no | HPLC Column | SS | 50 x 2,0 mm
ProntoSIL | 0503K040PS050 | BISCHOFF ProntoSIL 300-5-C4 | C4 | 50 | 3 | 5 | 300 | L26 | no | HPLC Column | SS | 50 x 3,0 mm
ProntoSIL | 0504K040PS050 | BISCHOFF ProntoSIL 300-5-C4 | C4 | 50 | 4 | 5 | 300 | L26 | no | HPLC Column | SS | 50 x 4,0 mm
ProntoSIL | 0546K040PS050 | BISCHOFF ProntoSIL 300-5-C4 | C4 | 50 | 4.6 | 5 | 300 | L26 | no | HPLC Column | SS | 50 x 4,6 mm
ProntoSIL | 0602K040PS050 | BISCHOFF ProntoSIL 300-5-C4 | C4 | 53 | 2 | 5 | 300 | L26 | no | HPLC Column | SS | 53 x 2,0 mm
ProntoSIL | 0603K040PS050 | BISCHOFF ProntoSIL 300-5-C4 | C4 | 53 | 3 | 5 | 300 | L26 | no | HPLC Column | SS | 53 x 3,0 mm
ProntoSIL | 0604K040PS050 | BISCHOFF ProntoSIL 300-5-C4 | C4 | 53 | 4 | 5 | 300 | L26 | no | HPLC Column | SS | 53 x 4,0 mm
ProntoSIL | 0646K040PS050 | BISCHOFF ProntoSIL 300-5-C4 | C4 | 53 | 4.6 | 5 | 300 | L26 | no | HPLC Column | SS | 53 x 4,6 mm
ProntoSIL | A602K040PS050 | BISCHOFF ProntoSIL 300-5-C4 | C4 | 60 | 2 | 5 | 300 | L26 | no | HPLC Column | SS | 60 x 2,0 mm
ProntoSIL | A603K040PS050 | BISCHOFF ProntoSIL 300-5-C4 | C4 | 60 | 3 | 5 | 300 | L26 | no | HPLC Column | SS | 60 x 3,0 mm
ProntoSIL | A604K040PS050 | BISCHOFF ProntoSIL 300-5-C4 | C4 | 60 | 4 | 5 | 300 | L26 | no | HPLC Column | SS | 60 x 4,0 mm
ProntoSIL | A646K040PS050 | BISCHOFF ProntoSIL 300-5-C4 | C4 | 60 | 4.6 | 5 | 300 | L26 | no | HPLC Column | SS | 60 x 4,6 mm
ProntoSIL | 0702K040PS050 | BISCHOFF ProntoSIL 300-5-C4 | C4 | 75 | 2 | 5 | 300 | L26 | no | HPLC Column | SS | 75 x 2,0 mm
ProntoSIL | 0703K040PS050 | BISCHOFF ProntoSIL 300-5-C4 | C4 | 75 | 3 | 5 | 300 | L26 | no | HPLC Column | SS | 75 x 3,0 mm
ProntoSIL | 0704K040PS050 | BISCHOFF ProntoSIL 300-5-C4 | C4 | 75 | 4 | 5 | 300 | L26 | no | HPLC Column | SS | 75 x 4,0 mm
ProntoSIL | 0746K040PS050 | BISCHOFF ProntoSIL 300-5-C4 | C4 | 75 | 4.6 | 5 | 300 | L26 | no | HPLC Column | SS | 75 x 4,6 mm
ProntoSIL | 1002K040PS050 | BISCHOFF ProntoSIL 300-5-C4 | C4 | 100 | 2 | 5 | 300 | L26 | no | HPLC Column | SS | 100 x 2,0 mm
ProntoSIL | 1003K040PS050 | BISCHOFF ProntoSIL 300-5-C4 | C4 | 100 | 3 | 5 | 300 | L26 | no | HPLC Column | SS | 100 x 3,0 mm
ProntoSIL | 1004K040PS050 | BISCHOFF ProntoSIL 300-5-C4 | C4 | 100 | 4 | 5 | 300 | L26 | no | HPLC Column | SS | 100 x 4,0 mm
ProntoSIL | 1046K040PS050 | BISCHOFF ProntoSIL 300-5-C4 | C4 | 100 | 4.6 | 5 | 300 | L26 | no | HPLC Column | SS | 100 x 4,6 mm
ProntoSIL | 1202K040PS050 | BISCHOFF ProntoSIL 300-5-C4 | C4 | 125 | 2 | 5 | 300 | L26 | no | HPLC Column | SS | 125 x 2,0 mm
ProntoSIL | 1203K040PS050 | BISCHOFF ProntoSIL 300-5-C4 | C4 | 125 | 3 | 5 | 300 | L26 | no | HPLC Column | SS | 125 x 3,0 mm
ProntoSIL | 1204K040PS050 | BISCHOFF ProntoSIL 300-5-C4 | C4 | 125 | 4 | 5 | 300 | L26 | no | HPLC Column | SS | 125 x 4,0 mm
ProntoSIL | 1246K040PS050 | BISCHOFF ProntoSIL 300-5-C4 | C4 | 125 | 4.6 | 5 | 300 | L26 | no | HPLC Column | SS | 125 x 4,6 mm
ProntoSIL | 1502K040PS050 | BISCHOFF ProntoSIL 300-5-C4 | C4 | 150 | 2 | 5 | 300 | L26 | no | HPLC Column | SS | 150 x 2,0 mm
ProntoSIL | 1503K040PS050 | BISCHOFF ProntoSIL 300-5-C4 | C4 | 150 | 3 | 5 | 300 | L26 | no | HPLC Column | SS | 150 x 3,0 mm
ProntoSIL | 1504K040PS050 | BISCHOFF ProntoSIL 300-5-C4 | C4 | 150 | 4 | 5 | 300 | L26 | no | HPLC Column | SS | 150 x 4,0 mm
ProntoSIL | 1546K040PS050 | BISCHOFF ProntoSIL 300-5-C4 | C4 | 150 | 4.6 | 5 | 300 | L26 | no | HPLC Column | SS | 150 x 4,6 mm
ProntoSIL | 2002K040PS050 | BISCHOFF ProntoSIL 300-5-C4 | C4 | 200 | 2 | 5 | 300 | L26 | no | HPLC Column | SS | 200 x 2,0 mm
ProntoSIL | 2003K040PS050 | BISCHOFF ProntoSIL 300-5-C4 | C4 | 200 | 3 | 5 | 300 | L26 | no | HPLC Column | SS | 200 x 3,0 mm
ProntoSIL | 2004K040PS050 | BISCHOFF ProntoSIL 300-5-C4 | C4 | 200 | 4 | 5 | 300 | L26 | no | HPLC Column | SS | 200 x 4,0 mm
ProntoSIL | 2046K040PS050 | BISCHOFF ProntoSIL 300-5-C4 | C4 | 200 | 4.6 | 5 | 300 | L26 | no | HPLC Column | SS | 200 x 4,6 mm
ProntoSIL | 2502K040PS050 | BISCHOFF ProntoSIL 300-5-C4 | C4 | 250 | 2 | 5 | 300 | L26 | no | HPLC Column | SS | 250 x 2,0 mm
ProntoSIL | 2503K040PS050 | BISCHOFF ProntoSIL 300-5-C4 | C4 | 250 | 3 | 5 | 300 | L26 | no | HPLC Column | SS | 250 x 3,0 mm
ProntoSIL | 2504K040PS050 | BISCHOFF ProntoSIL 300-5-C4 | C4 | 250 | 4 | 5 | 300 | L26 | no | HPLC Column | SS | 250 x 4,0 mm
ProntoSIL | 2546K040PS050 | BISCHOFF ProntoSIL 300-5-C4 | C4 | 250 | 4.6 | 5 | 300 | L26 | no | HPLC Column | SS | 250 x 4,6 mm
ProntoSIL | 3002K040PS050 | BISCHOFF ProntoSIL 300-5-C4 | C4 | 300 | 2 | 5 | 300 | L26 | no | HPLC Column | SS | 300 x 2,0 mm
ProntoSIL | 3003K040PS050 | BISCHOFF ProntoSIL 300-5-C4 | C4 | 300 | 3 | 5 | 300 | L26 | no | HPLC Column | SS | 300 x 3,0 mm
ProntoSIL | 3004K040PS050 | BISCHOFF ProntoSIL 300-5-C4 | C4 | 300 | 4 | 5 | 300 | L26 | no | HPLC Column | SS | 300 x 4,0 mm
ProntoSIL | 3046K040PS050 | BISCHOFF ProntoSIL 300-5-C4 | C4 | 300 | 4.6 | 5 | 300 | L26 | no | HPLC Column | SS | 300 x 4,6 mm
ProntoSIL | 01P4K040PS050 | BISCHOFF ProntoSIL 300-5-C4 | C4 | 14 | 4 | 5 | 300 | L26 | no | HPLC Column | PEEK | 14 x 4,0 mm
ProntoSIL | A2P4K040PS050 | BISCHOFF ProntoSIL 300-5-C4 | C4 | 20 | 4 | 5 | 300 | L26 | no | HPLC Column | PEEK | 20 x 4,0 mm
ProntoSIL | 02P4K040PS050 | BISCHOFF ProntoSIL 300-5-C4 | C4 | 25 | 4 | 5 | 300 | L26 | no | HPLC Column | PEEK | 25 x 4,0 mm
ProntoSIL | 03P4K040PS050 | BISCHOFF ProntoSIL 300-5-C4 | C4 | 30 | 4 | 5 | 300 | L26 | no | HPLC Column | PEEK | 30 x 4,0 mm
ProntoSIL | 04P4K040PS050 | BISCHOFF ProntoSIL 300-5-C4 | C4 | 33 | 4 | 5 | 300 | L26 | no | HPLC Column | PEEK | 33 x 4,0 mm
ProntoSIL | A4P4K040PS050 | BISCHOFF ProntoSIL 300-5-C4 | C4 | 40 | 4 | 5 | 300 | L26 | no | HPLC Column | PEEK | 40 x 4,0 mm
ProntoSIL | 05P4K040PS050 | BISCHOFF ProntoSIL 300-5-C4 | C4 | 50 | 4 | 5 | 300 | L26 | no | HPLC Column | PEEK | 50 x 4,0 mm
ProntoSIL | 06P4K040PS050 | BISCHOFF ProntoSIL 300-5-C4 | C4 | 53 | 4 | 5 | 300 | L26 | no | HPLC Column | PEEK | 53 x 4,0 mm
ProntoSIL | A6P4K040PS050 | BISCHOFF ProntoSIL 300-5-C4 | C4 | 60 | 4 | 5 | 300 | L26 | no | HPLC Column | PEEK | 60 x 4,0 mm
ProntoSIL | 07P4K040PS050 | BISCHOFF ProntoSIL 300-5-C4 | C4 | 75 | 4 | 5 | 300 | L26 | no | HPLC Column | PEEK | 75 x 4,0 mm
ProntoSIL | 10P4K040PS050 | BISCHOFF ProntoSIL 300-5-C4 | C4 | 100 | 4 | 5 | 300 | L26 | no | HPLC Column | PEEK | 100 x 4,0 mm
ProntoSIL | 12P4K040PS050 | BISCHOFF ProntoSIL 300-5-C4 | C4 | 125 | 4 | 5 | 300 | L26 | no | HPLC Column | PEEK | 125 x 4,0 mm
ProntoSIL | 15P4K040PS050 | BISCHOFF ProntoSIL 300-5-C4 | C4 | 150 | 4 | 5 | 300 | L26 | no | HPLC Column | PEEK | 150 x 4,0 mm
ProntoSIL | 20P4K040PS050 | BISCHOFF ProntoSIL 300-5-C4 | C4 | 200 | 4 | 5 | 300 | L26 | no | HPLC Column | PEEK | 200 x 4,0 mm
ProntoSIL | 25P4K040PS050 | BISCHOFF ProntoSIL 300-5-C4 | C4 | 250 | 4 | 5 | 300 | L26 | no | HPLC Column | PEEK | 250 x 4,0 mm
ProntoSIL | 30P4K040PS050 | BISCHOFF ProntoSIL 300-5-C4 | C4 | 300 | 4 | 5 | 300 | L26 | no | HPLC Column | PEEK | 300 x 4,0 mm
ProntoSIL | 6305K040PS050 | BISCHOFF ProntoSIL 300-5-C4 | C4 | 5 | 4 | 5 | 300 | L26 | no | Cartridges (5 pcs.) | SS | 5 x 4,0 mm
ProntoSIL | 6301K040PS050 | BISCHOFF ProntoSIL 300-5-C4 | C4 | 10 | 4 | 5 | 300 | L26 | no | Cartridges (5 pcs.) | SS | 10 x 4,0 mm
ProntoSIL | 6302K040PS050 | BISCHOFF ProntoSIL 300-5-C4 | C4 | 20 | 4 | 5 | 300 | L26 | no | Cartridges (5 pcs.) | SS | 20 x 4,0 mm
ProntoSIL | 63P1K040PS050 | BISCHOFF ProntoSIL 300-5-C4 | C4 | 10 | 4 | 5 | 300 | L26 | no | Cartridges (5 pcs.) | PEEK | 10 x 4,0 mm
ProntoSIL | 63P2K040PS050 | BISCHOFF ProntoSIL 300-5-C4 | C4 | 20 | 4 | 5 | 300 | L26 | no | Cartridges (5 pcs.) | PEEK | 20 x 4,0 mm
ProntoSIL | 6335K040PS050 | BISCHOFF ProntoSIL 300-5-C4 | C4 | 5 | 3 | 5 | 300 | L26 | no | Cartridges (5 pcs.) | SS | 5 x 3,0 mm
ProntoSIL | 6331K040PS050 | BISCHOFF ProntoSIL 300-5-C4 | C4 | 10 | 3 | 5 | 300 | L26 | no | Cartridges (5 pcs.) | SS | 10 x 3,0 mm
ProntoSIL | 6332K040PS050 | BISCHOFF ProntoSIL 300-5-C4 | C4 | 20 | 3 | 5 | 300 | L26 | no | Cartridges (5 pcs.) | SS | 20 x 3,0 mm
ProntoSIL | 6325K040PS050 | BISCHOFF ProntoSIL 300-5-C4 | C4 | 5 | 2 | 5 | 300 | L26 | no | Cartridges (5 pcs.) | SS | 5 x 2,0 mm
ProntoSIL | 6321K040PS050 | BISCHOFF ProntoSIL 300-5-C4 | C4 | 10 | 2 | 5 | 300 | L26 | no | Cartridges (5 pcs.) | SS | 10 x 2,0 mm
ProntoSIL | 6322K040PS050 | BISCHOFF ProntoSIL 300-5-C4 | C4 | 20 | 2 | 5 | 300 | L26 | no | Cartridges (5 pcs.) | SS | 20 x 2,0 mm
ProntoSIL | 0102K040PS100 | BISCHOFF ProntoSIL 300-10-C4 | C4 | 14 | 2 | 10 | 300 | L26 | no | HPLC Column | SS | 14 x 2,0 mm
ProntoSIL | 0103K040PS100 | BISCHOFF ProntoSIL 300-10-C4 | C4 | 14 | 3 | 10 | 300 | L26 | no | HPLC Column | SS | 14 x 3,0 mm
ProntoSIL | 0104K040PS100 | BISCHOFF ProntoSIL 300-10-C4 | C4 | 14 | 4 | 10 | 300 | L26 | no | HPLC Column | SS | 14 x 4,0 mm
ProntoSIL | 0146K040PS100 | BISCHOFF ProntoSIL 300-10-C4 | C4 | 14 | 4.6 | 10 | 300 | L26 | no | HPLC Column | SS | 14 x 4,6 mm
ProntoSIL | A202K040PS100 | BISCHOFF ProntoSIL 300-10-C4 | C4 | 20 | 2 | 10 | 300 | L26 | no | HPLC Column | SS | 20 x 2,0 mm
ProntoSIL | A203K040PS100 | BISCHOFF ProntoSIL 300-10-C4 | C4 | 20 | 3 | 10 | 300 | L26 | no | HPLC Column | SS | 20 x 3,0 mm
ProntoSIL | A204K040PS100 | BISCHOFF ProntoSIL 300-10-C4 | C4 | 20 | 4 | 10 | 300 | L26 | no | HPLC Column | SS | 20 x 4,0 mm
ProntoSIL | A246K040PS100 | BISCHOFF ProntoSIL 300-10-C4 | C4 | 20 | 4.6 | 10 | 300 | L26 | no | HPLC Column | SS | 20 x 4,6 mm
ProntoSIL | 0202K040PS100 | BISCHOFF ProntoSIL 300-10-C4 | C4 | 25 | 2 | 10 | 300 | L26 | no | HPLC Column | SS | 25 x 2,0 mm
ProntoSIL | 0203K040PS100 | BISCHOFF ProntoSIL 300-10-C4 | C4 | 25 | 3 | 10 | 300 | L26 | no | HPLC Column | SS | 25 x 3,0 mm
ProntoSIL | 0204K040PS100 | BISCHOFF ProntoSIL 300-10-C4 | C4 | 25 | 4 | 10 | 300 | L26 | no | HPLC Column | SS | 25 x 4,0 mm
ProntoSIL | 0246K040PS100 | BISCHOFF ProntoSIL 300-10-C4 | C4 | 25 | 4.6 | 10 | 300 | L26 | no | HPLC Column | SS | 25 x 4,6 mm
ProntoSIL | 0302K040PS100 | BISCHOFF ProntoSIL 300-10-C4 | C4 | 30 | 2 | 10 | 300 | L26 | no | HPLC Column | SS | 30 x 2,0 mm
ProntoSIL | 0303K040PS100 | BISCHOFF ProntoSIL 300-10-C4 | C4 | 30 | 3 | 10 | 300 | L26 | no | HPLC Column | SS | 30 x 3,0 mm
ProntoSIL | 0304K040PS100 | BISCHOFF ProntoSIL 300-10-C4 | C4 | 30 | 4 | 10 | 300 | L26 | no | HPLC Column | SS | 30 x 4,0 mm
ProntoSIL | 0346K040PS100 | BISCHOFF ProntoSIL 300-10-C4 | C4 | 30 | 4.6 | 10 | 300 | L26 | no | HPLC Column | SS | 30 x 4,6 mm
ProntoSIL | 0402K040PS100 | BISCHOFF ProntoSIL 300-10-C4 | C4 | 33 | 2 | 10 | 300 | L26 | no | HPLC Column | SS | 33 x 2,0 mm
ProntoSIL | 0403K040PS100 | BISCHOFF ProntoSIL 300-10-C4 | C4 | 33 | 3 | 10 | 300 | L26 | no | HPLC Column | SS | 33 x 3,0 mm
ProntoSIL | 0404K040PS100 | BISCHOFF ProntoSIL 300-10-C4 | C4 | 33 | 4 | 10 | 300 | L26 | no | HPLC Column | SS | 33 x 4,0 mm
ProntoSIL | 0446K040PS100 | BISCHOFF ProntoSIL 300-10-C4 | C4 | 33 | 4.6 | 10 | 300 | L26 | no | HPLC Column | SS | 33 x 4,6 mm
ProntoSIL | A402K040PS100 | BISCHOFF ProntoSIL 300-10-C4 | C4 | 40 | 2 | 10 | 300 | L26 | no | HPLC Column | SS | 40 x 2,0 mm
ProntoSIL | A403K040PS100 | BISCHOFF ProntoSIL 300-10-C4 | C4 | 40 | 3 | 10 | 300 | L26 | no | HPLC Column | SS | 40 x 3,0 mm
ProntoSIL | A404K040PS100 | BISCHOFF ProntoSIL 300-10-C4 | C4 | 40 | 4 | 10 | 300 | L26 | no | HPLC Column | SS | 40 x 4,0 mm
ProntoSIL | A446K040PS100 | BISCHOFF ProntoSIL 300-10-C4 | C4 | 40 | 4.6 | 10 | 300 | L26 | no | HPLC Column | SS | 40 x 4,6 mm
ProntoSIL | 0502K040PS100 | BISCHOFF ProntoSIL 300-10-C4 | C4 | 50 | 2 | 10 | 300 | L26 | no | HPLC Column | SS | 50 x 2,0 mm
ProntoSIL | 0503K040PS100 | BISCHOFF ProntoSIL 300-10-C4 | C4 | 50 | 3 | 10 | 300 | L26 | no | HPLC Column | SS | 50 x 3,0 mm
ProntoSIL | 0504K040PS100 | BISCHOFF ProntoSIL 300-10-C4 | C4 | 50 | 4 | 10 | 300 | L26 | no | HPLC Column | SS | 50 x 4,0 mm
ProntoSIL | 0546K040PS100 | BISCHOFF ProntoSIL 300-10-C4 | C4 | 50 | 4.6 | 10 | 300 | L26 | no | HPLC Column | SS | 50 x 4,6 mm
ProntoSIL | 0602K040PS100 | BISCHOFF ProntoSIL 300-10-C4 | C4 | 53 | 2 | 10 | 300 | L26 | no | HPLC Column | SS | 53 x 2,0 mm
ProntoSIL | 0603K040PS100 | BISCHOFF ProntoSIL 300-10-C4 | C4 | 53 | 3 | 10 | 300 | L26 | no | HPLC Column | SS | 53 x 3,0 mm
ProntoSIL | 0604K040PS100 | BISCHOFF ProntoSIL 300-10-C4 | C4 | 53 | 4 | 10 | 300 | L26 | no | HPLC Column | SS | 53 x 4,0 mm
ProntoSIL | 0646K040PS100 | BISCHOFF ProntoSIL 300-10-C4 | C4 | 53 | 4.6 | 10 | 300 | L26 | no | HPLC Column | SS | 53 x 4,6 mm
ProntoSIL | A602K040PS100 | BISCHOFF ProntoSIL 300-10-C4 | C4 | 60 | 2 | 10 | 300 | L26 | no | HPLC Column | SS | 60 x 2,0 mm
ProntoSIL | A603K040PS100 | BISCHOFF ProntoSIL 300-10-C4 | C4 | 60 | 3 | 10 | 300 | L26 | no | HPLC Column | SS | 60 x 3,0 mm
ProntoSIL | A604K040PS100 | BISCHOFF ProntoSIL 300-10-C4 | C4 | 60 | 4 | 10 | 300 | L26 | no | HPLC Column | SS | 60 x 4,0 mm
ProntoSIL | A646K040PS100 | BISCHOFF ProntoSIL 300-10-C4 | C4 | 60 | 4.6 | 10 | 300 | L26 | no | HPLC Column | SS | 60 x 4,6 mm
ProntoSIL | 0702K040PS100 | BISCHOFF ProntoSIL 300-10-C4 | C4 | 75 | 2 | 10 | 300 | L26 | no | HPLC Column | SS | 75 x 2,0 mm
ProntoSIL | 0703K040PS100 | BISCHOFF ProntoSIL 300-10-C4 | C4 | 75 | 3 | 10 | 300 | L26 | no | HPLC Column | SS | 75 x 3,0 mm
ProntoSIL | 0704K040PS100 | BISCHOFF ProntoSIL 300-10-C4 | C4 | 75 | 4 | 10 | 300 | L26 | no | HPLC Column | SS | 75 x 4,0 mm
ProntoSIL | 0746K040PS100 | BISCHOFF ProntoSIL 300-10-C4 | C4 | 75 | 4.6 | 10 | 300 | L26 | no | HPLC Column | SS | 75 x 4,6 mm
ProntoSIL | 1002K040PS100 | BISCHOFF ProntoSIL 300-10-C4 | C4 | 100 | 2 | 10 | 300 | L26 | no | HPLC Column | SS | 100 x 2,0 mm
ProntoSIL | 1003K040PS100 | BISCHOFF ProntoSIL 300-10-C4 | C4 | 100 | 3 | 10 | 300 | L26 | no | HPLC Column | SS | 100 x 3,0 mm
ProntoSIL | 1004K040PS100 | BISCHOFF ProntoSIL 300-10-C4 | C4 | 100 | 4 | 10 | 300 | L26 | no | HPLC Column | SS | 100 x 4,0 mm
ProntoSIL | 1046K040PS100 | BISCHOFF ProntoSIL 300-10-C4 | C4 | 100 | 4.6 | 10 | 300 | L26 | no | HPLC Column | SS | 100 x 4,6 mm
ProntoSIL | 1202K040PS100 | BISCHOFF ProntoSIL 300-10-C4 | C4 | 125 | 2 | 10 | 300 | L26 | no | HPLC Column | SS | 125 x 2,0 mm
ProntoSIL | 1203K040PS100 | BISCHOFF ProntoSIL 300-10-C4 | C4 | 125 | 3 | 10 | 300 | L26 | no | HPLC Column | SS | 125 x 3,0 mm
ProntoSIL | 1204K040PS100 | BISCHOFF ProntoSIL 300-10-C4 | C4 | 125 | 4 | 10 | 300 | L26 | no | HPLC Column | SS | 125 x 4,0 mm
ProntoSIL | 1246K040PS100 | BISCHOFF ProntoSIL 300-10-C4 | C4 | 125 | 4.6 | 10 | 300 | L26 | no | HPLC Column | SS | 125 x 4,6 mm
ProntoSIL | 1502K040PS100 | BISCHOFF ProntoSIL 300-10-C4 | C4 | 150 | 2 | 10 | 300 | L26 | no | HPLC Column | SS | 150 x 2,0 mm
ProntoSIL | 1503K040PS100 | BISCHOFF ProntoSIL 300-10-C4 | C4 | 150 | 3 | 10 | 300 | L26 | no | HPLC Column | SS | 150 x 3,0 mm
ProntoSIL | 1504K040PS100 | BISCHOFF ProntoSIL 300-10-C4 | C4 | 150 | 4 | 10 | 300 | L26 | no | HPLC Column | SS | 150 x 4,0 mm
ProntoSIL | 1546K040PS100 | BISCHOFF ProntoSIL 300-10-C4 | C4 | 150 | 4.6 | 10 | 300 | L26 | no | HPLC Column | SS | 150 x 4,6 mm
ProntoSIL | 2002K040PS100 | BISCHOFF ProntoSIL 300-10-C4 | C4 | 200 | 2 | 10 | 300 | L26 | no | HPLC Column | SS | 200 x 2,0 mm
ProntoSIL | 2003K040PS100 | BISCHOFF ProntoSIL 300-10-C4 | C4 | 200 | 3 | 10 | 300 | L26 | no | HPLC Column | SS | 200 x 3,0 mm
ProntoSIL | 2004K040PS100 | BISCHOFF ProntoSIL 300-10-C4 | C4 | 200 | 4 | 10 | 300 | L26 | no | HPLC Column | SS | 200 x 4,0 mm
ProntoSIL | 2046K040PS100 | BISCHOFF ProntoSIL 300-10-C4 | C4 | 200 | 4.6 | 10 | 300 | L26 | no | HPLC Column | SS | 200 x 4,6 mm
ProntoSIL | 2502K040PS100 | BISCHOFF ProntoSIL 300-10-C4 | C4 | 250 | 2 | 10 | 300 | L26 | no | HPLC Column | SS | 250 x 2,0 mm
ProntoSIL | 2503K040PS100 | BISCHOFF ProntoSIL 300-10-C4 | C4 | 250 | 3 | 10 | 300 | L26 | no | HPLC Column | SS | 250 x 3,0 mm
ProntoSIL | 2504K040PS100 | BISCHOFF ProntoSIL 300-10-C4 | C4 | 250 | 4 | 10 | 300 | L26 | no | HPLC Column | SS | 250 x 4,0 mm
ProntoSIL | 2546K040PS100 | BISCHOFF ProntoSIL 300-10-C4 | C4 | 250 | 4.6 | 10 | 300 | L26 | no | HPLC Column | SS | 250 x 4,6 mm
ProntoSIL | 3002K040PS100 | BISCHOFF ProntoSIL 300-10-C4 | C4 | 300 | 2 | 10 | 300 | L26 | no | HPLC Column | SS | 300 x 2,0 mm
ProntoSIL | 3003K040PS100 | BISCHOFF ProntoSIL 300-10-C4 | C4 | 300 | 3 | 10 | 300 | L26 | no | HPLC Column | SS | 300 x 3,0 mm
ProntoSIL | 3004K040PS100 | BISCHOFF ProntoSIL 300-10-C4 | C4 | 300 | 4 | 10 | 300 | L26 | no | HPLC Column | SS | 300 x 4,0 mm
ProntoSIL | 3046K040PS100 | BISCHOFF ProntoSIL 300-10-C4 | C4 | 300 | 4.6 | 10 | 300 | L26 | no | HPLC Column | SS | 300 x 4,6 mm
ProntoSIL | 01P4K040PS100 | BISCHOFF ProntoSIL 300-10-C4 | C4 | 14 | 4 | 10 | 300 | L26 | no | HPLC Column | PEEK | 14 x 4,0 mm
ProntoSIL | A2P4K040PS100 | BISCHOFF ProntoSIL 300-10-C4 | C4 | 20 | 4 | 10 | 300 | L26 | no | HPLC Column | PEEK | 20 x 4,0 mm
ProntoSIL | 02P4K040PS100 | BISCHOFF ProntoSIL 300-10-C4 | C4 | 25 | 4 | 10 | 300 | L26 | no | HPLC Column | PEEK | 25 x 4,0 mm
ProntoSIL | 03P4K040PS100 | BISCHOFF ProntoSIL 300-10-C4 | C4 | 30 | 4 | 10 | 300 | L26 | no | HPLC Column | PEEK | 30 x 4,0 mm
ProntoSIL | 04P4K040PS100 | BISCHOFF ProntoSIL 300-10-C4 | C4 | 33 | 4 | 10 | 300 | L26 | no | HPLC Column | PEEK | 33 x 4,0 mm
ProntoSIL | A4P4K040PS100 | BISCHOFF ProntoSIL 300-10-C4 | C4 | 40 | 4 | 10 | 300 | L26 | no | HPLC Column | PEEK | 40 x 4,0 mm
ProntoSIL | 05P4K040PS100 | BISCHOFF ProntoSIL 300-10-C4 | C4 | 50 | 4 | 10 | 300 | L26 | no | HPLC Column | PEEK | 50 x 4,0 mm
ProntoSIL | 06P4K040PS100 | BISCHOFF ProntoSIL 300-10-C4 | C4 | 53 | 4 | 10 | 300 | L26 | no | HPLC Column | PEEK | 53 x 4,0 mm
ProntoSIL | A6P4K040PS100 | BISCHOFF ProntoSIL 300-10-C4 | C4 | 60 | 4 | 10 | 300 | L26 | no | HPLC Column | PEEK | 60 x 4,0 mm
ProntoSIL | 07P4K040PS100 | BISCHOFF ProntoSIL 300-10-C4 | C4 | 75 | 4 | 10 | 300 | L26 | no | HPLC Column | PEEK | 75 x 4,0 mm
ProntoSIL | 10P4K040PS100 | BISCHOFF ProntoSIL 300-10-C4 | C4 | 100 | 4 | 10 | 300 | L26 | no | HPLC Column | PEEK | 100 x 4,0 mm
ProntoSIL | 12P4K040PS100 | BISCHOFF ProntoSIL 300-10-C4 | C4 | 125 | 4 | 10 | 300 | L26 | no | HPLC Column | PEEK | 125 x 4,0 mm
ProntoSIL | 15P4K040PS100 | BISCHOFF ProntoSIL 300-10-C4 | C4 | 150 | 4 | 10 | 300 | L26 | no | HPLC Column | PEEK | 150 x 4,0 mm
ProntoSIL | 20P4K040PS100 | BISCHOFF ProntoSIL 300-10-C4 | C4 | 200 | 4 | 10 | 300 | L26 | no | HPLC Column | PEEK | 200 x 4,0 mm
ProntoSIL | 25P4K040PS100 | BISCHOFF ProntoSIL 300-10-C4 | C4 | 250 | 4 | 10 | 300 | L26 | no | HPLC Column | PEEK | 250 x 4,0 mm
ProntoSIL | 30P4K040PS100 | BISCHOFF ProntoSIL 300-10-C4 | C4 | 300 | 4 | 10 | 300 | L26 | no | HPLC Column | PEEK | 300 x 4,0 mm
ProntoSIL | 6305K040PS100 | BISCHOFF ProntoSIL 300-10-C4 | C4 | 5 | 4 | 10 | 300 | L26 | no | Cartridges (5 pcs.) | SS | 5 x 4,0 mm
ProntoSIL | 6301K040PS100 | BISCHOFF ProntoSIL 300-10-C4 | C4 | 10 | 4 | 10 | 300 | L26 | no | Cartridges (5 pcs.) | SS | 10 x 4,0 mm
ProntoSIL | 6302K040PS100 | BISCHOFF ProntoSIL 300-10-C4 | C4 | 20 | 4 | 10 | 300 | L26 | no | Cartridges (5 pcs.) | SS | 20 x 4,0 mm
ProntoSIL | 63P1K040PS100 | BISCHOFF ProntoSIL 300-10-C4 | C4 | 10 | 4 | 10 | 300 | L26 | no | Cartridges (5 pcs.) | PEEK | 10 x 4,0 mm
ProntoSIL | 63P2K040PS100 | BISCHOFF ProntoSIL 300-10-C4 | C4 | 20 | 4 | 10 | 300 | L26 | no | Cartridges (5 pcs.) | PEEK | 20 x 4,0 mm
ProntoSIL | 6335K040PS100 | BISCHOFF ProntoSIL 300-10-C4 | C4 | 5 | 3 | 10 | 300 | L26 | no | Cartridges (5 pcs.) | SS | 5 x 3,0 mm
ProntoSIL | 6331K040PS100 | BISCHOFF ProntoSIL 300-10-C4 | C4 | 10 | 3 | 10 | 300 | L26 | no | Cartridges (5 pcs.) | SS | 10 x 3,0 mm
ProntoSIL | 6332K040PS100 | BISCHOFF ProntoSIL 300-10-C4 | C4 | 20 | 3 | 10 | 300 | L26 | no | Cartridges (5 pcs.) | SS | 20 x 3,0 mm
ProntoSIL | 6325K040PS100 | BISCHOFF ProntoSIL 300-10-C4 | C4 | 5 | 2 | 10 | 300 | L26 | no | Cartridges (5 pcs.) | SS | 5 x 2,0 mm
ProntoSIL | 6321K040PS100 | BISCHOFF ProntoSIL 300-10-C4 | C4 | 10 | 2 | 10 | 300 | L26 | no | Cartridges (5 pcs.) | SS | 10 x 2,0 mm
ProntoSIL | 6322K040PS100 | BISCHOFF ProntoSIL 300-10-C4 | C4 | 20 | 2 | 10 | 300 | L26 | no | Cartridges (5 pcs.) | SS | 20 x 2,0 mm
ProntoSIL | 0102K040PS150 | BISCHOFF ProntoSIL 300-15-C4 | C4 | 14 | 2 | 15 | 300 | L26 | no | HPLC Column | SS | 14 x 2,0 mm
ProntoSIL | 0103K040PS150 | BISCHOFF ProntoSIL 300-15-C4 | C4 | 14 | 3 | 15 | 300 | L26 | no | HPLC Column | SS | 14 x 3,0 mm
ProntoSIL | 0104K040PS150 | BISCHOFF ProntoSIL 300-15-C4 | C4 | 14 | 4 | 15 | 300 | L26 | no | HPLC Column | SS | 14 x 4,0 mm
ProntoSIL | 0146K040PS150 | BISCHOFF ProntoSIL 300-15-C4 | C4 | 14 | 4.6 | 15 | 300 | L26 | no | HPLC Column | SS | 14 x 4,6 mm
ProntoSIL | A202K040PS150 | BISCHOFF ProntoSIL 300-15-C4 | C4 | 20 | 2 | 15 | 300 | L26 | no | HPLC Column | SS | 20 x 2,0 mm
ProntoSIL | A203K040PS150 | BISCHOFF ProntoSIL 300-15-C4 | C4 | 20 | 3 | 15 | 300 | L26 | no | HPLC Column | SS | 20 x 3,0 mm
ProntoSIL | A204K040PS150 | BISCHOFF ProntoSIL 300-15-C4 | C4 | 20 | 4 | 15 | 300 | L26 | no | HPLC Column | SS | 20 x 4,0 mm
ProntoSIL | A246K040PS150 | BISCHOFF ProntoSIL 300-15-C4 | C4 | 20 | 4.6 | 15 | 300 | L26 | no | HPLC Column | SS | 20 x 4,6 mm
ProntoSIL | 0202K040PS150 | BISCHOFF ProntoSIL 300-15-C4 | C4 | 25 | 2 | 15 | 300 | L26 | no | HPLC Column | SS | 25 x 2,0 mm
ProntoSIL | 0203K040PS150 | BISCHOFF ProntoSIL 300-15-C4 | C4 | 25 | 3 | 15 | 300 | L26 | no | HPLC Column | SS | 25 x 3,0 mm
ProntoSIL | 0204K040PS150 | BISCHOFF ProntoSIL 300-15-C4 | C4 | 25 | 4 | 15 | 300 | L26 | no | HPLC Column | SS | 25 x 4,0 mm
ProntoSIL | 0246K040PS150 | BISCHOFF ProntoSIL 300-15-C4 | C4 | 25 | 4.6 | 15 | 300 | L26 | no | HPLC Column | SS | 25 x 4,6 mm
ProntoSIL | 0302K040PS150 | BISCHOFF ProntoSIL 300-15-C4 | C4 | 30 | 2 | 15 | 300 | L26 | no | HPLC Column | SS | 30 x 2,0 mm
ProntoSIL | 0303K040PS150 | BISCHOFF ProntoSIL 300-15-C4 | C4 | 30 | 3 | 15 | 300 | L26 | no | HPLC Column | SS | 30 x 3,0 mm
ProntoSIL | 0304K040PS150 | BISCHOFF ProntoSIL 300-15-C4 | C4 | 30 | 4 | 15 | 300 | L26 | no | HPLC Column | SS | 30 x 4,0 mm
ProntoSIL | 0346K040PS150 | BISCHOFF ProntoSIL 300-15-C4 | C4 | 30 | 4.6 | 15 | 300 | L26 | no | HPLC Column | SS | 30 x 4,6 mm
ProntoSIL | 0402K040PS150 | BISCHOFF ProntoSIL 300-15-C4 | C4 | 33 | 2 | 15 | 300 | L26 | no | HPLC Column | SS | 33 x 2,0 mm
ProntoSIL | 0403K040PS150 | BISCHOFF ProntoSIL 300-15-C4 | C4 | 33 | 3 | 15 | 300 | L26 | no | HPLC Column | SS | 33 x 3,0 mm
ProntoSIL | 0404K040PS150 | BISCHOFF ProntoSIL 300-15-C4 | C4 | 33 | 4 | 15 | 300 | L26 | no | HPLC Column | SS | 33 x 4,0 mm
ProntoSIL | 0446K040PS150 | BISCHOFF ProntoSIL 300-15-C4 | C4 | 33 | 4.6 | 15 | 300 | L26 | no | HPLC Column | SS | 33 x 4,6 mm
ProntoSIL | A402K040PS150 | BISCHOFF ProntoSIL 300-15-C4 | C4 | 40 | 2 | 15 | 300 | L26 | no | HPLC Column | SS | 40 x 2,0 mm
ProntoSIL | A403K040PS150 | BISCHOFF ProntoSIL 300-15-C4 | C4 | 40 | 3 | 15 | 300 | L26 | no | HPLC Column | SS | 40 x 3,0 mm
ProntoSIL | A404K040PS150 | BISCHOFF ProntoSIL 300-15-C4 | C4 | 40 | 4 | 15 | 300 | L26 | no | HPLC Column | SS | 40 x 4,0 mm
ProntoSIL | A446K040PS150 | BISCHOFF ProntoSIL 300-15-C4 | C4 | 40 | 4.6 | 15 | 300 | L26 | no | HPLC Column | SS | 40 x 4,6 mm
ProntoSIL | 0502K040PS150 | BISCHOFF ProntoSIL 300-15-C4 | C4 | 50 | 2 | 15 | 300 | L26 | no | HPLC Column | SS | 50 x 2,0 mm
ProntoSIL | 0503K040PS150 | BISCHOFF ProntoSIL 300-15-C4 | C4 | 50 | 3 | 15 | 300 | L26 | no | HPLC Column | SS | 50 x 3,0 mm
ProntoSIL | 0504K040PS150 | BISCHOFF ProntoSIL 300-15-C4 | C4 | 50 | 4 | 15 | 300 | L26 | no | HPLC Column | SS | 50 x 4,0 mm
ProntoSIL | 0546K040PS150 | BISCHOFF ProntoSIL 300-15-C4 | C4 | 50 | 4.6 | 15 | 300 | L26 | no | HPLC Column | SS | 50 x 4,6 mm
ProntoSIL | 0602K040PS150 | BISCHOFF ProntoSIL 300-15-C4 | C4 | 53 | 2 | 15 | 300 | L26 | no | HPLC Column | SS | 53 x 2,0 mm
ProntoSIL | 0603K040PS150 | BISCHOFF ProntoSIL 300-15-C4 | C4 | 53 | 3 | 15 | 300 | L26 | no | HPLC Column | SS | 53 x 3,0 mm
ProntoSIL | 0604K040PS150 | BISCHOFF ProntoSIL 300-15-C4 | C4 | 53 | 4 | 15 | 300 | L26 | no | HPLC Column | SS | 53 x 4,0 mm
ProntoSIL | 0646K040PS150 | BISCHOFF ProntoSIL 300-15-C4 | C4 | 53 | 4.6 | 15 | 300 | L26 | no | HPLC Column | SS | 53 x 4,6 mm
ProntoSIL | A602K040PS150 | BISCHOFF ProntoSIL 300-15-C4 | C4 | 60 | 2 | 15 | 300 | L26 | no | HPLC Column | SS | 60 x 2,0 mm
ProntoSIL | A603K040PS150 | BISCHOFF ProntoSIL 300-15-C4 | C4 | 60 | 3 | 15 | 300 | L26 | no | HPLC Column | SS | 60 x 3,0 mm
ProntoSIL | A604K040PS150 | BISCHOFF ProntoSIL 300-15-C4 | C4 | 60 | 4 | 15 | 300 | L26 | no | HPLC Column | SS | 60 x 4,0 mm
ProntoSIL | A646K040PS150 | BISCHOFF ProntoSIL 300-15-C4 | C4 | 60 | 4.6 | 15 | 300 | L26 | no | HPLC Column | SS | 60 x 4,6 mm
ProntoSIL | 0702K040PS150 | BISCHOFF ProntoSIL 300-15-C4 | C4 | 75 | 2 | 15 | 300 | L26 | no | HPLC Column | SS | 75 x 2,0 mm
ProntoSIL | 0703K040PS150 | BISCHOFF ProntoSIL 300-15-C4 | C4 | 75 | 3 | 15 | 300 | L26 | no | HPLC Column | SS | 75 x 3,0 mm
ProntoSIL | 0704K040PS150 | BISCHOFF ProntoSIL 300-15-C4 | C4 | 75 | 4 | 15 | 300 | L26 | no | HPLC Column | SS | 75 x 4,0 mm
ProntoSIL | 0746K040PS150 | BISCHOFF ProntoSIL 300-15-C4 | C4 | 75 | 4.6 | 15 | 300 | L26 | no | HPLC Column | SS | 75 x 4,6 mm
ProntoSIL | 1002K040PS150 | BISCHOFF ProntoSIL 300-15-C4 | C4 | 100 | 2 | 15 | 300 | L26 | no | HPLC Column | SS | 100 x 2,0 mm
ProntoSIL | 1003K040PS150 | BISCHOFF ProntoSIL 300-15-C4 | C4 | 100 | 3 | 15 | 300 | L26 | no | HPLC Column | SS | 100 x 3,0 mm
ProntoSIL | 1004K040PS150 | BISCHOFF ProntoSIL 300-15-C4 | C4 | 100 | 4 | 15 | 300 | L26 | no | HPLC Column | SS | 100 x 4,0 mm
ProntoSIL | 1046K040PS150 | BISCHOFF ProntoSIL 300-15-C4 | C4 | 100 | 4.6 | 15 | 300 | L26 | no | HPLC Column | SS | 100 x 4,6 mm
ProntoSIL | 1202K040PS150 | BISCHOFF ProntoSIL 300-15-C4 | C4 | 125 | 2 | 15 | 300 | L26 | no | HPLC Column | SS | 125 x 2,0 mm
ProntoSIL | 1203K040PS150 | BISCHOFF ProntoSIL 300-15-C4 | C4 | 125 | 3 | 15 | 300 | L26 | no | HPLC Column | SS | 125 x 3,0 mm
ProntoSIL | 1204K040PS150 | BISCHOFF ProntoSIL 300-15-C4 | C4 | 125 | 4 | 15 | 300 | L26 | no | HPLC Column | SS | 125 x 4,0 mm
ProntoSIL | 1246K040PS150 | BISCHOFF ProntoSIL 300-15-C4 | C4 | 125 | 4.6 | 15 | 300 | L26 | no | HPLC Column | SS | 125 x 4,6 mm
ProntoSIL | 1502K040PS150 | BISCHOFF ProntoSIL 300-15-C4 | C4 | 150 | 2 | 15 | 300 | L26 | no | HPLC Column | SS | 150 x 2,0 mm
ProntoSIL | 1503K040PS150 | BISCHOFF ProntoSIL 300-15-C4 | C4 | 150 | 3 | 15 | 300 | L26 | no | HPLC Column | SS | 150 x 3,0 mm
ProntoSIL | 1504K040PS150 | BISCHOFF ProntoSIL 300-15-C4 | C4 | 150 | 4 | 15 | 300 | L26 | no | HPLC Column | SS | 150 x 4,0 mm
ProntoSIL | 1546K040PS150 | BISCHOFF ProntoSIL 300-15-C4 | C4 | 150 | 4.6 | 15 | 300 | L26 | no | HPLC Column | SS | 150 x 4,6 mm
ProntoSIL | 2002K040PS150 | BISCHOFF ProntoSIL 300-15-C4 | C4 | 200 | 2 | 15 | 300 | L26 | no | HPLC Column | SS | 200 x 2,0 mm
ProntoSIL | 2003K040PS150 | BISCHOFF ProntoSIL 300-15-C4 | C4 | 200 | 3 | 15 | 300 | L26 | no | HPLC Column | SS | 200 x 3,0 mm
ProntoSIL | 2004K040PS150 | BISCHOFF ProntoSIL 300-15-C4 | C4 | 200 | 4 | 15 | 300 | L26 | no | HPLC Column | SS | 200 x 4,0 mm
ProntoSIL | 2046K040PS150 | BISCHOFF ProntoSIL 300-15-C4 | C4 | 200 | 4.6 | 15 | 300 | L26 | no | HPLC Column | SS | 200 x 4,6 mm
ProntoSIL | 2502K040PS150 | BISCHOFF ProntoSIL 300-15-C4 | C4 | 250 | 2 | 15 | 300 | L26 | no | HPLC Column | SS | 250 x 2,0 mm
ProntoSIL | 2503K040PS150 | BISCHOFF ProntoSIL 300-15-C4 | C4 | 250 | 3 | 15 | 300 | L26 | no | HPLC Column | SS | 250 x 3,0 mm
ProntoSIL | 2504K040PS150 | BISCHOFF ProntoSIL 300-15-C4 | C4 | 250 | 4 | 15 | 300 | L26 | no | HPLC Column | SS | 250 x 4,0 mm
ProntoSIL | 2546K040PS150 | BISCHOFF ProntoSIL 300-15-C4 | C4 | 250 | 4.6 | 15 | 300 | L26 | no | HPLC Column | SS | 250 x 4,6 mm
ProntoSIL | 3002K040PS150 | BISCHOFF ProntoSIL 300-15-C4 | C4 | 300 | 2 | 15 | 300 | L26 | no | HPLC Column | SS | 300 x 2,0 mm
ProntoSIL | 3003K040PS150 | BISCHOFF ProntoSIL 300-15-C4 | C4 | 300 | 3 | 15 | 300 | L26 | no | HPLC Column | SS | 300 x 3,0 mm
ProntoSIL | 3004K040PS150 | BISCHOFF ProntoSIL 300-15-C4 | C4 | 300 | 4 | 15 | 300 | L26 | no | HPLC Column | SS | 300 x 4,0 mm
ProntoSIL | 3046K040PS150 | BISCHOFF ProntoSIL 300-15-C4 | C4 | 300 | 4.6 | 15 | 300 | L26 | no | HPLC Column | SS | 300 x 4,6 mm
ProntoSIL | 01P4K040PS150 | BISCHOFF ProntoSIL 300-15-C4 | C4 | 14 | 4 | 15 | 300 | L26 | no | HPLC Column | PEEK | 14 x 4,0 mm
ProntoSIL | A2P4K040PS150 | BISCHOFF ProntoSIL 300-15-C4 | C4 | 20 | 4 | 15 | 300 | L26 | no | HPLC Column | PEEK | 20 x 4,0 mm
ProntoSIL | 02P4K040PS150 | BISCHOFF ProntoSIL 300-15-C4 | C4 | 25 | 4 | 15 | 300 | L26 | no | HPLC Column | PEEK | 25 x 4,0 mm
ProntoSIL | 03P4K040PS150 | BISCHOFF ProntoSIL 300-15-C4 | C4 | 30 | 4 | 15 | 300 | L26 | no | HPLC Column | PEEK | 30 x 4,0 mm
ProntoSIL | 04P4K040PS150 | BISCHOFF ProntoSIL 300-15-C4 | C4 | 33 | 4 | 15 | 300 | L26 | no | HPLC Column | PEEK | 33 x 4,0 mm
ProntoSIL | A4P4K040PS150 | BISCHOFF ProntoSIL 300-15-C4 | C4 | 40 | 4 | 15 | 300 | L26 | no | HPLC Column | PEEK | 40 x 4,0 mm
ProntoSIL | 05P4K040PS150 | BISCHOFF ProntoSIL 300-15-C4 | C4 | 50 | 4 | 15 | 300 | L26 | no | HPLC Column | PEEK | 50 x 4,0 mm
ProntoSIL | 06P4K040PS150 | BISCHOFF ProntoSIL 300-15-C4 | C4 | 53 | 4 | 15 | 300 | L26 | no | HPLC Column | PEEK | 53 x 4,0 mm
ProntoSIL | A6P4K040PS150 | BISCHOFF ProntoSIL 300-15-C4 | C4 | 60 | 4 | 15 | 300 | L26 | no | HPLC Column | PEEK | 60 x 4,0 mm
ProntoSIL | 07P4K040PS150 | BISCHOFF ProntoSIL 300-15-C4 | C4 | 75 | 4 | 15 | 300 | L26 | no | HPLC Column | PEEK | 75 x 4,0 mm
ProntoSIL | 10P4K040PS150 | BISCHOFF ProntoSIL 300-15-C4 | C4 | 100 | 4 | 15 | 300 | L26 | no | HPLC Column | PEEK | 100 x 4,0 mm
ProntoSIL | 12P4K040PS150 | BISCHOFF ProntoSIL 300-15-C4 | C4 | 125 | 4 | 15 | 300 | L26 | no | HPLC Column | PEEK | 125 x 4,0 mm
ProntoSIL | 15P4K040PS150 | BISCHOFF ProntoSIL 300-15-C4 | C4 | 150 | 4 | 15 | 300 | L26 | no | HPLC Column | PEEK | 150 x 4,0 mm
ProntoSIL | 20P4K040PS150 | BISCHOFF ProntoSIL 300-15-C4 | C4 | 200 | 4 | 15 | 300 | L26 | no | HPLC Column | PEEK | 200 x 4,0 mm
ProntoSIL | 25P4K040PS150 | BISCHOFF ProntoSIL 300-15-C4 | C4 | 250 | 4 | 15 | 300 | L26 | no | HPLC Column | PEEK | 250 x 4,0 mm
ProntoSIL | 30P4K040PS150 | BISCHOFF ProntoSIL 300-15-C4 | C4 | 300 | 4 | 15 | 300 | L26 | no | HPLC Column | PEEK | 300 x 4,0 mm
ProntoSIL | 6305K040PS150 | BISCHOFF ProntoSIL 300-15-C4 | C4 | 5 | 4 | 15 | 300 | L26 | no | Cartridges (5 pcs.) | SS | 5 x 4,0 mm
ProntoSIL | 6301K040PS150 | BISCHOFF ProntoSIL 300-15-C4 | C4 | 10 | 4 | 15 | 300 | L26 | no | Cartridges (5 pcs.) | SS | 10 x 4,0 mm
ProntoSIL | 6302K040PS150 | BISCHOFF ProntoSIL 300-15-C4 | C4 | 20 | 4 | 15 | 300 | L26 | no | Cartridges (5 pcs.) | SS | 20 x 4,0 mm
ProntoSIL | 63P1K040PS150 | BISCHOFF ProntoSIL 300-15-C4 | C4 | 10 | 4 | 15 | 300 | L26 | no | Cartridges (5 pcs.) | PEEK | 10 x 4,0 mm
ProntoSIL | 63P2K040PS150 | BISCHOFF ProntoSIL 300-15-C4 | C4 | 20 | 4 | 15 | 300 | L26 | no | Cartridges (5 pcs.) | PEEK | 20 x 4,0 mm
ProntoSIL | 6335K040PS150 | BISCHOFF ProntoSIL 300-15-C4 | C4 | 5 | 3 | 15 | 300 | L26 | no | Cartridges (5 pcs.) | SS | 5 x 3,0 mm
ProntoSIL | 6331K040PS150 | BISCHOFF ProntoSIL 300-15-C4 | C4 | 10 | 3 | 15 | 300 | L26 | no | Cartridges (5 pcs.) | SS | 10 x 3,0 mm
ProntoSIL | 6332K040PS150 | BISCHOFF ProntoSIL 300-15-C4 | C4 | 20 | 3 | 15 | 300 | L26 | no | Cartridges (5 pcs.) | SS | 20 x 3,0 mm
ProntoSIL | 6325K040PS150 | BISCHOFF ProntoSIL 300-15-C4 | C4 | 5 | 2 | 15 | 300 | L26 | no | Cartridges (5 pcs.) | SS | 5 x 2,0 mm
ProntoSIL | 6321K040PS150 | BISCHOFF ProntoSIL 300-15-C4 | C4 | 10 | 2 | 15 | 300 | L26 | no | Cartridges (5 pcs.) | SS | 10 x 2,0 mm
ProntoSIL | 6322K040PS150 | BISCHOFF ProntoSIL 300-15-C4 | C4 | 20 | 2 | 15 | 300 | L26 | no | Cartridges (5 pcs.) | SS | 20 x 2,0 mm
ProntoSIL | 0102K041PS050 | BISCHOFF ProntoSIL 300-5-C4 EC | C4 | 14 | 2 | 5 | 300 | L26 | fully | HPLC Column | SS | 14 x 2,0 mm
ProntoSIL | 0103K041PS050 | BISCHOFF ProntoSIL 300-5-C4 EC | C4 | 14 | 3 | 5 | 300 | L26 | fully | HPLC Column | SS | 14 x 3,0 mm
ProntoSIL | 0104K041PS050 | BISCHOFF ProntoSIL 300-5-C4 EC | C4 | 14 | 4 | 5 | 300 | L26 | fully | HPLC Column | SS | 14 x 4,0 mm
ProntoSIL | 0146K041PS050 | BISCHOFF ProntoSIL 300-5-C4 EC | C4 | 14 | 4.6 | 5 | 300 | L26 | fully | HPLC Column | SS | 14 x 4,6 mm
ProntoSIL | A202K041PS050 | BISCHOFF ProntoSIL 300-5-C4 EC | C4 | 20 | 2 | 5 | 300 | L26 | fully | HPLC Column | SS | 20 x 2,0 mm
ProntoSIL | A203K041PS050 | BISCHOFF ProntoSIL 300-5-C4 EC | C4 | 20 | 3 | 5 | 300 | L26 | fully | HPLC Column | SS | 20 x 3,0 mm
ProntoSIL | A204K041PS050 | BISCHOFF ProntoSIL 300-5-C4 EC | C4 | 20 | 4 | 5 | 300 | L26 | fully | HPLC Column | SS | 20 x 4,0 mm
ProntoSIL | A246K041PS050 | BISCHOFF ProntoSIL 300-5-C4 EC | C4 | 20 | 4.6 | 5 | 300 | L26 | fully | HPLC Column | SS | 20 x 4,6 mm
ProntoSIL | 0202K041PS050 | BISCHOFF ProntoSIL 300-5-C4 EC | C4 | 25 | 2 | 5 | 300 | L26 | fully | HPLC Column | SS | 25 x 2,0 mm
ProntoSIL | 0203K041PS050 | BISCHOFF ProntoSIL 300-5-C4 EC | C4 | 25 | 3 | 5 | 300 | L26 | fully | HPLC Column | SS | 25 x 3,0 mm
ProntoSIL | 0204K041PS050 | BISCHOFF ProntoSIL 300-5-C4 EC | C4 | 25 | 4 | 5 | 300 | L26 | fully | HPLC Column | SS | 25 x 4,0 mm
ProntoSIL | 0246K041PS050 | BISCHOFF ProntoSIL 300-5-C4 EC | C4 | 25 | 4.6 | 5 | 300 | L26 | fully | HPLC Column | SS | 25 x 4,6 mm
ProntoSIL | 0302K041PS050 | BISCHOFF ProntoSIL 300-5-C4 EC | C4 | 30 | 2 | 5 | 300 | L26 | fully | HPLC Column | SS | 30 x 2,0 mm
ProntoSIL | 0303K041PS050 | BISCHOFF ProntoSIL 300-5-C4 EC | C4 | 30 | 3 | 5 | 300 | L26 | fully | HPLC Column | SS | 30 x 3,0 mm
ProntoSIL | 0304K041PS050 | BISCHOFF ProntoSIL 300-5-C4 EC | C4 | 30 | 4 | 5 | 300 | L26 | fully | HPLC Column | SS | 30 x 4,0 mm
ProntoSIL | 0346K041PS050 | BISCHOFF ProntoSIL 300-5-C4 EC | C4 | 30 | 4.6 | 5 | 300 | L26 | fully | HPLC Column | SS | 30 x 4,6 mm
ProntoSIL | 0402K041PS050 | BISCHOFF ProntoSIL 300-5-C4 EC | C4 | 33 | 2 | 5 | 300 | L26 | fully | HPLC Column | SS | 33 x 2,0 mm
ProntoSIL | 0403K041PS050 | BISCHOFF ProntoSIL 300-5-C4 EC | C4 | 33 | 3 | 5 | 300 | L26 | fully | HPLC Column | SS | 33 x 3,0 mm
ProntoSIL | 0404K041PS050 | BISCHOFF ProntoSIL 300-5-C4 EC | C4 | 33 | 4 | 5 | 300 | L26 | fully | HPLC Column | SS | 33 x 4,0 mm
ProntoSIL | 0446K041PS050 | BISCHOFF ProntoSIL 300-5-C4 EC | C4 | 33 | 4.6 | 5 | 300 | L26 | fully | HPLC Column | SS | 33 x 4,6 mm
ProntoSIL | A402K041PS050 | BISCHOFF ProntoSIL 300-5-C4 EC | C4 | 40 | 2 | 5 | 300 | L26 | fully | HPLC Column | SS | 40 x 2,0 mm
ProntoSIL | A403K041PS050 | BISCHOFF ProntoSIL 300-5-C4 EC | C4 | 40 | 3 | 5 | 300 | L26 | fully | HPLC Column | SS | 40 x 3,0 mm
ProntoSIL | A404K041PS050 | BISCHOFF ProntoSIL 300-5-C4 EC | C4 | 40 | 4 | 5 | 300 | L26 | fully | HPLC Column | SS | 40 x 4,0 mm
ProntoSIL | A446K041PS050 | BISCHOFF ProntoSIL 300-5-C4 EC | C4 | 40 | 4.6 | 5 | 300 | L26 | fully | HPLC Column | SS | 40 x 4,6 mm
ProntoSIL | 0502K041PS050 | BISCHOFF ProntoSIL 300-5-C4 EC | C4 | 50 | 2 | 5 | 300 | L26 | fully | HPLC Column | SS | 50 x 2,0 mm
ProntoSIL | 0503K041PS050 | BISCHOFF ProntoSIL 300-5-C4 EC | C4 | 50 | 3 | 5 | 300 | L26 | fully | HPLC Column | SS | 50 x 3,0 mm
ProntoSIL | 0504K041PS050 | BISCHOFF ProntoSIL 300-5-C4 EC | C4 | 50 | 4 | 5 | 300 | L26 | fully | HPLC Column | SS | 50 x 4,0 mm
ProntoSIL | 0546K041PS050 | BISCHOFF ProntoSIL 300-5-C4 EC | C4 | 50 | 4.6 | 5 | 300 | L26 | fully | HPLC Column | SS | 50 x 4,6 mm
ProntoSIL | 0602K041PS050 | BISCHOFF ProntoSIL 300-5-C4 EC | C4 | 53 | 2 | 5 | 300 | L26 | fully | HPLC Column | SS | 53 x 2,0 mm
ProntoSIL | 0603K041PS050 | BISCHOFF ProntoSIL 300-5-C4 EC | C4 | 53 | 3 | 5 | 300 | L26 | fully | HPLC Column | SS | 53 x 3,0 mm
ProntoSIL | 0604K041PS050 | BISCHOFF ProntoSIL 300-5-C4 EC | C4 | 53 | 4 | 5 | 300 | L26 | fully | HPLC Column | SS | 53 x 4,0 mm
ProntoSIL | 0646K041PS050 | BISCHOFF ProntoSIL 300-5-C4 EC | C4 | 53 | 4.6 | 5 | 300 | L26 | fully | HPLC Column | SS | 53 x 4,6 mm
ProntoSIL | A602K041PS050 | BISCHOFF ProntoSIL 300-5-C4 EC | C4 | 60 | 2 | 5 | 300 | L26 | fully | HPLC Column | SS | 60 x 2,0 mm
ProntoSIL | A603K041PS050 | BISCHOFF ProntoSIL 300-5-C4 EC | C4 | 60 | 3 | 5 | 300 | L26 | fully | HPLC Column | SS | 60 x 3,0 mm
ProntoSIL | A604K041PS050 | BISCHOFF ProntoSIL 300-5-C4 EC | C4 | 60 | 4 | 5 | 300 | L26 | fully | HPLC Column | SS | 60 x 4,0 mm
ProntoSIL | A646K041PS050 | BISCHOFF ProntoSIL 300-5-C4 EC | C4 | 60 | 4.6 | 5 | 300 | L26 | fully | HPLC Column | SS | 60 x 4,6 mm
ProntoSIL | 0702K041PS050 | BISCHOFF ProntoSIL 300-5-C4 EC | C4 | 75 | 2 | 5 | 300 | L26 | fully | HPLC Column | SS | 75 x 2,0 mm
ProntoSIL | 0703K041PS050 | BISCHOFF ProntoSIL 300-5-C4 EC | C4 | 75 | 3 | 5 | 300 | L26 | fully | HPLC Column | SS | 75 x 3,0 mm
ProntoSIL | 0704K041PS050 | BISCHOFF ProntoSIL 300-5-C4 EC | C4 | 75 | 4 | 5 | 300 | L26 | fully | HPLC Column | SS | 75 x 4,0 mm
ProntoSIL | 0746K041PS050 | BISCHOFF ProntoSIL 300-5-C4 EC | C4 | 75 | 4.6 | 5 | 300 | L26 | fully | HPLC Column | SS | 75 x 4,6 mm
ProntoSIL | 1002K041PS050 | BISCHOFF ProntoSIL 300-5-C4 EC | C4 | 100 | 2 | 5 | 300 | L26 | fully | HPLC Column | SS | 100 x 2,0 mm
ProntoSIL | 1003K041PS050 | BISCHOFF ProntoSIL 300-5-C4 EC | C4 | 100 | 3 | 5 | 300 | L26 | fully | HPLC Column | SS | 100 x 3,0 mm
ProntoSIL | 1004K041PS050 | BISCHOFF ProntoSIL 300-5-C4 EC | C4 | 100 | 4 | 5 | 300 | L26 | fully | HPLC Column | SS | 100 x 4,0 mm
ProntoSIL | 1046K041PS050 | BISCHOFF ProntoSIL 300-5-C4 EC | C4 | 100 | 4.6 | 5 | 300 | L26 | fully | HPLC Column | SS | 100 x 4,6 mm
ProntoSIL | 1202K041PS050 | BISCHOFF ProntoSIL 300-5-C4 EC | C4 | 125 | 2 | 5 | 300 | L26 | fully | HPLC Column | SS | 125 x 2,0 mm
ProntoSIL | 1203K041PS050 | BISCHOFF ProntoSIL 300-5-C4 EC | C4 | 125 | 3 | 5 | 300 | L26 | fully | HPLC Column | SS | 125 x 3,0 mm
ProntoSIL | 1204K041PS050 | BISCHOFF ProntoSIL 300-5-C4 EC | C4 | 125 | 4 | 5 | 300 | L26 | fully | HPLC Column | SS | 125 x 4,0 mm
ProntoSIL | 1246K041PS050 | BISCHOFF ProntoSIL 300-5-C4 EC | C4 | 125 | 4.6 | 5 | 300 | L26 | fully | HPLC Column | SS | 125 x 4,6 mm
ProntoSIL | 1502K041PS050 | BISCHOFF ProntoSIL 300-5-C4 EC | C4 | 150 | 2 | 5 | 300 | L26 | fully | HPLC Column | SS | 150 x 2,0 mm
ProntoSIL | 1503K041PS050 | BISCHOFF ProntoSIL 300-5-C4 EC | C4 | 150 | 3 | 5 | 300 | L26 | fully | HPLC Column | SS | 150 x 3,0 mm
ProntoSIL | 1504K041PS050 | BISCHOFF ProntoSIL 300-5-C4 EC | C4 | 150 | 4 | 5 | 300 | L26 | fully | HPLC Column | SS | 150 x 4,0 mm
ProntoSIL | 1546K041PS050 | BISCHOFF ProntoSIL 300-5-C4 EC | C4 | 150 | 4.6 | 5 | 300 | L26 | fully | HPLC Column | SS | 150 x 4,6 mm
ProntoSIL | 2002K041PS050 | BISCHOFF ProntoSIL 300-5-C4 EC | C4 | 200 | 2 | 5 | 300 | L26 | fully | HPLC Column | SS | 200 x 2,0 mm
ProntoSIL | 2003K041PS050 | BISCHOFF ProntoSIL 300-5-C4 EC | C4 | 200 | 3 | 5 | 300 | L26 | fully | HPLC Column | SS | 200 x 3,0 mm
ProntoSIL | 2004K041PS050 | BISCHOFF ProntoSIL 300-5-C4 EC | C4 | 200 | 4 | 5 | 300 | L26 | fully | HPLC Column | SS | 200 x 4,0 mm
ProntoSIL | 2046K041PS050 | BISCHOFF ProntoSIL 300-5-C4 EC | C4 | 200 | 4.6 | 5 | 300 | L26 | fully | HPLC Column | SS | 200 x 4,6 mm
ProntoSIL | 2502K041PS050 | BISCHOFF ProntoSIL 300-5-C4 EC | C4 | 250 | 2 | 5 | 300 | L26 | fully | HPLC Column | SS | 250 x 2,0 mm
ProntoSIL | 2503K041PS050 | BISCHOFF ProntoSIL 300-5-C4 EC | C4 | 250 | 3 | 5 | 300 | L26 | fully | HPLC Column | SS | 250 x 3,0 mm
ProntoSIL | 2504K041PS050 | BISCHOFF ProntoSIL 300-5-C4 EC | C4 | 250 | 4 | 5 | 300 | L26 | fully | HPLC Column | SS | 250 x 4,0 mm
ProntoSIL | 2546K041PS050 | BISCHOFF ProntoSIL 300-5-C4 EC | C4 | 250 | 4.6 | 5 | 300 | L26 | fully | HPLC Column | SS | 250 x 4,6 mm
ProntoSIL | 3002K041PS050 | BISCHOFF ProntoSIL 300-5-C4 EC | C4 | 300 | 2 | 5 | 300 | L26 | fully | HPLC Column | SS | 300 x 2,0 mm
ProntoSIL | 3003K041PS050 | BISCHOFF ProntoSIL 300-5-C4 EC | C4 | 300 | 3 | 5 | 300 | L26 | fully | HPLC Column | SS | 300 x 3,0 mm
ProntoSIL | 3004K041PS050 | BISCHOFF ProntoSIL 300-5-C4 EC | C4 | 300 | 4 | 5 | 300 | L26 | fully | HPLC Column | SS | 300 x 4,0 mm
ProntoSIL | 3046K041PS050 | BISCHOFF ProntoSIL 300-5-C4 EC | C4 | 300 | 4.6 | 5 | 300 | L26 | fully | HPLC Column | SS | 300 x 4,6 mm
ProntoSIL | 01P4K041PS050 | BISCHOFF ProntoSIL 300-5-C4 EC | C4 | 14 | 4 | 5 | 300 | L26 | fully | HPLC Column | PEEK | 14 x 4,0 mm
ProntoSIL | A2P4K041PS050 | BISCHOFF ProntoSIL 300-5-C4 EC | C4 | 20 | 4 | 5 | 300 | L26 | fully | HPLC Column | PEEK | 20 x 4,0 mm
ProntoSIL | 02P4K041PS050 | BISCHOFF ProntoSIL 300-5-C4 EC | C4 | 25 | 4 | 5 | 300 | L26 | fully | HPLC Column | PEEK | 25 x 4,0 mm
ProntoSIL | 03P4K041PS050 | BISCHOFF ProntoSIL 300-5-C4 EC | C4 | 30 | 4 | 5 | 300 | L26 | fully | HPLC Column | PEEK | 30 x 4,0 mm
ProntoSIL | 04P4K041PS050 | BISCHOFF ProntoSIL 300-5-C4 EC | C4 | 33 | 4 | 5 | 300 | L26 | fully | HPLC Column | PEEK | 33 x 4,0 mm
ProntoSIL | A4P4K041PS050 | BISCHOFF ProntoSIL 300-5-C4 EC | C4 | 40 | 4 | 5 | 300 | L26 | fully | HPLC Column | PEEK | 40 x 4,0 mm
ProntoSIL | 05P4K041PS050 | BISCHOFF ProntoSIL 300-5-C4 EC | C4 | 50 | 4 | 5 | 300 | L26 | fully | HPLC Column | PEEK | 50 x 4,0 mm
ProntoSIL | 06P4K041PS050 | BISCHOFF ProntoSIL 300-5-C4 EC | C4 | 53 | 4 | 5 | 300 | L26 | fully | HPLC Column | PEEK | 53 x 4,0 mm
ProntoSIL | A6P4K041PS050 | BISCHOFF ProntoSIL 300-5-C4 EC | C4 | 60 | 4 | 5 | 300 | L26 | fully | HPLC Column | PEEK | 60 x 4,0 mm
ProntoSIL | 07P4K041PS050 | BISCHOFF ProntoSIL 300-5-C4 EC | C4 | 75 | 4 | 5 | 300 | L26 | fully | HPLC Column | PEEK | 75 x 4,0 mm
ProntoSIL | 10P4K041PS050 | BISCHOFF ProntoSIL 300-5-C4 EC | C4 | 100 | 4 | 5 | 300 | L26 | fully | HPLC Column | PEEK | 100 x 4,0 mm
ProntoSIL | 12P4K041PS050 | BISCHOFF ProntoSIL 300-5-C4 EC | C4 | 125 | 4 | 5 | 300 | L26 | fully | HPLC Column | PEEK | 125 x 4,0 mm
ProntoSIL | 15P4K041PS050 | BISCHOFF ProntoSIL 300-5-C4 EC | C4 | 150 | 4 | 5 | 300 | L26 | fully | HPLC Column | PEEK | 150 x 4,0 mm
ProntoSIL | 20P4K041PS050 | BISCHOFF ProntoSIL 300-5-C4 EC | C4 | 200 | 4 | 5 | 300 | L26 | fully | HPLC Column | PEEK | 200 x 4,0 mm
ProntoSIL | 25P4K041PS050 | BISCHOFF ProntoSIL 300-5-C4 EC | C4 | 250 | 4 | 5 | 300 | L26 | fully | HPLC Column | PEEK | 250 x 4,0 mm
ProntoSIL | 30P4K041PS050 | BISCHOFF ProntoSIL 300-5-C4 EC | C4 | 300 | 4 | 5 | 300 | L26 | fully | HPLC Column | PEEK | 300 x 4,0 mm
ProntoSIL | 6305K041PS050 | BISCHOFF ProntoSIL 300-5-C4 EC | C4 | 5 | 4 | 5 | 300 | L26 | fully | Cartridges (5 pcs.) | SS | 5 x 4,0 mm
ProntoSIL | 6301K041PS050 | BISCHOFF ProntoSIL 300-5-C4 EC | C4 | 10 | 4 | 5 | 300 | L26 | fully | Cartridges (5 pcs.) | SS | 10 x 4,0 mm
ProntoSIL | 6302K041PS050 | BISCHOFF ProntoSIL 300-5-C4 EC | C4 | 20 | 4 | 5 | 300 | L26 | fully | Cartridges (5 pcs.) | SS | 20 x 4,0 mm
ProntoSIL | 63P1K041PS050 | BISCHOFF ProntoSIL 300-5-C4 EC | C4 | 10 | 4 | 5 | 300 | L26 | fully | Cartridges (5 pcs.) | PEEK | 10 x 4,0 mm
ProntoSIL | 63P2K041PS050 | BISCHOFF ProntoSIL 300-5-C4 EC | C4 | 20 | 4 | 5 | 300 | L26 | fully | Cartridges (5 pcs.) | PEEK | 20 x 4,0 mm
ProntoSIL | 6335K041PS050 | BISCHOFF ProntoSIL 300-5-C4 EC | C4 | 5 | 3 | 5 | 300 | L26 | fully | Cartridges (5 pcs.) | SS | 5 x 3,0 mm
ProntoSIL | 6331K041PS050 | BISCHOFF ProntoSIL 300-5-C4 EC | C4 | 10 | 3 | 5 | 300 | L26 | fully | Cartridges (5 pcs.) | SS | 10 x 3,0 mm
ProntoSIL | 6332K041PS050 | BISCHOFF ProntoSIL 300-5-C4 EC | C4 | 20 | 3 | 5 | 300 | L26 | fully | Cartridges (5 pcs.) | SS | 20 x 3,0 mm
ProntoSIL | 6325K041PS050 | BISCHOFF ProntoSIL 300-5-C4 EC | C4 | 5 | 2 | 5 | 300 | L26 | fully | Cartridges (5 pcs.) | SS | 5 x 2,0 mm
ProntoSIL | 6321K041PS050 | BISCHOFF ProntoSIL 300-5-C4 EC | C4 | 10 | 2 | 5 | 300 | L26 | fully | Cartridges (5 pcs.) | SS | 10 x 2,0 mm
ProntoSIL | 6322K041PS050 | BISCHOFF ProntoSIL 300-5-C4 EC | C4 | 20 | 2 | 5 | 300 | L26 | fully | Cartridges (5 pcs.) | SS | 20 x 2,0 mm
ProntoSIL | 0102H18APS030 | BISCHOFF ProntoSIL 200-3-C18 ace-EPS | C18 | 14 | 2 | 3 | 200 | L60 | fully | HPLC Column | SS | 14 x 2,0 mm
ProntoSIL | 0103H18APS030 | BISCHOFF ProntoSIL 200-3-C18 ace-EPS | C18 | 14 | 3 | 3 | 200 | L60 | fully | HPLC Column | SS | 14 x 3,0 mm
ProntoSIL | 0104H18APS030 | BISCHOFF ProntoSIL 200-3-C18 ace-EPS | C18 | 14 | 4 | 3 | 200 | L60 | fully | HPLC Column | SS | 14 x 4,0 mm
ProntoSIL | 0146H18APS030 | BISCHOFF ProntoSIL 200-3-C18 ace-EPS | C18 | 14 | 4.6 | 3 | 200 | L60 | fully | HPLC Column | SS | 14 x 4,6 mm
ProntoSIL | A202H18APS030 | BISCHOFF ProntoSIL 200-3-C18 ace-EPS | C18 | 20 | 2 | 3 | 200 | L60 | fully | HPLC Column | SS | 20 x 2,0 mm
ProntoSIL | A203H18APS030 | BISCHOFF ProntoSIL 200-3-C18 ace-EPS | C18 | 20 | 3 | 3 | 200 | L60 | fully | HPLC Column | SS | 20 x 3,0 mm
ProntoSIL | A204H18APS030 | BISCHOFF ProntoSIL 200-3-C18 ace-EPS | C18 | 20 | 4 | 3 | 200 | L60 | fully | HPLC Column | SS | 20 x 4,0 mm
ProntoSIL | A246H18APS030 | BISCHOFF ProntoSIL 200-3-C18 ace-EPS | C18 | 20 | 4.6 | 3 | 200 | L60 | fully | HPLC Column | SS | 20 x 4,6 mm
ProntoSIL | 0202H18APS030 | BISCHOFF ProntoSIL 200-3-C18 ace-EPS | C18 | 25 | 2 | 3 | 200 | L60 | fully | HPLC Column | SS | 25 x 2,0 mm
ProntoSIL | 0203H18APS030 | BISCHOFF ProntoSIL 200-3-C18 ace-EPS | C18 | 25 | 3 | 3 | 200 | L60 | fully | HPLC Column | SS | 25 x 3,0 mm
ProntoSIL | 0204H18APS030 | BISCHOFF ProntoSIL 200-3-C18 ace-EPS | C18 | 25 | 4 | 3 | 200 | L60 | fully | HPLC Column | SS | 25 x 4,0 mm
ProntoSIL | 0246H18APS030 | BISCHOFF ProntoSIL 200-3-C18 ace-EPS | C18 | 25 | 4.6 | 3 | 200 | L60 | fully | HPLC Column | SS | 25 x 4,6 mm
ProntoSIL | 0302H18APS030 | BISCHOFF ProntoSIL 200-3-C18 ace-EPS | C18 | 30 | 2 | 3 | 200 | L60 | fully | HPLC Column | SS | 30 x 2,0 mm
ProntoSIL | 0303H18APS030 | BISCHOFF ProntoSIL 200-3-C18 ace-EPS | C18 | 30 | 3 | 3 | 200 | L60 | fully | HPLC Column | SS | 30 x 3,0 mm
ProntoSIL | 0304H18APS030 | BISCHOFF ProntoSIL 200-3-C18 ace-EPS | C18 | 30 | 4 | 3 | 200 | L60 | fully | HPLC Column | SS | 30 x 4,0 mm
ProntoSIL | 0346H18APS030 | BISCHOFF ProntoSIL 200-3-C18 ace-EPS | C18 | 30 | 4.6 | 3 | 200 | L60 | fully | HPLC Column | SS | 30 x 4,6 mm
ProntoSIL | 0402H18APS030 | BISCHOFF ProntoSIL 200-3-C18 ace-EPS | C18 | 33 | 2 | 3 | 200 | L60 | fully | HPLC Column | SS | 33 x 2,0 mm
ProntoSIL | 0403H18APS030 | BISCHOFF ProntoSIL 200-3-C18 ace-EPS | C18 | 33 | 3 | 3 | 200 | L60 | fully | HPLC Column | SS | 33 x 3,0 mm
ProntoSIL | 0404H18APS030 | BISCHOFF ProntoSIL 200-3-C18 ace-EPS | C18 | 33 | 4 | 3 | 200 | L60 | fully | HPLC Column | SS | 33 x 4,0 mm
ProntoSIL | 0446H18APS030 | BISCHOFF ProntoSIL 200-3-C18 ace-EPS | C18 | 33 | 4.6 | 3 | 200 | L60 | fully | HPLC Column | SS | 33 x 4,6 mm
ProntoSIL | A402H18APS030 | BISCHOFF ProntoSIL 200-3-C18 ace-EPS | C18 | 40 | 2 | 3 | 200 | L60 | fully | HPLC Column | SS | 40 x 2,0 mm
ProntoSIL | A403H18APS030 | BISCHOFF ProntoSIL 200-3-C18 ace-EPS | C18 | 40 | 3 | 3 | 200 | L60 | fully | HPLC Column | SS | 40 x 3,0 mm
ProntoSIL | A404H18APS030 | BISCHOFF ProntoSIL 200-3-C18 ace-EPS | C18 | 40 | 4 | 3 | 200 | L60 | fully | HPLC Column | SS | 40 x 4,0 mm
ProntoSIL | A446H18APS030 | BISCHOFF ProntoSIL 200-3-C18 ace-EPS | C18 | 40 | 4.6 | 3 | 200 | L60 | fully | HPLC Column | SS | 40 x 4,6 mm
ProntoSIL | 0502H18APS030 | BISCHOFF ProntoSIL 200-3-C18 ace-EPS | C18 | 50 | 2 | 3 | 200 | L60 | fully | HPLC Column | SS | 50 x 2,0 mm
ProntoSIL | 0503H18APS030 | BISCHOFF ProntoSIL 200-3-C18 ace-EPS | C18 | 50 | 3 | 3 | 200 | L60 | fully | HPLC Column | SS | 50 x 3,0 mm
ProntoSIL | 0504H18APS030 | BISCHOFF ProntoSIL 200-3-C18 ace-EPS | C18 | 50 | 4 | 3 | 200 | L60 | fully | HPLC Column | SS | 50 x 4,0 mm
ProntoSIL | 0546H18APS030 | BISCHOFF ProntoSIL 200-3-C18 ace-EPS | C18 | 50 | 4.6 | 3 | 200 | L60 | fully | HPLC Column | SS | 50 x 4,6 mm
ProntoSIL | 0602H18APS030 | BISCHOFF ProntoSIL 200-3-C18 ace-EPS | C18 | 53 | 2 | 3 | 200 | L60 | fully | HPLC Column | SS | 53 x 2,0 mm
ProntoSIL | 0603H18APS030 | BISCHOFF ProntoSIL 200-3-C18 ace-EPS | C18 | 53 | 3 | 3 | 200 | L60 | fully | HPLC Column | SS | 53 x 3,0 mm
ProntoSIL | 0604H18APS030 | BISCHOFF ProntoSIL 200-3-C18 ace-EPS | C18 | 53 | 4 | 3 | 200 | L60 | fully | HPLC Column | SS | 53 x 4,0 mm
ProntoSIL | 0646H18APS030 | BISCHOFF ProntoSIL 200-3-C18 ace-EPS | C18 | 53 | 4.6 | 3 | 200 | L60 | fully | HPLC Column | SS | 53 x 4,6 mm
ProntoSIL | A602H18APS030 | BISCHOFF ProntoSIL 200-3-C18 ace-EPS | C18 | 60 | 2 | 3 | 200 | L60 | fully | HPLC Column | SS | 60 x 2,0 mm
ProntoSIL | A603H18APS030 | BISCHOFF ProntoSIL 200-3-C18 ace-EPS | C18 | 60 | 3 | 3 | 200 | L60 | fully | HPLC Column | SS | 60 x 3,0 mm
ProntoSIL | A604H18APS030 | BISCHOFF ProntoSIL 200-3-C18 ace-EPS | C18 | 60 | 4 | 3 | 200 | L60 | fully | HPLC Column | SS | 60 x 4,0 mm
ProntoSIL | A646H18APS030 | BISCHOFF ProntoSIL 200-3-C18 ace-EPS | C18 | 60 | 4.6 | 3 | 200 | L60 | fully | HPLC Column | SS | 60 x 4,6 mm
ProntoSIL | 0702H18APS030 | BISCHOFF ProntoSIL 200-3-C18 ace-EPS | C18 | 75 | 2 | 3 | 200 | L60 | fully | HPLC Column | SS | 75 x 2,0 mm
ProntoSIL | 0703H18APS030 | BISCHOFF ProntoSIL 200-3-C18 ace-EPS | C18 | 75 | 3 | 3 | 200 | L60 | fully | HPLC Column | SS | 75 x 3,0 mm
ProntoSIL | 0704H18APS030 | BISCHOFF ProntoSIL 200-3-C18 ace-EPS | C18 | 75 | 4 | 3 | 200 | L60 | fully | HPLC Column | SS | 75 x 4,0 mm
ProntoSIL | 0746H18APS030 | BISCHOFF ProntoSIL 200-3-C18 ace-EPS | C18 | 75 | 4.6 | 3 | 200 | L60 | fully | HPLC Column | SS | 75 x 4,6 mm
ProntoSIL | 1002H18APS030 | BISCHOFF ProntoSIL 200-3-C18 ace-EPS | C18 | 100 | 2 | 3 | 200 | L60 | fully | HPLC Column | SS | 100 x 2,0 mm
ProntoSIL | 1003H18APS030 | BISCHOFF ProntoSIL 200-3-C18 ace-EPS | C18 | 100 | 3 | 3 | 200 | L60 | fully | HPLC Column | SS | 100 x 3,0 mm
ProntoSIL | 1004H18APS030 | BISCHOFF ProntoSIL 200-3-C18 ace-EPS | C18 | 100 | 4 | 3 | 200 | L60 | fully | HPLC Column | SS | 100 x 4,0 mm
ProntoSIL | 1046H18APS030 | BISCHOFF ProntoSIL 200-3-C18 ace-EPS | C18 | 100 | 4.6 | 3 | 200 | L60 | fully | HPLC Column | SS | 100 x 4,6 mm
ProntoSIL | 1202H18APS030 | BISCHOFF ProntoSIL 200-3-C18 ace-EPS | C18 | 125 | 2 | 3 | 200 | L60 | fully | HPLC Column | SS | 125 x 2,0 mm
ProntoSIL | 1203H18APS030 | BISCHOFF ProntoSIL 200-3-C18 ace-EPS | C18 | 125 | 3 | 3 | 200 | L60 | fully | HPLC Column | SS | 125 x 3,0 mm
ProntoSIL | 1204H18APS030 | BISCHOFF ProntoSIL 200-3-C18 ace-EPS | C18 | 125 | 4 | 3 | 200 | L60 | fully | HPLC Column | SS | 125 x 4,0 mm
ProntoSIL | 1246H18APS030 | BISCHOFF ProntoSIL 200-3-C18 ace-EPS | C18 | 125 | 4.6 | 3 | 200 | L60 | fully | HPLC Column | SS | 125 x 4,6 mm
ProntoSIL | 1502H18APS030 | BISCHOFF ProntoSIL 200-3-C18 ace-EPS | C18 | 150 | 2 | 3 | 200 | L60 | fully | HPLC Column | SS | 150 x 2,0 mm
ProntoSIL | 1503H18APS030 | BISCHOFF ProntoSIL 200-3-C18 ace-EPS | C18 | 150 | 3 | 3 | 200 | L60 | fully | HPLC Column | SS | 150 x 3,0 mm
ProntoSIL | 1504H18APS030 | BISCHOFF ProntoSIL 200-3-C18 ace-EPS | C18 | 150 | 4 | 3 | 200 | L60 | fully | HPLC Column | SS | 150 x 4,0 mm
ProntoSIL | 1546H18APS030 | BISCHOFF ProntoSIL 200-3-C18 ace-EPS | C18 | 150 | 4.6 | 3 | 200 | L60 | fully | HPLC Column | SS | 150 x 4,6 mm
ProntoSIL | 2002H18APS030 | BISCHOFF ProntoSIL 200-3-C18 ace-EPS | C18 | 200 | 2 | 3 | 200 | L60 | fully | HPLC Column | SS | 200 x 2,0 mm
ProntoSIL | 2003H18APS030 | BISCHOFF ProntoSIL 200-3-C18 ace-EPS | C18 | 200 | 3 | 3 | 200 | L60 | fully | HPLC Column | SS | 200 x 3,0 mm
ProntoSIL | 2004H18APS030 | BISCHOFF ProntoSIL 200-3-C18 ace-EPS | C18 | 200 | 4 | 3 | 200 | L60 | fully | HPLC Column | SS | 200 x 4,0 mm
ProntoSIL | 2046H18APS030 | BISCHOFF ProntoSIL 200-3-C18 ace-EPS | C18 | 200 | 4.6 | 3 | 200 | L60 | fully | HPLC Column | SS | 200 x 4,6 mm
ProntoSIL | 2502H18APS030 | BISCHOFF ProntoSIL 200-3-C18 ace-EPS | C18 | 250 | 2 | 3 | 200 | L60 | fully | HPLC Column | SS | 250 x 2,0 mm
ProntoSIL | 2503H18APS030 | BISCHOFF ProntoSIL 200-3-C18 ace-EPS | C18 | 250 | 3 | 3 | 200 | L60 | fully | HPLC Column | SS | 250 x 3,0 mm
ProntoSIL | 2504H18APS030 | BISCHOFF ProntoSIL 200-3-C18 ace-EPS | C18 | 250 | 4 | 3 | 200 | L60 | fully | HPLC Column | SS | 250 x 4,0 mm
ProntoSIL | 2546H18APS030 | BISCHOFF ProntoSIL 200-3-C18 ace-EPS | C18 | 250 | 4.6 | 3 | 200 | L60 | fully | HPLC Column | SS | 250 x 4,6 mm
ProntoSIL | 3002H18APS030 | BISCHOFF ProntoSIL 200-3-C18 ace-EPS | C18 | 300 | 2 | 3 | 200 | L60 | fully | HPLC Column | SS | 300 x 2,0 mm
ProntoSIL | 3003H18APS030 | BISCHOFF ProntoSIL 200-3-C18 ace-EPS | C18 | 300 | 3 | 3 | 200 | L60 | fully | HPLC Column | SS | 300 x 3,0 mm
ProntoSIL | 3004H18APS030 | BISCHOFF ProntoSIL 200-3-C18 ace-EPS | C18 | 300 | 4 | 3 | 200 | L60 | fully | HPLC Column | SS | 300 x 4,0 mm
ProntoSIL | 3046H18APS030 | BISCHOFF ProntoSIL 200-3-C18 ace-EPS | C18 | 300 | 4.6 | 3 | 200 | L60 | fully | HPLC Column | SS | 300 x 4,6 mm
ProntoSIL | 01P4H18APS030 | BISCHOFF ProntoSIL 200-3-C18 ace-EPS | C18 | 14 | 4 | 3 | 200 | L60 | fully | HPLC Column | PEEK | 14 x 4,0 mm
ProntoSIL | A2P4H18APS030 | BISCHOFF ProntoSIL 200-3-C18 ace-EPS | C18 | 20 | 4 | 3 | 200 | L60 | fully | HPLC Column | PEEK | 20 x 4,0 mm
ProntoSIL | 02P4H18APS030 | BISCHOFF ProntoSIL 200-3-C18 ace-EPS | C18 | 25 | 4 | 3 | 200 | L60 | fully | HPLC Column | PEEK | 25 x 4,0 mm
ProntoSIL | 03P4H18APS030 | BISCHOFF ProntoSIL 200-3-C18 ace-EPS | C18 | 30 | 4 | 3 | 200 | L60 | fully | HPLC Column | PEEK | 30 x 4,0 mm
ProntoSIL | 04P4H18APS030 | BISCHOFF ProntoSIL 200-3-C18 ace-EPS | C18 | 33 | 4 | 3 | 200 | L60 | fully | HPLC Column | PEEK | 33 x 4,0 mm
ProntoSIL | A4P4H18APS030 | BISCHOFF ProntoSIL 200-3-C18 ace-EPS | C18 | 40 | 4 | 3 | 200 | L60 | fully | HPLC Column | PEEK | 40 x 4,0 mm
ProntoSIL | 05P4H18APS030 | BISCHOFF ProntoSIL 200-3-C18 ace-EPS | C18 | 50 | 4 | 3 | 200 | L60 | fully | HPLC Column | PEEK | 50 x 4,0 mm
ProntoSIL | 06P4H18APS030 | BISCHOFF ProntoSIL 200-3-C18 ace-EPS | C18 | 53 | 4 | 3 | 200 | L60 | fully | HPLC Column | PEEK | 53 x 4,0 mm
ProntoSIL | A6P4H18APS030 | BISCHOFF ProntoSIL 200-3-C18 ace-EPS | C18 | 60 | 4 | 3 | 200 | L60 | fully | HPLC Column | PEEK | 60 x 4,0 mm
ProntoSIL | 07P4H18APS030 | BISCHOFF ProntoSIL 200-3-C18 ace-EPS | C18 | 75 | 4 | 3 | 200 | L60 | fully | HPLC Column | PEEK | 75 x 4,0 mm
ProntoSIL | 10P4H18APS030 | BISCHOFF ProntoSIL 200-3-C18 ace-EPS | C18 | 100 | 4 | 3 | 200 | L60 | fully | HPLC Column | PEEK | 100 x 4,0 mm
ProntoSIL | 12P4H18APS030 | BISCHOFF ProntoSIL 200-3-C18 ace-EPS | C18 | 125 | 4 | 3 | 200 | L60 | fully | HPLC Column | PEEK | 125 x 4,0 mm
ProntoSIL | 15P4H18APS030 | BISCHOFF ProntoSIL 200-3-C18 ace-EPS | C18 | 150 | 4 | 3 | 200 | L60 | fully | HPLC Column | PEEK | 150 x 4,0 mm
ProntoSIL | 20P4H18APS030 | BISCHOFF ProntoSIL 200-3-C18 ace-EPS | C18 | 200 | 4 | 3 | 200 | L60 | fully | HPLC Column | PEEK | 200 x 4,0 mm
ProntoSIL | 25P4H18APS030 | BISCHOFF ProntoSIL 200-3-C18 ace-EPS | C18 | 250 | 4 | 3 | 200 | L60 | fully | HPLC Column | PEEK | 250 x 4,0 mm
ProntoSIL | 30P4H18APS030 | BISCHOFF ProntoSIL 200-3-C18 ace-EPS | C18 | 300 | 4 | 3 | 200 | L60 | fully | HPLC Column | PEEK | 300 x 4,0 mm
ProntoSIL | 6305H18APS030 | BISCHOFF ProntoSIL 200-3-C18 ace-EPS | C18 | 5 | 4 | 3 | 200 | L60 | fully | Cartridges (5 pcs.) | SS | 5 x 4,0 mm
ProntoSIL | 6301H18APS030 | BISCHOFF ProntoSIL 200-3-C18 ace-EPS | C18 | 10 | 4 | 3 | 200 | L60 | fully | Cartridges (5 pcs.) | SS | 10 x 4,0 mm
ProntoSIL | 6302H18APS030 | BISCHOFF ProntoSIL 200-3-C18 ace-EPS | C18 | 20 | 4 | 3 | 200 | L60 | fully | Cartridges (5 pcs.) | SS | 20 x 4,0 mm
ProntoSIL | 63P1H18APS030 | BISCHOFF ProntoSIL 200-3-C18 ace-EPS | C18 | 10 | 4 | 3 | 200 | L60 | fully | Cartridges (5 pcs.) | PEEK | 10 x 4,0 mm
ProntoSIL | 63P2H18APS030 | BISCHOFF ProntoSIL 200-3-C18 ace-EPS | C18 | 20 | 4 | 3 | 200 | L60 | fully | Cartridges (5 pcs.) | PEEK | 20 x 4,0 mm
ProntoSIL | 6335H18APS030 | BISCHOFF ProntoSIL 200-3-C18 ace-EPS | C18 | 5 | 3 | 3 | 200 | L60 | fully | Cartridges (5 pcs.) | SS | 5 x 3,0 mm
ProntoSIL | 6331H18APS030 | BISCHOFF ProntoSIL 200-3-C18 ace-EPS | C18 | 10 | 3 | 3 | 200 | L60 | fully | Cartridges (5 pcs.) | SS | 10 x 3,0 mm
ProntoSIL | 6332H18APS030 | BISCHOFF ProntoSIL 200-3-C18 ace-EPS | C18 | 20 | 3 | 3 | 200 | L60 | fully | Cartridges (5 pcs.) | SS | 20 x 3,0 mm
ProntoSIL | 6325H18APS030 | BISCHOFF ProntoSIL 200-3-C18 ace-EPS | C18 | 5 | 2 | 3 | 200 | L60 | fully | Cartridges (5 pcs.) | SS | 5 x 2,0 mm
ProntoSIL | 6321H18APS030 | BISCHOFF ProntoSIL 200-3-C18 ace-EPS | C18 | 10 | 2 | 3 | 200 | L60 | fully | Cartridges (5 pcs.) | SS | 10 x 2,0 mm
ProntoSIL | 6322H18APS030 | BISCHOFF ProntoSIL 200-3-C18 ace-EPS | C18 | 20 | 2 | 3 | 200 | L60 | fully | Cartridges (5 pcs.) | SS | 20 x 2,0 mm
ProntoSIL | 0102H18APS050 | BISCHOFF ProntoSIL 200-5-C18 ace-EPS | C18 | 14 | 2 | 5 | 200 | L60 | fully | HPLC Column | SS | 14 x 2,0 mm
ProntoSIL | 0103H18APS050 | BISCHOFF ProntoSIL 200-5-C18 ace-EPS | C18 | 14 | 3 | 5 | 200 | L60 | fully | HPLC Column | SS | 14 x 3,0 mm
ProntoSIL | 0104H18APS050 | BISCHOFF ProntoSIL 200-5-C18 ace-EPS | C18 | 14 | 4 | 5 | 200 | L60 | fully | HPLC Column | SS | 14 x 4,0 mm
ProntoSIL | 0146H18APS050 | BISCHOFF ProntoSIL 200-5-C18 ace-EPS | C18 | 14 | 4.6 | 5 | 200 | L60 | fully | HPLC Column | SS | 14 x 4,6 mm
ProntoSIL | A202H18APS050 | BISCHOFF ProntoSIL 200-5-C18 ace-EPS | C18 | 20 | 2 | 5 | 200 | L60 | fully | HPLC Column | SS | 20 x 2,0 mm
ProntoSIL | A203H18APS050 | BISCHOFF ProntoSIL 200-5-C18 ace-EPS | C18 | 20 | 3 | 5 | 200 | L60 | fully | HPLC Column | SS | 20 x 3,0 mm
ProntoSIL | A204H18APS050 | BISCHOFF ProntoSIL 200-5-C18 ace-EPS | C18 | 20 | 4 | 5 | 200 | L60 | fully | HPLC Column | SS | 20 x 4,0 mm
ProntoSIL | A246H18APS050 | BISCHOFF ProntoSIL 200-5-C18 ace-EPS | C18 | 20 | 4.6 | 5 | 200 | L60 | fully | HPLC Column | SS | 20 x 4,6 mm
ProntoSIL | 0202H18APS050 | BISCHOFF ProntoSIL 200-5-C18 ace-EPS | C18 | 25 | 2 | 5 | 200 | L60 | fully | HPLC Column | SS | 25 x 2,0 mm
ProntoSIL | 0203H18APS050 | BISCHOFF ProntoSIL 200-5-C18 ace-EPS | C18 | 25 | 3 | 5 | 200 | L60 | fully | HPLC Column | SS | 25 x 3,0 mm
ProntoSIL | 0204H18APS050 | BISCHOFF ProntoSIL 200-5-C18 ace-EPS | C18 | 25 | 4 | 5 | 200 | L60 | fully | HPLC Column | SS | 25 x 4,0 mm
ProntoSIL | 0246H18APS050 | BISCHOFF ProntoSIL 200-5-C18 ace-EPS | C18 | 25 | 4.6 | 5 | 200 | L60 | fully | HPLC Column | SS | 25 x 4,6 mm
ProntoSIL | 0302H18APS050 | BISCHOFF ProntoSIL 200-5-C18 ace-EPS | C18 | 30 | 2 | 5 | 200 | L60 | fully | HPLC Column | SS | 30 x 2,0 mm
ProntoSIL | 0303H18APS050 | BISCHOFF ProntoSIL 200-5-C18 ace-EPS | C18 | 30 | 3 | 5 | 200 | L60 | fully | HPLC Column | SS | 30 x 3,0 mm
ProntoSIL | 0304H18APS050 | BISCHOFF ProntoSIL 200-5-C18 ace-EPS | C18 | 30 | 4 | 5 | 200 | L60 | fully | HPLC Column | SS | 30 x 4,0 mm
ProntoSIL | 0346H18APS050 | BISCHOFF ProntoSIL 200-5-C18 ace-EPS | C18 | 30 | 4.6 | 5 | 200 | L60 | fully | HPLC Column | SS | 30 x 4,6 mm
ProntoSIL | 0402H18APS050 | BISCHOFF ProntoSIL 200-5-C18 ace-EPS | C18 | 33 | 2 | 5 | 200 | L60 | fully | HPLC Column | SS | 33 x 2,0 mm
ProntoSIL | 0403H18APS050 | BISCHOFF ProntoSIL 200-5-C18 ace-EPS | C18 | 33 | 3 | 5 | 200 | L60 | fully | HPLC Column | SS | 33 x 3,0 mm
ProntoSIL | 0404H18APS050 | BISCHOFF ProntoSIL 200-5-C18 ace-EPS | C18 | 33 | 4 | 5 | 200 | L60 | fully | HPLC Column | SS | 33 x 4,0 mm
ProntoSIL | 0446H18APS050 | BISCHOFF ProntoSIL 200-5-C18 ace-EPS | C18 | 33 | 4.6 | 5 | 200 | L60 | fully | HPLC Column | SS | 33 x 4,6 mm
ProntoSIL | A402H18APS050 | BISCHOFF ProntoSIL 200-5-C18 ace-EPS | C18 | 40 | 2 | 5 | 200 | L60 | fully | HPLC Column | SS | 40 x 2,0 mm
ProntoSIL | A403H18APS050 | BISCHOFF ProntoSIL 200-5-C18 ace-EPS | C18 | 40 | 3 | 5 | 200 | L60 | fully | HPLC Column | SS | 40 x 3,0 mm
ProntoSIL | A404H18APS050 | BISCHOFF ProntoSIL 200-5-C18 ace-EPS | C18 | 40 | 4 | 5 | 200 | L60 | fully | HPLC Column | SS | 40 x 4,0 mm
ProntoSIL | A446H18APS050 | BISCHOFF ProntoSIL 200-5-C18 ace-EPS | C18 | 40 | 4.6 | 5 | 200 | L60 | fully | HPLC Column | SS | 40 x 4,6 mm
ProntoSIL | 0502H18APS050 | BISCHOFF ProntoSIL 200-5-C18 ace-EPS | C18 | 50 | 2 | 5 | 200 | L60 | fully | HPLC Column | SS | 50 x 2,0 mm
ProntoSIL | 0503H18APS050 | BISCHOFF ProntoSIL 200-5-C18 ace-EPS | C18 | 50 | 3 | 5 | 200 | L60 | fully | HPLC Column | SS | 50 x 3,0 mm
ProntoSIL | 0504H18APS050 | BISCHOFF ProntoSIL 200-5-C18 ace-EPS | C18 | 50 | 4 | 5 | 200 | L60 | fully | HPLC Column | SS | 50 x 4,0 mm
ProntoSIL | 0546H18APS050 | BISCHOFF ProntoSIL 200-5-C18 ace-EPS | C18 | 50 | 4.6 | 5 | 200 | L60 | fully | HPLC Column | SS | 50 x 4,6 mm
ProntoSIL | 0602H18APS050 | BISCHOFF ProntoSIL 200-5-C18 ace-EPS | C18 | 53 | 2 | 5 | 200 | L60 | fully | HPLC Column | SS | 53 x 2,0 mm
ProntoSIL | 0603H18APS050 | BISCHOFF ProntoSIL 200-5-C18 ace-EPS | C18 | 53 | 3 | 5 | 200 | L60 | fully | HPLC Column | SS | 53 x 3,0 mm
ProntoSIL | 0604H18APS050 | BISCHOFF ProntoSIL 200-5-C18 ace-EPS | C18 | 53 | 4 | 5 | 200 | L60 | fully | HPLC Column | SS | 53 x 4,0 mm
ProntoSIL | 0646H18APS050 | BISCHOFF ProntoSIL 200-5-C18 ace-EPS | C18 | 53 | 4.6 | 5 | 200 | L60 | fully | HPLC Column | SS | 53 x 4,6 mm
ProntoSIL | A602H18APS050 | BISCHOFF ProntoSIL 200-5-C18 ace-EPS | C18 | 60 | 2 | 5 | 200 | L60 | fully | HPLC Column | SS | 60 x 2,0 mm
ProntoSIL | A603H18APS050 | BISCHOFF ProntoSIL 200-5-C18 ace-EPS | C18 | 60 | 3 | 5 | 200 | L60 | fully | HPLC Column | SS | 60 x 3,0 mm
ProntoSIL | A604H18APS050 | BISCHOFF ProntoSIL 200-5-C18 ace-EPS | C18 | 60 | 4 | 5 | 200 | L60 | fully | HPLC Column | SS | 60 x 4,0 mm
ProntoSIL | A646H18APS050 | BISCHOFF ProntoSIL 200-5-C18 ace-EPS | C18 | 60 | 4.6 | 5 | 200 | L60 | fully | HPLC Column | SS | 60 x 4,6 mm
ProntoSIL | 0702H18APS050 | BISCHOFF ProntoSIL 200-5-C18 ace-EPS | C18 | 75 | 2 | 5 | 200 | L60 | fully | HPLC Column | SS | 75 x 2,0 mm
ProntoSIL | 0703H18APS050 | BISCHOFF ProntoSIL 200-5-C18 ace-EPS | C18 | 75 | 3 | 5 | 200 | L60 | fully | HPLC Column | SS | 75 x 3,0 mm
ProntoSIL | 0704H18APS050 | BISCHOFF ProntoSIL 200-5-C18 ace-EPS | C18 | 75 | 4 | 5 | 200 | L60 | fully | HPLC Column | SS | 75 x 4,0 mm
ProntoSIL | 0746H18APS050 | BISCHOFF ProntoSIL 200-5-C18 ace-EPS | C18 | 75 | 4.6 | 5 | 200 | L60 | fully | HPLC Column | SS | 75 x 4,6 mm
ProntoSIL | 1002H18APS050 | BISCHOFF ProntoSIL 200-5-C18 ace-EPS | C18 | 100 | 2 | 5 | 200 | L60 | fully | HPLC Column | SS | 100 x 2,0 mm
ProntoSIL | 1003H18APS050 | BISCHOFF ProntoSIL 200-5-C18 ace-EPS | C18 | 100 | 3 | 5 | 200 | L60 | fully | HPLC Column | SS | 100 x 3,0 mm
ProntoSIL | 1004H18APS050 | BISCHOFF ProntoSIL 200-5-C18 ace-EPS | C18 | 100 | 4 | 5 | 200 | L60 | fully | HPLC Column | SS | 100 x 4,0 mm
ProntoSIL | 1046H18APS050 | BISCHOFF ProntoSIL 200-5-C18 ace-EPS | C18 | 100 | 4.6 | 5 | 200 | L60 | fully | HPLC Column | SS | 100 x 4,6 mm
ProntoSIL | 1202H18APS050 | BISCHOFF ProntoSIL 200-5-C18 ace-EPS | C18 | 125 | 2 | 5 | 200 | L60 | fully | HPLC Column | SS | 125 x 2,0 mm
ProntoSIL | 1203H18APS050 | BISCHOFF ProntoSIL 200-5-C18 ace-EPS | C18 | 125 | 3 | 5 | 200 | L60 | fully | HPLC Column | SS | 125 x 3,0 mm
ProntoSIL | 1204H18APS050 | BISCHOFF ProntoSIL 200-5-C18 ace-EPS | C18 | 125 | 4 | 5 | 200 | L60 | fully | HPLC Column | SS | 125 x 4,0 mm
ProntoSIL | 1246H18APS050 | BISCHOFF ProntoSIL 200-5-C18 ace-EPS | C18 | 125 | 4.6 | 5 | 200 | L60 | fully | HPLC Column | SS | 125 x 4,6 mm
ProntoSIL | 1502H18APS050 | BISCHOFF ProntoSIL 200-5-C18 ace-EPS | C18 | 150 | 2 | 5 | 200 | L60 | fully | HPLC Column | SS | 150 x 2,0 mm
ProntoSIL | 1503H18APS050 | BISCHOFF ProntoSIL 200-5-C18 ace-EPS | C18 | 150 | 3 | 5 | 200 | L60 | fully | HPLC Column | SS | 150 x 3,0 mm
ProntoSIL | 1504H18APS050 | BISCHOFF ProntoSIL 200-5-C18 ace-EPS | C18 | 150 | 4 | 5 | 200 | L60 | fully | HPLC Column | SS | 150 x 4,0 mm
ProntoSIL | 1546H18APS050 | BISCHOFF ProntoSIL 200-5-C18 ace-EPS | C18 | 150 | 4.6 | 5 | 200 | L60 | fully | HPLC Column | SS | 150 x 4,6 mm
ProntoSIL | 2002H18APS050 | BISCHOFF ProntoSIL 200-5-C18 ace-EPS | C18 | 200 | 2 | 5 | 200 | L60 | fully | HPLC Column | SS | 200 x 2,0 mm
ProntoSIL | 2003H18APS050 | BISCHOFF ProntoSIL 200-5-C18 ace-EPS | C18 | 200 | 3 | 5 | 200 | L60 | fully | HPLC Column | SS | 200 x 3,0 mm
ProntoSIL | 2004H18APS050 | BISCHOFF ProntoSIL 200-5-C18 ace-EPS | C18 | 200 | 4 | 5 | 200 | L60 | fully | HPLC Column | SS | 200 x 4,0 mm
ProntoSIL | 2046H18APS050 | BISCHOFF ProntoSIL 200-5-C18 ace-EPS | C18 | 200 | 4.6 | 5 | 200 | L60 | fully | HPLC Column | SS | 200 x 4,6 mm
ProntoSIL | 2502H18APS050 | BISCHOFF ProntoSIL 200-5-C18 ace-EPS | C18 | 250 | 2 | 5 | 200 | L60 | fully | HPLC Column | SS | 250 x 2,0 mm
ProntoSIL | 2503H18APS050 | BISCHOFF ProntoSIL 200-5-C18 ace-EPS | C18 | 250 | 3 | 5 | 200 | L60 | fully | HPLC Column | SS | 250 x 3,0 mm
ProntoSIL | 2504H18APS050 | BISCHOFF ProntoSIL 200-5-C18 ace-EPS | C18 | 250 | 4 | 5 | 200 | L60 | fully | HPLC Column | SS | 250 x 4,0 mm
ProntoSIL | 2546H18APS050 | BISCHOFF ProntoSIL 200-5-C18 ace-EPS | C18 | 250 | 4.6 | 5 | 200 | L60 | fully | HPLC Column | SS | 250 x 4,6 mm
ProntoSIL | 3002H18APS050 | BISCHOFF ProntoSIL 200-5-C18 ace-EPS | C18 | 300 | 2 | 5 | 200 | L60 | fully | HPLC Column | SS | 300 x 2,0 mm
ProntoSIL | 3003H18APS050 | BISCHOFF ProntoSIL 200-5-C18 ace-EPS | C18 | 300 | 3 | 5 | 200 | L60 | fully | HPLC Column | SS | 300 x 3,0 mm
ProntoSIL | 3004H18APS050 | BISCHOFF ProntoSIL 200-5-C18 ace-EPS | C18 | 300 | 4 | 5 | 200 | L60 | fully | HPLC Column | SS | 300 x 4,0 mm
ProntoSIL | 3046H18APS050 | BISCHOFF ProntoSIL 200-5-C18 ace-EPS | C18 | 300 | 4.6 | 5 | 200 | L60 | fully | HPLC Column | SS | 300 x 4,6 mm
ProntoSIL | 01P4H18APS050 | BISCHOFF ProntoSIL 200-5-C18 ace-EPS | C18 | 14 | 4 | 5 | 200 | L60 | fully | HPLC Column | PEEK | 14 x 4,0 mm
ProntoSIL | A2P4H18APS050 | BISCHOFF ProntoSIL 200-5-C18 ace-EPS | C18 | 20 | 4 | 5 | 200 | L60 | fully | HPLC Column | PEEK | 20 x 4,0 mm
ProntoSIL | 02P4H18APS050 | BISCHOFF ProntoSIL 200-5-C18 ace-EPS | C18 | 25 | 4 | 5 | 200 | L60 | fully | HPLC Column | PEEK | 25 x 4,0 mm
ProntoSIL | 03P4H18APS050 | BISCHOFF ProntoSIL 200-5-C18 ace-EPS | C18 | 30 | 4 | 5 | 200 | L60 | fully | HPLC Column | PEEK | 30 x 4,0 mm
ProntoSIL | 04P4H18APS050 | BISCHOFF ProntoSIL 200-5-C18 ace-EPS | C18 | 33 | 4 | 5 | 200 | L60 | fully | HPLC Column | PEEK | 33 x 4,0 mm
ProntoSIL | A4P4H18APS050 | BISCHOFF ProntoSIL 200-5-C18 ace-EPS | C18 | 40 | 4 | 5 | 200 | L60 | fully | HPLC Column | PEEK | 40 x 4,0 mm
ProntoSIL | 05P4H18APS050 | BISCHOFF ProntoSIL 200-5-C18 ace-EPS | C18 | 50 | 4 | 5 | 200 | L60 | fully | HPLC Column | PEEK | 50 x 4,0 mm
ProntoSIL | 06P4H18APS050 | BISCHOFF ProntoSIL 200-5-C18 ace-EPS | C18 | 53 | 4 | 5 | 200 | L60 | fully | HPLC Column | PEEK | 53 x 4,0 mm
ProntoSIL | A6P4H18APS050 | BISCHOFF ProntoSIL 200-5-C18 ace-EPS | C18 | 60 | 4 | 5 | 200 | L60 | fully | HPLC Column | PEEK | 60 x 4,0 mm
ProntoSIL | 07P4H18APS050 | BISCHOFF ProntoSIL 200-5-C18 ace-EPS | C18 | 75 | 4 | 5 | 200 | L60 | fully | HPLC Column | PEEK | 75 x 4,0 mm
ProntoSIL | 10P4H18APS050 | BISCHOFF ProntoSIL 200-5-C18 ace-EPS | C18 | 100 | 4 | 5 | 200 | L60 | fully | HPLC Column | PEEK | 100 x 4,0 mm
ProntoSIL | 12P4H18APS050 | BISCHOFF ProntoSIL 200-5-C18 ace-EPS | C18 | 125 | 4 | 5 | 200 | L60 | fully | HPLC Column | PEEK | 125 x 4,0 mm
ProntoSIL | 15P4H18APS050 | BISCHOFF ProntoSIL 200-5-C18 ace-EPS | C18 | 150 | 4 | 5 | 200 | L60 | fully | HPLC Column | PEEK | 150 x 4,0 mm
ProntoSIL | 20P4H18APS050 | BISCHOFF ProntoSIL 200-5-C18 ace-EPS | C18 | 200 | 4 | 5 | 200 | L60 | fully | HPLC Column | PEEK | 200 x 4,0 mm
ProntoSIL | 25P4H18APS050 | BISCHOFF ProntoSIL 200-5-C18 ace-EPS | C18 | 250 | 4 | 5 | 200 | L60 | fully | HPLC Column | PEEK | 250 x 4,0 mm
ProntoSIL | 30P4H18APS050 | BISCHOFF ProntoSIL 200-5-C18 ace-EPS | C18 | 300 | 4 | 5 | 200 | L60 | fully | HPLC Column | PEEK | 300 x 4,0 mm
ProntoSIL | 6305H18APS050 | BISCHOFF ProntoSIL 200-5-C18 ace-EPS | C18 | 5 | 4 | 5 | 200 | L60 | fully | Cartridges (5 pcs.) | SS | 5 x 4,0 mm
ProntoSIL | 6301H18APS050 | BISCHOFF ProntoSIL 200-5-C18 ace-EPS | C18 | 10 | 4 | 5 | 200 | L60 | fully | Cartridges (5 pcs.) | SS | 10 x 4,0 mm
ProntoSIL | 6302H18APS050 | BISCHOFF ProntoSIL 200-5-C18 ace-EPS | C18 | 20 | 4 | 5 | 200 | L60 | fully | Cartridges (5 pcs.) | SS | 20 x 4,0 mm
ProntoSIL | 63P1H18APS050 | BISCHOFF ProntoSIL 200-5-C18 ace-EPS | C18 | 10 | 4 | 5 | 200 | L60 | fully | Cartridges (5 pcs.) | PEEK | 10 x 4,0 mm
ProntoSIL | 63P2H18APS050 | BISCHOFF ProntoSIL 200-5-C18 ace-EPS | C18 | 20 | 4 | 5 | 200 | L60 | fully | Cartridges (5 pcs.) | PEEK | 20 x 4,0 mm
ProntoSIL | 6335H18APS050 | BISCHOFF ProntoSIL 200-5-C18 ace-EPS | C18 | 5 | 3 | 5 | 200 | L60 | fully | Cartridges (5 pcs.) | SS | 5 x 3,0 mm
ProntoSIL | 6331H18APS050 | BISCHOFF ProntoSIL 200-5-C18 ace-EPS | C18 | 10 | 3 | 5 | 200 | L60 | fully | Cartridges (5 pcs.) | SS | 10 x 3,0 mm
ProntoSIL | 6332H18APS050 | BISCHOFF ProntoSIL 200-5-C18 ace-EPS | C18 | 20 | 3 | 5 | 200 | L60 | fully | Cartridges (5 pcs.) | SS | 20 x 3,0 mm
ProntoSIL | 6325H18APS050 | BISCHOFF ProntoSIL 200-5-C18 ace-EPS | C18 | 5 | 2 | 5 | 200 | L60 | fully | Cartridges (5 pcs.) | SS | 5 x 2,0 mm
ProntoSIL | 6321H18APS050 | BISCHOFF ProntoSIL 200-5-C18 ace-EPS | C18 | 10 | 2 | 5 | 200 | L60 | fully | Cartridges (5 pcs.) | SS | 10 x 2,0 mm
ProntoSIL | 6322H18APS050 | BISCHOFF ProntoSIL 200-5-C18 ace-EPS | C18 | 20 | 2 | 5 | 200 | L60 | fully | Cartridges (5 pcs.) | SS | 20 x 2,0 mm
ProntoSIL | 0102K18APS030 | BISCHOFF ProntoSIL 300-3-C18 ace-EPS | C18 | 14 | 2 | 3 | 300 | L60 | fully | HPLC Column | SS | 14 x 2,0 mm
ProntoSIL | 0103K18APS030 | BISCHOFF ProntoSIL 300-3-C18 ace-EPS | C18 | 14 | 3 | 3 | 300 | L60 | fully | HPLC Column | SS | 14 x 3,0 mm
ProntoSIL | 0104K18APS030 | BISCHOFF ProntoSIL 300-3-C18 ace-EPS | C18 | 14 | 4 | 3 | 300 | L60 | fully | HPLC Column | SS | 14 x 4,0 mm
ProntoSIL | 0146K18APS030 | BISCHOFF ProntoSIL 300-3-C18 ace-EPS | C18 | 14 | 4.6 | 3 | 300 | L60 | fully | HPLC Column | SS | 14 x 4,6 mm
ProntoSIL | A202K18APS030 | BISCHOFF ProntoSIL 300-3-C18 ace-EPS | C18 | 20 | 2 | 3 | 300 | L60 | fully | HPLC Column | SS | 20 x 2,0 mm
ProntoSIL | A203K18APS030 | BISCHOFF ProntoSIL 300-3-C18 ace-EPS | C18 | 20 | 3 | 3 | 300 | L60 | fully | HPLC Column | SS | 20 x 3,0 mm
ProntoSIL | A204K18APS030 | BISCHOFF ProntoSIL 300-3-C18 ace-EPS | C18 | 20 | 4 | 3 | 300 | L60 | fully | HPLC Column | SS | 20 x 4,0 mm
ProntoSIL | A246K18APS030 | BISCHOFF ProntoSIL 300-3-C18 ace-EPS | C18 | 20 | 4.6 | 3 | 300 | L60 | fully | HPLC Column | SS | 20 x 4,6 mm
ProntoSIL | 0202K18APS030 | BISCHOFF ProntoSIL 300-3-C18 ace-EPS | C18 | 25 | 2 | 3 | 300 | L60 | fully | HPLC Column | SS | 25 x 2,0 mm
ProntoSIL | 0203K18APS030 | BISCHOFF ProntoSIL 300-3-C18 ace-EPS | C18 | 25 | 3 | 3 | 300 | L60 | fully | HPLC Column | SS | 25 x 3,0 mm
ProntoSIL | 0204K18APS030 | BISCHOFF ProntoSIL 300-3-C18 ace-EPS | C18 | 25 | 4 | 3 | 300 | L60 | fully | HPLC Column | SS | 25 x 4,0 mm
ProntoSIL | 0246K18APS030 | BISCHOFF ProntoSIL 300-3-C18 ace-EPS | C18 | 25 | 4.6 | 3 | 300 | L60 | fully | HPLC Column | SS | 25 x 4,6 mm
ProntoSIL | 0302K18APS030 | BISCHOFF ProntoSIL 300-3-C18 ace-EPS | C18 | 30 | 2 | 3 | 300 | L60 | fully | HPLC Column | SS | 30 x 2,0 mm
ProntoSIL | 0303K18APS030 | BISCHOFF ProntoSIL 300-3-C18 ace-EPS | C18 | 30 | 3 | 3 | 300 | L60 | fully | HPLC Column | SS | 30 x 3,0 mm
ProntoSIL | 0304K18APS030 | BISCHOFF ProntoSIL 300-3-C18 ace-EPS | C18 | 30 | 4 | 3 | 300 | L60 | fully | HPLC Column | SS | 30 x 4,0 mm
ProntoSIL | 0346K18APS030 | BISCHOFF ProntoSIL 300-3-C18 ace-EPS | C18 | 30 | 4.6 | 3 | 300 | L60 | fully | HPLC Column | SS | 30 x 4,6 mm
ProntoSIL | 0402K18APS030 | BISCHOFF ProntoSIL 300-3-C18 ace-EPS | C18 | 33 | 2 | 3 | 300 | L60 | fully | HPLC Column | SS | 33 x 2,0 mm
ProntoSIL | 0403K18APS030 | BISCHOFF ProntoSIL 300-3-C18 ace-EPS | C18 | 33 | 3 | 3 | 300 | L60 | fully | HPLC Column | SS | 33 x 3,0 mm
ProntoSIL | 0404K18APS030 | BISCHOFF ProntoSIL 300-3-C18 ace-EPS | C18 | 33 | 4 | 3 | 300 | L60 | fully | HPLC Column | SS | 33 x 4,0 mm
ProntoSIL | 0446K18APS030 | BISCHOFF ProntoSIL 300-3-C18 ace-EPS | C18 | 33 | 4.6 | 3 | 300 | L60 | fully | HPLC Column | SS | 33 x 4,6 mm
ProntoSIL | A402K18APS030 | BISCHOFF ProntoSIL 300-3-C18 ace-EPS | C18 | 40 | 2 | 3 | 300 | L60 | fully | HPLC Column | SS | 40 x 2,0 mm
ProntoSIL | A403K18APS030 | BISCHOFF ProntoSIL 300-3-C18 ace-EPS | C18 | 40 | 3 | 3 | 300 | L60 | fully | HPLC Column | SS | 40 x 3,0 mm
ProntoSIL | A404K18APS030 | BISCHOFF ProntoSIL 300-3-C18 ace-EPS | C18 | 40 | 4 | 3 | 300 | L60 | fully | HPLC Column | SS | 40 x 4,0 mm
ProntoSIL | A446K18APS030 | BISCHOFF ProntoSIL 300-3-C18 ace-EPS | C18 | 40 | 4.6 | 3 | 300 | L60 | fully | HPLC Column | SS | 40 x 4,6 mm
ProntoSIL | 0502K18APS030 | BISCHOFF ProntoSIL 300-3-C18 ace-EPS | C18 | 50 | 2 | 3 | 300 | L60 | fully | HPLC Column | SS | 50 x 2,0 mm
ProntoSIL | 0503K18APS030 | BISCHOFF ProntoSIL 300-3-C18 ace-EPS | C18 | 50 | 3 | 3 | 300 | L60 | fully | HPLC Column | SS | 50 x 3,0 mm
ProntoSIL | 0504K18APS030 | BISCHOFF ProntoSIL 300-3-C18 ace-EPS | C18 | 50 | 4 | 3 | 300 | L60 | fully | HPLC Column | SS | 50 x 4,0 mm
ProntoSIL | 0546K18APS030 | BISCHOFF ProntoSIL 300-3-C18 ace-EPS | C18 | 50 | 4.6 | 3 | 300 | L60 | fully | HPLC Column | SS | 50 x 4,6 mm
ProntoSIL | 0602K18APS030 | BISCHOFF ProntoSIL 300-3-C18 ace-EPS | C18 | 53 | 2 | 3 | 300 | L60 | fully | HPLC Column | SS | 53 x 2,0 mm
ProntoSIL | 0603K18APS030 | BISCHOFF ProntoSIL 300-3-C18 ace-EPS | C18 | 53 | 3 | 3 | 300 | L60 | fully | HPLC Column | SS | 53 x 3,0 mm
ProntoSIL | 0604K18APS030 | BISCHOFF ProntoSIL 300-3-C18 ace-EPS | C18 | 53 | 4 | 3 | 300 | L60 | fully | HPLC Column | SS | 53 x 4,0 mm
ProntoSIL | 0646K18APS030 | BISCHOFF ProntoSIL 300-3-C18 ace-EPS | C18 | 53 | 4.6 | 3 | 300 | L60 | fully | HPLC Column | SS | 53 x 4,6 mm
ProntoSIL | A602K18APS030 | BISCHOFF ProntoSIL 300-3-C18 ace-EPS | C18 | 60 | 2 | 3 | 300 | L60 | fully | HPLC Column | SS | 60 x 2,0 mm
ProntoSIL | A603K18APS030 | BISCHOFF ProntoSIL 300-3-C18 ace-EPS | C18 | 60 | 3 | 3 | 300 | L60 | fully | HPLC Column | SS | 60 x 3,0 mm
ProntoSIL | A604K18APS030 | BISCHOFF ProntoSIL 300-3-C18 ace-EPS | C18 | 60 | 4 | 3 | 300 | L60 | fully | HPLC Column | SS | 60 x 4,0 mm
ProntoSIL | A646K18APS030 | BISCHOFF ProntoSIL 300-3-C18 ace-EPS | C18 | 60 | 4.6 | 3 | 300 | L60 | fully | HPLC Column | SS | 60 x 4,6 mm
ProntoSIL | 0702K18APS030 | BISCHOFF ProntoSIL 300-3-C18 ace-EPS | C18 | 75 | 2 | 3 | 300 | L60 | fully | HPLC Column | SS | 75 x 2,0 mm
ProntoSIL | 0703K18APS030 | BISCHOFF ProntoSIL 300-3-C18 ace-EPS | C18 | 75 | 3 | 3 | 300 | L60 | fully | HPLC Column | SS | 75 x 3,0 mm
ProntoSIL | 0704K18APS030 | BISCHOFF ProntoSIL 300-3-C18 ace-EPS | C18 | 75 | 4 | 3 | 300 | L60 | fully | HPLC Column | SS | 75 x 4,0 mm
ProntoSIL | 0746K18APS030 | BISCHOFF ProntoSIL 300-3-C18 ace-EPS | C18 | 75 | 4.6 | 3 | 300 | L60 | fully | HPLC Column | SS | 75 x 4,6 mm
ProntoSIL | 1002K18APS030 | BISCHOFF ProntoSIL 300-3-C18 ace-EPS | C18 | 100 | 2 | 3 | 300 | L60 | fully | HPLC Column | SS | 100 x 2,0 mm
ProntoSIL | 1003K18APS030 | BISCHOFF ProntoSIL 300-3-C18 ace-EPS | C18 | 100 | 3 | 3 | 300 | L60 | fully | HPLC Column | SS | 100 x 3,0 mm
ProntoSIL | 1004K18APS030 | BISCHOFF ProntoSIL 300-3-C18 ace-EPS | C18 | 100 | 4 | 3 | 300 | L60 | fully | HPLC Column | SS | 100 x 4,0 mm
ProntoSIL | 1046K18APS030 | BISCHOFF ProntoSIL 300-3-C18 ace-EPS | C18 | 100 | 4.6 | 3 | 300 | L60 | fully | HPLC Column | SS | 100 x 4,6 mm
ProntoSIL | 1202K18APS030 | BISCHOFF ProntoSIL 300-3-C18 ace-EPS | C18 | 125 | 2 | 3 | 300 | L60 | fully | HPLC Column | SS | 125 x 2,0 mm
ProntoSIL | 1203K18APS030 | BISCHOFF ProntoSIL 300-3-C18 ace-EPS | C18 | 125 | 3 | 3 | 300 | L60 | fully | HPLC Column | SS | 125 x 3,0 mm
ProntoSIL | 1204K18APS030 | BISCHOFF ProntoSIL 300-3-C18 ace-EPS | C18 | 125 | 4 | 3 | 300 | L60 | fully | HPLC Column | SS | 125 x 4,0 mm
ProntoSIL | 1246K18APS030 | BISCHOFF ProntoSIL 300-3-C18 ace-EPS | C18 | 125 | 4.6 | 3 | 300 | L60 | fully | HPLC Column | SS | 125 x 4,6 mm
ProntoSIL | 1502K18APS030 | BISCHOFF ProntoSIL 300-3-C18 ace-EPS | C18 | 150 | 2 | 3 | 300 | L60 | fully | HPLC Column | SS | 150 x 2,0 mm
ProntoSIL | 1503K18APS030 | BISCHOFF ProntoSIL 300-3-C18 ace-EPS | C18 | 150 | 3 | 3 | 300 | L60 | fully | HPLC Column | SS | 150 x 3,0 mm
ProntoSIL | 1504K18APS030 | BISCHOFF ProntoSIL 300-3-C18 ace-EPS | C18 | 150 | 4 | 3 | 300 | L60 | fully | HPLC Column | SS | 150 x 4,0 mm
ProntoSIL | 1546K18APS030 | BISCHOFF ProntoSIL 300-3-C18 ace-EPS | C18 | 150 | 4.6 | 3 | 300 | L60 | fully | HPLC Column | SS | 150 x 4,6 mm
ProntoSIL | 2002K18APS030 | BISCHOFF ProntoSIL 300-3-C18 ace-EPS | C18 | 200 | 2 | 3 | 300 | L60 | fully | HPLC Column | SS | 200 x 2,0 mm
ProntoSIL | 2003K18APS030 | BISCHOFF ProntoSIL 300-3-C18 ace-EPS | C18 | 200 | 3 | 3 | 300 | L60 | fully | HPLC Column | SS | 200 x 3,0 mm
ProntoSIL | 2004K18APS030 | BISCHOFF ProntoSIL 300-3-C18 ace-EPS | C18 | 200 | 4 | 3 | 300 | L60 | fully | HPLC Column | SS | 200 x 4,0 mm
ProntoSIL | 2046K18APS030 | BISCHOFF ProntoSIL 300-3-C18 ace-EPS | C18 | 200 | 4.6 | 3 | 300 | L60 | fully | HPLC Column | SS | 200 x 4,6 mm
ProntoSIL | 2502K18APS030 | BISCHOFF ProntoSIL 300-3-C18 ace-EPS | C18 | 250 | 2 | 3 | 300 | L60 | fully | HPLC Column | SS | 250 x 2,0 mm
ProntoSIL | 2503K18APS030 | BISCHOFF ProntoSIL 300-3-C18 ace-EPS | C18 | 250 | 3 | 3 | 300 | L60 | fully | HPLC Column | SS | 250 x 3,0 mm
ProntoSIL | 2504K18APS030 | BISCHOFF ProntoSIL 300-3-C18 ace-EPS | C18 | 250 | 4 | 3 | 300 | L60 | fully | HPLC Column | SS | 250 x 4,0 mm
ProntoSIL | 2546K18APS030 | BISCHOFF ProntoSIL 300-3-C18 ace-EPS | C18 | 250 | 4.6 | 3 | 300 | L60 | fully | HPLC Column | SS | 250 x 4,6 mm
ProntoSIL | 3002K18APS030 | BISCHOFF ProntoSIL 300-3-C18 ace-EPS | C18 | 300 | 2 | 3 | 300 | L60 | fully | HPLC Column | SS | 300 x 2,0 mm
ProntoSIL | 3003K18APS030 | BISCHOFF ProntoSIL 300-3-C18 ace-EPS | C18 | 300 | 3 | 3 | 300 | L60 | fully | HPLC Column | SS | 300 x 3,0 mm
ProntoSIL | 3004K18APS030 | BISCHOFF ProntoSIL 300-3-C18 ace-EPS | C18 | 300 | 4 | 3 | 300 | L60 | fully | HPLC Column | SS | 300 x 4,0 mm
ProntoSIL | 3046K18APS030 | BISCHOFF ProntoSIL 300-3-C18 ace-EPS | C18 | 300 | 4.6 | 3 | 300 | L60 | fully | HPLC Column | SS | 300 x 4,6 mm
ProntoSIL | 01P4K18APS030 | BISCHOFF ProntoSIL 300-3-C18 ace-EPS | C18 | 14 | 4 | 3 | 300 | L60 | fully | HPLC Column | PEEK | 14 x 4,0 mm
ProntoSIL | A2P4K18APS030 | BISCHOFF ProntoSIL 300-3-C18 ace-EPS | C18 | 20 | 4 | 3 | 300 | L60 | fully | HPLC Column | PEEK | 20 x 4,0 mm
ProntoSIL | 02P4K18APS030 | BISCHOFF ProntoSIL 300-3-C18 ace-EPS | C18 | 25 | 4 | 3 | 300 | L60 | fully | HPLC Column | PEEK | 25 x 4,0 mm
ProntoSIL | 03P4K18APS030 | BISCHOFF ProntoSIL 300-3-C18 ace-EPS | C18 | 30 | 4 | 3 | 300 | L60 | fully | HPLC Column | PEEK | 30 x 4,0 mm
ProntoSIL | 04P4K18APS030 | BISCHOFF ProntoSIL 300-3-C18 ace-EPS | C18 | 33 | 4 | 3 | 300 | L60 | fully | HPLC Column | PEEK | 33 x 4,0 mm
ProntoSIL | A4P4K18APS030 | BISCHOFF ProntoSIL 300-3-C18 ace-EPS | C18 | 40 | 4 | 3 | 300 | L60 | fully | HPLC Column | PEEK | 40 x 4,0 mm
ProntoSIL | 05P4K18APS030 | BISCHOFF ProntoSIL 300-3-C18 ace-EPS | C18 | 50 | 4 | 3 | 300 | L60 | fully | HPLC Column | PEEK | 50 x 4,0 mm
ProntoSIL | 06P4K18APS030 | BISCHOFF ProntoSIL 300-3-C18 ace-EPS | C18 | 53 | 4 | 3 | 300 | L60 | fully | HPLC Column | PEEK | 53 x 4,0 mm
ProntoSIL | A6P4K18APS030 | BISCHOFF ProntoSIL 300-3-C18 ace-EPS | C18 | 60 | 4 | 3 | 300 | L60 | fully | HPLC Column | PEEK | 60 x 4,0 mm
ProntoSIL | 07P4K18APS030 | BISCHOFF ProntoSIL 300-3-C18 ace-EPS | C18 | 75 | 4 | 3 | 300 | L60 | fully | HPLC Column | PEEK | 75 x 4,0 mm
ProntoSIL | 10P4K18APS030 | BISCHOFF ProntoSIL 300-3-C18 ace-EPS | C18 | 100 | 4 | 3 | 300 | L60 | fully | HPLC Column | PEEK | 100 x 4,0 mm
ProntoSIL | 12P4K18APS030 | BISCHOFF ProntoSIL 300-3-C18 ace-EPS | C18 | 125 | 4 | 3 | 300 | L60 | fully | HPLC Column | PEEK | 125 x 4,0 mm
ProntoSIL | 15P4K18APS030 | BISCHOFF ProntoSIL 300-3-C18 ace-EPS | C18 | 150 | 4 | 3 | 300 | L60 | fully | HPLC Column | PEEK | 150 x 4,0 mm
ProntoSIL | 20P4K18APS030 | BISCHOFF ProntoSIL 300-3-C18 ace-EPS | C18 | 200 | 4 | 3 | 300 | L60 | fully | HPLC Column | PEEK | 200 x 4,0 mm
ProntoSIL | 25P4K18APS030 | BISCHOFF ProntoSIL 300-3-C18 ace-EPS | C18 | 250 | 4 | 3 | 300 | L60 | fully | HPLC Column | PEEK | 250 x 4,0 mm
ProntoSIL | 30P4K18APS030 | BISCHOFF ProntoSIL 300-3-C18 ace-EPS | C18 | 300 | 4 | 3 | 300 | L60 | fully | HPLC Column | PEEK | 300 x 4,0 mm
ProntoSIL | 6305K18APS030 | BISCHOFF ProntoSIL 300-3-C18 ace-EPS | C18 | 5 | 4 | 3 | 300 | L60 | fully | Cartridges (5 pcs.) | SS | 5 x 4,0 mm
ProntoSIL | 6301K18APS030 | BISCHOFF ProntoSIL 300-3-C18 ace-EPS | C18 | 10 | 4 | 3 | 300 | L60 | fully | Cartridges (5 pcs.) | SS | 10 x 4,0 mm
ProntoSIL | 6302K18APS030 | BISCHOFF ProntoSIL 300-3-C18 ace-EPS | C18 | 20 | 4 | 3 | 300 | L60 | fully | Cartridges (5 pcs.) | SS | 20 x 4,0 mm
ProntoSIL | 63P1K18APS030 | BISCHOFF ProntoSIL 300-3-C18 ace-EPS | C18 | 10 | 4 | 3 | 300 | L60 | fully | Cartridges (5 pcs.) | PEEK | 10 x 4,0 mm
ProntoSIL | 63P2K18APS030 | BISCHOFF ProntoSIL 300-3-C18 ace-EPS | C18 | 20 | 4 | 3 | 300 | L60 | fully | Cartridges (5 pcs.) | PEEK | 20 x 4,0 mm
ProntoSIL | 6335K18APS030 | BISCHOFF ProntoSIL 300-3-C18 ace-EPS | C18 | 5 | 3 | 3 | 300 | L60 | fully | Cartridges (5 pcs.) | SS | 5 x 3,0 mm
ProntoSIL | 6331K18APS030 | BISCHOFF ProntoSIL 300-3-C18 ace-EPS | C18 | 10 | 3 | 3 | 300 | L60 | fully | Cartridges (5 pcs.) | SS | 10 x 3,0 mm
ProntoSIL | 6332K18APS030 | BISCHOFF ProntoSIL 300-3-C18 ace-EPS | C18 | 20 | 3 | 3 | 300 | L60 | fully | Cartridges (5 pcs.) | SS | 20 x 3,0 mm
ProntoSIL | 6325K18APS030 | BISCHOFF ProntoSIL 300-3-C18 ace-EPS | C18 | 5 | 2 | 3 | 300 | L60 | fully | Cartridges (5 pcs.) | SS | 5 x 2,0 mm
ProntoSIL | 6321K18APS030 | BISCHOFF ProntoSIL 300-3-C18 ace-EPS | C18 | 10 | 2 | 3 | 300 | L60 | fully | Cartridges (5 pcs.) | SS | 10 x 2,0 mm
ProntoSIL | 6322K18APS030 | BISCHOFF ProntoSIL 300-3-C18 ace-EPS | C18 | 20 | 2 | 3 | 300 | L60 | fully | Cartridges (5 pcs.) | SS | 20 x 2,0 mm
ProntoSIL | 0102K18APS050 | BISCHOFF ProntoSIL 300-5-C18 ace-EPS | C18 | 14 | 2 | 5 | 300 | L60 | fully | HPLC Column | SS | 14 x 2,0 mm
ProntoSIL | 0103K18APS050 | BISCHOFF ProntoSIL 300-5-C18 ace-EPS | C18 | 14 | 3 | 5 | 300 | L60 | fully | HPLC Column | SS | 14 x 3,0 mm
ProntoSIL | 0104K18APS050 | BISCHOFF ProntoSIL 300-5-C18 ace-EPS | C18 | 14 | 4 | 5 | 300 | L60 | fully | HPLC Column | SS | 14 x 4,0 mm
ProntoSIL | 0146K18APS050 | BISCHOFF ProntoSIL 300-5-C18 ace-EPS | C18 | 14 | 4.6 | 5 | 300 | L60 | fully | HPLC Column | SS | 14 x 4,6 mm
ProntoSIL | A202K18APS050 | BISCHOFF ProntoSIL 300-5-C18 ace-EPS | C18 | 20 | 2 | 5 | 300 | L60 | fully | HPLC Column | SS | 20 x 2,0 mm
ProntoSIL | A203K18APS050 | BISCHOFF ProntoSIL 300-5-C18 ace-EPS | C18 | 20 | 3 | 5 | 300 | L60 | fully | HPLC Column | SS | 20 x 3,0 mm
ProntoSIL | A204K18APS050 | BISCHOFF ProntoSIL 300-5-C18 ace-EPS | C18 | 20 | 4 | 5 | 300 | L60 | fully | HPLC Column | SS | 20 x 4,0 mm
ProntoSIL | A246K18APS050 | BISCHOFF ProntoSIL 300-5-C18 ace-EPS | C18 | 20 | 4.6 | 5 | 300 | L60 | fully | HPLC Column | SS | 20 x 4,6 mm
ProntoSIL | 0202K18APS050 | BISCHOFF ProntoSIL 300-5-C18 ace-EPS | C18 | 25 | 2 | 5 | 300 | L60 | fully | HPLC Column | SS | 25 x 2,0 mm
ProntoSIL | 0203K18APS050 | BISCHOFF ProntoSIL 300-5-C18 ace-EPS | C18 | 25 | 3 | 5 | 300 | L60 | fully | HPLC Column | SS | 25 x 3,0 mm
ProntoSIL | 0204K18APS050 | BISCHOFF ProntoSIL 300-5-C18 ace-EPS | C18 | 25 | 4 | 5 | 300 | L60 | fully | HPLC Column | SS | 25 x 4,0 mm
ProntoSIL | 0246K18APS050 | BISCHOFF ProntoSIL 300-5-C18 ace-EPS | C18 | 25 | 4.6 | 5 | 300 | L60 | fully | HPLC Column | SS | 25 x 4,6 mm
ProntoSIL | 0302K18APS050 | BISCHOFF ProntoSIL 300-5-C18 ace-EPS | C18 | 30 | 2 | 5 | 300 | L60 | fully | HPLC Column | SS | 30 x 2,0 mm
ProntoSIL | 0303K18APS050 | BISCHOFF ProntoSIL 300-5-C18 ace-EPS | C18 | 30 | 3 | 5 | 300 | L60 | fully | HPLC Column | SS | 30 x 3,0 mm
ProntoSIL | 0304K18APS050 | BISCHOFF ProntoSIL 300-5-C18 ace-EPS | C18 | 30 | 4 | 5 | 300 | L60 | fully | HPLC Column | SS | 30 x 4,0 mm
ProntoSIL | 0346K18APS050 | BISCHOFF ProntoSIL 300-5-C18 ace-EPS | C18 | 30 | 4.6 | 5 | 300 | L60 | fully | HPLC Column | SS | 30 x 4,6 mm
ProntoSIL | 0402K18APS050 | BISCHOFF ProntoSIL 300-5-C18 ace-EPS | C18 | 33 | 2 | 5 | 300 | L60 | fully | HPLC Column | SS | 33 x 2,0 mm
ProntoSIL | 0403K18APS050 | BISCHOFF ProntoSIL 300-5-C18 ace-EPS | C18 | 33 | 3 | 5 | 300 | L60 | fully | HPLC Column | SS | 33 x 3,0 mm
ProntoSIL | 0404K18APS050 | BISCHOFF ProntoSIL 300-5-C18 ace-EPS | C18 | 33 | 4 | 5 | 300 | L60 | fully | HPLC Column | SS | 33 x 4,0 mm
ProntoSIL | 0446K18APS050 | BISCHOFF ProntoSIL 300-5-C18 ace-EPS | C18 | 33 | 4.6 | 5 | 300 | L60 | fully | HPLC Column | SS | 33 x 4,6 mm
ProntoSIL | A402K18APS050 | BISCHOFF ProntoSIL 300-5-C18 ace-EPS | C18 | 40 | 2 | 5 | 300 | L60 | fully | HPLC Column | SS | 40 x 2,0 mm
ProntoSIL | A403K18APS050 | BISCHOFF ProntoSIL 300-5-C18 ace-EPS | C18 | 40 | 3 | 5 | 300 | L60 | fully | HPLC Column | SS | 40 x 3,0 mm
ProntoSIL | A404K18APS050 | BISCHOFF ProntoSIL 300-5-C18 ace-EPS | C18 | 40 | 4 | 5 | 300 | L60 | fully | HPLC Column | SS | 40 x 4,0 mm
ProntoSIL | A446K18APS050 | BISCHOFF ProntoSIL 300-5-C18 ace-EPS | C18 | 40 | 4.6 | 5 | 300 | L60 | fully | HPLC Column | SS | 40 x 4,6 mm
ProntoSIL | 0502K18APS050 | BISCHOFF ProntoSIL 300-5-C18 ace-EPS | C18 | 50 | 2 | 5 | 300 | L60 | fully | HPLC Column | SS | 50 x 2,0 mm
ProntoSIL | 0503K18APS050 | BISCHOFF ProntoSIL 300-5-C18 ace-EPS | C18 | 50 | 3 | 5 | 300 | L60 | fully | HPLC Column | SS | 50 x 3,0 mm
ProntoSIL | 0504K18APS050 | BISCHOFF ProntoSIL 300-5-C18 ace-EPS | C18 | 50 | 4 | 5 | 300 | L60 | fully | HPLC Column | SS | 50 x 4,0 mm
ProntoSIL | 0546K18APS050 | BISCHOFF ProntoSIL 300-5-C18 ace-EPS | C18 | 50 | 4.6 | 5 | 300 | L60 | fully | HPLC Column | SS | 50 x 4,6 mm
ProntoSIL | 0602K18APS050 | BISCHOFF ProntoSIL 300-5-C18 ace-EPS | C18 | 53 | 2 | 5 | 300 | L60 | fully | HPLC Column | SS | 53 x 2,0 mm
ProntoSIL | 0603K18APS050 | BISCHOFF ProntoSIL 300-5-C18 ace-EPS | C18 | 53 | 3 | 5 | 300 | L60 | fully | HPLC Column | SS | 53 x 3,0 mm
ProntoSIL | 0604K18APS050 | BISCHOFF ProntoSIL 300-5-C18 ace-EPS | C18 | 53 | 4 | 5 | 300 | L60 | fully | HPLC Column | SS | 53 x 4,0 mm
ProntoSIL | 0646K18APS050 | BISCHOFF ProntoSIL 300-5-C18 ace-EPS | C18 | 53 | 4.6 | 5 | 300 | L60 | fully | HPLC Column | SS | 53 x 4,6 mm
ProntoSIL | A602K18APS050 | BISCHOFF ProntoSIL 300-5-C18 ace-EPS | C18 | 60 | 2 | 5 | 300 | L60 | fully | HPLC Column | SS | 60 x 2,0 mm
ProntoSIL | A603K18APS050 | BISCHOFF ProntoSIL 300-5-C18 ace-EPS | C18 | 60 | 3 | 5 | 300 | L60 | fully | HPLC Column | SS | 60 x 3,0 mm
ProntoSIL | A604K18APS050 | BISCHOFF ProntoSIL 300-5-C18 ace-EPS | C18 | 60 | 4 | 5 | 300 | L60 | fully | HPLC Column | SS | 60 x 4,0 mm
ProntoSIL | A646K18APS050 | BISCHOFF ProntoSIL 300-5-C18 ace-EPS | C18 | 60 | 4.6 | 5 | 300 | L60 | fully | HPLC Column | SS | 60 x 4,6 mm
ProntoSIL | 0702K18APS050 | BISCHOFF ProntoSIL 300-5-C18 ace-EPS | C18 | 75 | 2 | 5 | 300 | L60 | fully | HPLC Column | SS | 75 x 2,0 mm
ProntoSIL | 0703K18APS050 | BISCHOFF ProntoSIL 300-5-C18 ace-EPS | C18 | 75 | 3 | 5 | 300 | L60 | fully | HPLC Column | SS | 75 x 3,0 mm
ProntoSIL | 0704K18APS050 | BISCHOFF ProntoSIL 300-5-C18 ace-EPS | C18 | 75 | 4 | 5 | 300 | L60 | fully | HPLC Column | SS | 75 x 4,0 mm
ProntoSIL | 0746K18APS050 | BISCHOFF ProntoSIL 300-5-C18 ace-EPS | C18 | 75 | 4.6 | 5 | 300 | L60 | fully | HPLC Column | SS | 75 x 4,6 mm
ProntoSIL | 1002K18APS050 | BISCHOFF ProntoSIL 300-5-C18 ace-EPS | C18 | 100 | 2 | 5 | 300 | L60 | fully | HPLC Column | SS | 100 x 2,0 mm
ProntoSIL | 1003K18APS050 | BISCHOFF ProntoSIL 300-5-C18 ace-EPS | C18 | 100 | 3 | 5 | 300 | L60 | fully | HPLC Column | SS | 100 x 3,0 mm
ProntoSIL | 1004K18APS050 | BISCHOFF ProntoSIL 300-5-C18 ace-EPS | C18 | 100 | 4 | 5 | 300 | L60 | fully | HPLC Column | SS | 100 x 4,0 mm
ProntoSIL | 1046K18APS050 | BISCHOFF ProntoSIL 300-5-C18 ace-EPS | C18 | 100 | 4.6 | 5 | 300 | L60 | fully | HPLC Column | SS | 100 x 4,6 mm
ProntoSIL | 1202K18APS050 | BISCHOFF ProntoSIL 300-5-C18 ace-EPS | C18 | 125 | 2 | 5 | 300 | L60 | fully | HPLC Column | SS | 125 x 2,0 mm
ProntoSIL | 1203K18APS050 | BISCHOFF ProntoSIL 300-5-C18 ace-EPS | C18 | 125 | 3 | 5 | 300 | L60 | fully | HPLC Column | SS | 125 x 3,0 mm
ProntoSIL | 1204K18APS050 | BISCHOFF ProntoSIL 300-5-C18 ace-EPS | C18 | 125 | 4 | 5 | 300 | L60 | fully | HPLC Column | SS | 125 x 4,0 mm
ProntoSIL | 1246K18APS050 | BISCHOFF ProntoSIL 300-5-C18 ace-EPS | C18 | 125 | 4.6 | 5 | 300 | L60 | fully | HPLC Column | SS | 125 x 4,6 mm
ProntoSIL | 1502K18APS050 | BISCHOFF ProntoSIL 300-5-C18 ace-EPS | C18 | 150 | 2 | 5 | 300 | L60 | fully | HPLC Column | SS | 150 x 2,0 mm
ProntoSIL | 1503K18APS050 | BISCHOFF ProntoSIL 300-5-C18 ace-EPS | C18 | 150 | 3 | 5 | 300 | L60 | fully | HPLC Column | SS | 150 x 3,0 mm
ProntoSIL | 1504K18APS050 | BISCHOFF ProntoSIL 300-5-C18 ace-EPS | C18 | 150 | 4 | 5 | 300 | L60 | fully | HPLC Column | SS | 150 x 4,0 mm
ProntoSIL | 1546K18APS050 | BISCHOFF ProntoSIL 300-5-C18 ace-EPS | C18 | 150 | 4.6 | 5 | 300 | L60 | fully | HPLC Column | SS | 150 x 4,6 mm
ProntoSIL | 2002K18APS050 | BISCHOFF ProntoSIL 300-5-C18 ace-EPS | C18 | 200 | 2 | 5 | 300 | L60 | fully | HPLC Column | SS | 200 x 2,0 mm
ProntoSIL | 2003K18APS050 | BISCHOFF ProntoSIL 300-5-C18 ace-EPS | C18 | 200 | 3 | 5 | 300 | L60 | fully | HPLC Column | SS | 200 x 3,0 mm
ProntoSIL | 2004K18APS050 | BISCHOFF ProntoSIL 300-5-C18 ace-EPS | C18 | 200 | 4 | 5 | 300 | L60 | fully | HPLC Column | SS | 200 x 4,0 mm
ProntoSIL | 2046K18APS050 | BISCHOFF ProntoSIL 300-5-C18 ace-EPS | C18 | 200 | 4.6 | 5 | 300 | L60 | fully | HPLC Column | SS | 200 x 4,6 mm
ProntoSIL | 2502K18APS050 | BISCHOFF ProntoSIL 300-5-C18 ace-EPS | C18 | 250 | 2 | 5 | 300 | L60 | fully | HPLC Column | SS | 250 x 2,0 mm
ProntoSIL | 2503K18APS050 | BISCHOFF ProntoSIL 300-5-C18 ace-EPS | C18 | 250 | 3 | 5 | 300 | L60 | fully | HPLC Column | SS | 250 x 3,0 mm
ProntoSIL | 2504K18APS050 | BISCHOFF ProntoSIL 300-5-C18 ace-EPS | C18 | 250 | 4 | 5 | 300 | L60 | fully | HPLC Column | SS | 250 x 4,0 mm
ProntoSIL | 2546K18APS050 | BISCHOFF ProntoSIL 300-5-C18 ace-EPS | C18 | 250 | 4.6 | 5 | 300 | L60 | fully | HPLC Column | SS | 250 x 4,6 mm
ProntoSIL | 3002K18APS050 | BISCHOFF ProntoSIL 300-5-C18 ace-EPS | C18 | 300 | 2 | 5 | 300 | L60 | fully | HPLC Column | SS | 300 x 2,0 mm
ProntoSIL | 3003K18APS050 | BISCHOFF ProntoSIL 300-5-C18 ace-EPS | C18 | 300 | 3 | 5 | 300 | L60 | fully | HPLC Column | SS | 300 x 3,0 mm
ProntoSIL | 3004K18APS050 | BISCHOFF ProntoSIL 300-5-C18 ace-EPS | C18 | 300 | 4 | 5 | 300 | L60 | fully | HPLC Column | SS | 300 x 4,0 mm
ProntoSIL | 3046K18APS050 | BISCHOFF ProntoSIL 300-5-C18 ace-EPS | C18 | 300 | 4.6 | 5 | 300 | L60 | fully | HPLC Column | SS | 300 x 4,6 mm
ProntoSIL | 01P4K18APS050 | BISCHOFF ProntoSIL 300-5-C18 ace-EPS | C18 | 14 | 4 | 5 | 300 | L60 | fully | HPLC Column | PEEK | 14 x 4,0 mm
ProntoSIL | A2P4K18APS050 | BISCHOFF ProntoSIL 300-5-C18 ace-EPS | C18 | 20 | 4 | 5 | 300 | L60 | fully | HPLC Column | PEEK | 20 x 4,0 mm
ProntoSIL | 02P4K18APS050 | BISCHOFF ProntoSIL 300-5-C18 ace-EPS | C18 | 25 | 4 | 5 | 300 | L60 | fully | HPLC Column | PEEK | 25 x 4,0 mm
ProntoSIL | 03P4K18APS050 | BISCHOFF ProntoSIL 300-5-C18 ace-EPS | C18 | 30 | 4 | 5 | 300 | L60 | fully | HPLC Column | PEEK | 30 x 4,0 mm
ProntoSIL | 04P4K18APS050 | BISCHOFF ProntoSIL 300-5-C18 ace-EPS | C18 | 33 | 4 | 5 | 300 | L60 | fully | HPLC Column | PEEK | 33 x 4,0 mm
ProntoSIL | A4P4K18APS050 | BISCHOFF ProntoSIL 300-5-C18 ace-EPS | C18 | 40 | 4 | 5 | 300 | L60 | fully | HPLC Column | PEEK | 40 x 4,0 mm
ProntoSIL | 05P4K18APS050 | BISCHOFF ProntoSIL 300-5-C18 ace-EPS | C18 | 50 | 4 | 5 | 300 | L60 | fully | HPLC Column | PEEK | 50 x 4,0 mm
ProntoSIL | 06P4K18APS050 | BISCHOFF ProntoSIL 300-5-C18 ace-EPS | C18 | 53 | 4 | 5 | 300 | L60 | fully | HPLC Column | PEEK | 53 x 4,0 mm
ProntoSIL | A6P4K18APS050 | BISCHOFF ProntoSIL 300-5-C18 ace-EPS | C18 | 60 | 4 | 5 | 300 | L60 | fully | HPLC Column | PEEK | 60 x 4,0 mm
ProntoSIL | 07P4K18APS050 | BISCHOFF ProntoSIL 300-5-C18 ace-EPS | C18 | 75 | 4 | 5 | 300 | L60 | fully | HPLC Column | PEEK | 75 x 4,0 mm
ProntoSIL | 10P4K18APS050 | BISCHOFF ProntoSIL 300-5-C18 ace-EPS | C18 | 100 | 4 | 5 | 300 | L60 | fully | HPLC Column | PEEK | 100 x 4,0 mm
ProntoSIL | 12P4K18APS050 | BISCHOFF ProntoSIL 300-5-C18 ace-EPS | C18 | 125 | 4 | 5 | 300 | L60 | fully | HPLC Column | PEEK | 125 x 4,0 mm
ProntoSIL | 15P4K18APS050 | BISCHOFF ProntoSIL 300-5-C18 ace-EPS | C18 | 150 | 4 | 5 | 300 | L60 | fully | HPLC Column | PEEK | 150 x 4,0 mm
ProntoSIL | 20P4K18APS050 | BISCHOFF ProntoSIL 300-5-C18 ace-EPS | C18 | 200 | 4 | 5 | 300 | L60 | fully | HPLC Column | PEEK | 200 x 4,0 mm
ProntoSIL | 25P4K18APS050 | BISCHOFF ProntoSIL 300-5-C18 ace-EPS | C18 | 250 | 4 | 5 | 300 | L60 | fully | HPLC Column | PEEK | 250 x 4,0 mm
ProntoSIL | 30P4K18APS050 | BISCHOFF ProntoSIL 300-5-C18 ace-EPS | C18 | 300 | 4 | 5 | 300 | L60 | fully | HPLC Column | PEEK | 300 x 4,0 mm
ProntoSIL | 6305K18APS050 | BISCHOFF ProntoSIL 300-5-C18 ace-EPS | C18 | 5 | 4 | 5 | 300 | L60 | fully | Cartridges (5 pcs.) | SS | 5 x 4,0 mm
ProntoSIL | 6301K18APS050 | BISCHOFF ProntoSIL 300-5-C18 ace-EPS | C18 | 10 | 4 | 5 | 300 | L60 | fully | Cartridges (5 pcs.) | SS | 10 x 4,0 mm
ProntoSIL | 6302K18APS050 | BISCHOFF ProntoSIL 300-5-C18 ace-EPS | C18 | 20 | 4 | 5 | 300 | L60 | fully | Cartridges (5 pcs.) | SS | 20 x 4,0 mm
ProntoSIL | 63P1K18APS050 | BISCHOFF ProntoSIL 300-5-C18 ace-EPS | C18 | 10 | 4 | 5 | 300 | L60 | fully | Cartridges (5 pcs.) | PEEK | 10 x 4,0 mm
ProntoSIL | 63P2K18APS050 | BISCHOFF ProntoSIL 300-5-C18 ace-EPS | C18 | 20 | 4 | 5 | 300 | L60 | fully | Cartridges (5 pcs.) | PEEK | 20 x 4,0 mm
ProntoSIL | 6335K18APS050 | BISCHOFF ProntoSIL 300-5-C18 ace-EPS | C18 | 5 | 3 | 5 | 300 | L60 | fully | Cartridges (5 pcs.) | SS | 5 x 3,0 mm
ProntoSIL | 6331K18APS050 | BISCHOFF ProntoSIL 300-5-C18 ace-EPS | C18 | 10 | 3 | 5 | 300 | L60 | fully | Cartridges (5 pcs.) | SS | 10 x 3,0 mm
ProntoSIL | 6332K18APS050 | BISCHOFF ProntoSIL 300-5-C18 ace-EPS | C18 | 20 | 3 | 5 | 300 | L60 | fully | Cartridges (5 pcs.) | SS | 20 x 3,0 mm
ProntoSIL | 6325K18APS050 | BISCHOFF ProntoSIL 300-5-C18 ace-EPS | C18 | 5 | 2 | 5 | 300 | L60 | fully | Cartridges (5 pcs.) | SS | 5 x 2,0 mm
ProntoSIL | 6321K18APS050 | BISCHOFF ProntoSIL 300-5-C18 ace-EPS | C18 | 10 | 2 | 5 | 300 | L60 | fully | Cartridges (5 pcs.) | SS | 10 x 2,0 mm
ProntoSIL | 6322K18APS050 | BISCHOFF ProntoSIL 300-5-C18 ace-EPS | C18 | 20 | 2 | 5 | 300 | L60 | fully | Cartridges (5 pcs.) | SS | 20 x 2,0 mm
ProntoSIL | 0102K08APS030 | BISCHOFF ProntoSIL 300-3-C8 ace-EPS | C8 | 14 | 2 | 3 | 300 | L60 | fully | HPLC Column | SS | 14 x 2,0 mm
ProntoSIL | 0103K08APS030 | BISCHOFF ProntoSIL 300-3-C8 ace-EPS | C8 | 14 | 3 | 3 | 300 | L60 | fully | HPLC Column | SS | 14 x 3,0 mm
ProntoSIL | 0104K08APS030 | BISCHOFF ProntoSIL 300-3-C8 ace-EPS | C8 | 14 | 4 | 3 | 300 | L60 | fully | HPLC Column | SS | 14 x 4,0 mm
ProntoSIL | 0146K08APS030 | BISCHOFF ProntoSIL 300-3-C8 ace-EPS | C8 | 14 | 4.6 | 3 | 300 | L60 | fully | HPLC Column | SS | 14 x 4,6 mm
ProntoSIL | A202K08APS030 | BISCHOFF ProntoSIL 300-3-C8 ace-EPS | C8 | 20 | 2 | 3 | 300 | L60 | fully | HPLC Column | SS | 20 x 2,0 mm
ProntoSIL | A203K08APS030 | BISCHOFF ProntoSIL 300-3-C8 ace-EPS | C8 | 20 | 3 | 3 | 300 | L60 | fully | HPLC Column | SS | 20 x 3,0 mm
ProntoSIL | A204K08APS030 | BISCHOFF ProntoSIL 300-3-C8 ace-EPS | C8 | 20 | 4 | 3 | 300 | L60 | fully | HPLC Column | SS | 20 x 4,0 mm
ProntoSIL | A246K08APS030 | BISCHOFF ProntoSIL 300-3-C8 ace-EPS | C8 | 20 | 4.6 | 3 | 300 | L60 | fully | HPLC Column | SS | 20 x 4,6 mm
ProntoSIL | 0202K08APS030 | BISCHOFF ProntoSIL 300-3-C8 ace-EPS | C8 | 25 | 2 | 3 | 300 | L60 | fully | HPLC Column | SS | 25 x 2,0 mm
ProntoSIL | 0203K08APS030 | BISCHOFF ProntoSIL 300-3-C8 ace-EPS | C8 | 25 | 3 | 3 | 300 | L60 | fully | HPLC Column | SS | 25 x 3,0 mm
ProntoSIL | 0204K08APS030 | BISCHOFF ProntoSIL 300-3-C8 ace-EPS | C8 | 25 | 4 | 3 | 300 | L60 | fully | HPLC Column | SS | 25 x 4,0 mm
ProntoSIL | 0246K08APS030 | BISCHOFF ProntoSIL 300-3-C8 ace-EPS | C8 | 25 | 4.6 | 3 | 300 | L60 | fully | HPLC Column | SS | 25 x 4,6 mm
ProntoSIL | 0302K08APS030 | BISCHOFF ProntoSIL 300-3-C8 ace-EPS | C8 | 30 | 2 | 3 | 300 | L60 | fully | HPLC Column | SS | 30 x 2,0 mm
ProntoSIL | 0303K08APS030 | BISCHOFF ProntoSIL 300-3-C8 ace-EPS | C8 | 30 | 3 | 3 | 300 | L60 | fully | HPLC Column | SS | 30 x 3,0 mm
ProntoSIL | 0304K08APS030 | BISCHOFF ProntoSIL 300-3-C8 ace-EPS | C8 | 30 | 4 | 3 | 300 | L60 | fully | HPLC Column | SS | 30 x 4,0 mm
ProntoSIL | 0346K08APS030 | BISCHOFF ProntoSIL 300-3-C8 ace-EPS | C8 | 30 | 4.6 | 3 | 300 | L60 | fully | HPLC Column | SS | 30 x 4,6 mm
ProntoSIL | 0402K08APS030 | BISCHOFF ProntoSIL 300-3-C8 ace-EPS | C8 | 33 | 2 | 3 | 300 | L60 | fully | HPLC Column | SS | 33 x 2,0 mm
ProntoSIL | 0403K08APS030 | BISCHOFF ProntoSIL 300-3-C8 ace-EPS | C8 | 33 | 3 | 3 | 300 | L60 | fully | HPLC Column | SS | 33 x 3,0 mm
ProntoSIL | 0404K08APS030 | BISCHOFF ProntoSIL 300-3-C8 ace-EPS | C8 | 33 | 4 | 3 | 300 | L60 | fully | HPLC Column | SS | 33 x 4,0 mm
ProntoSIL | 0446K08APS030 | BISCHOFF ProntoSIL 300-3-C8 ace-EPS | C8 | 33 | 4.6 | 3 | 300 | L60 | fully | HPLC Column | SS | 33 x 4,6 mm
ProntoSIL | A402K08APS030 | BISCHOFF ProntoSIL 300-3-C8 ace-EPS | C8 | 40 | 2 | 3 | 300 | L60 | fully | HPLC Column | SS | 40 x 2,0 mm
ProntoSIL | A403K08APS030 | BISCHOFF ProntoSIL 300-3-C8 ace-EPS | C8 | 40 | 3 | 3 | 300 | L60 | fully | HPLC Column | SS | 40 x 3,0 mm
ProntoSIL | A404K08APS030 | BISCHOFF ProntoSIL 300-3-C8 ace-EPS | C8 | 40 | 4 | 3 | 300 | L60 | fully | HPLC Column | SS | 40 x 4,0 mm
ProntoSIL | A446K08APS030 | BISCHOFF ProntoSIL 300-3-C8 ace-EPS | C8 | 40 | 4.6 | 3 | 300 | L60 | fully | HPLC Column | SS | 40 x 4,6 mm
ProntoSIL | 0502K08APS030 | BISCHOFF ProntoSIL 300-3-C8 ace-EPS | C8 | 50 | 2 | 3 | 300 | L60 | fully | HPLC Column | SS | 50 x 2,0 mm
ProntoSIL | 0503K08APS030 | BISCHOFF ProntoSIL 300-3-C8 ace-EPS | C8 | 50 | 3 | 3 | 300 | L60 | fully | HPLC Column | SS | 50 x 3,0 mm
ProntoSIL | 0504K08APS030 | BISCHOFF ProntoSIL 300-3-C8 ace-EPS | C8 | 50 | 4 | 3 | 300 | L60 | fully | HPLC Column | SS | 50 x 4,0 mm
ProntoSIL | 0546K08APS030 | BISCHOFF ProntoSIL 300-3-C8 ace-EPS | C8 | 50 | 4.6 | 3 | 300 | L60 | fully | HPLC Column | SS | 50 x 4,6 mm
ProntoSIL | 0602K08APS030 | BISCHOFF ProntoSIL 300-3-C8 ace-EPS | C8 | 53 | 2 | 3 | 300 | L60 | fully | HPLC Column | SS | 53 x 2,0 mm
ProntoSIL | 0603K08APS030 | BISCHOFF ProntoSIL 300-3-C8 ace-EPS | C8 | 53 | 3 | 3 | 300 | L60 | fully | HPLC Column | SS | 53 x 3,0 mm
ProntoSIL | 0604K08APS030 | BISCHOFF ProntoSIL 300-3-C8 ace-EPS | C8 | 53 | 4 | 3 | 300 | L60 | fully | HPLC Column | SS | 53 x 4,0 mm
ProntoSIL | 0646K08APS030 | BISCHOFF ProntoSIL 300-3-C8 ace-EPS | C8 | 53 | 4.6 | 3 | 300 | L60 | fully | HPLC Column | SS | 53 x 4,6 mm
ProntoSIL | A602K08APS030 | BISCHOFF ProntoSIL 300-3-C8 ace-EPS | C8 | 60 | 2 | 3 | 300 | L60 | fully | HPLC Column | SS | 60 x 2,0 mm
ProntoSIL | A603K08APS030 | BISCHOFF ProntoSIL 300-3-C8 ace-EPS | C8 | 60 | 3 | 3 | 300 | L60 | fully | HPLC Column | SS | 60 x 3,0 mm
ProntoSIL | A604K08APS030 | BISCHOFF ProntoSIL 300-3-C8 ace-EPS | C8 | 60 | 4 | 3 | 300 | L60 | fully | HPLC Column | SS | 60 x 4,0 mm
ProntoSIL | A646K08APS030 | BISCHOFF ProntoSIL 300-3-C8 ace-EPS | C8 | 60 | 4.6 | 3 | 300 | L60 | fully | HPLC Column | SS | 60 x 4,6 mm
ProntoSIL | 0702K08APS030 | BISCHOFF ProntoSIL 300-3-C8 ace-EPS | C8 | 75 | 2 | 3 | 300 | L60 | fully | HPLC Column | SS | 75 x 2,0 mm
ProntoSIL | 0703K08APS030 | BISCHOFF ProntoSIL 300-3-C8 ace-EPS | C8 | 75 | 3 | 3 | 300 | L60 | fully | HPLC Column | SS | 75 x 3,0 mm
ProntoSIL | 0704K08APS030 | BISCHOFF ProntoSIL 300-3-C8 ace-EPS | C8 | 75 | 4 | 3 | 300 | L60 | fully | HPLC Column | SS | 75 x 4,0 mm
ProntoSIL | 0746K08APS030 | BISCHOFF ProntoSIL 300-3-C8 ace-EPS | C8 | 75 | 4.6 | 3 | 300 | L60 | fully | HPLC Column | SS | 75 x 4,6 mm
ProntoSIL | 1002K08APS030 | BISCHOFF ProntoSIL 300-3-C8 ace-EPS | C8 | 100 | 2 | 3 | 300 | L60 | fully | HPLC Column | SS | 100 x 2,0 mm
ProntoSIL | 1003K08APS030 | BISCHOFF ProntoSIL 300-3-C8 ace-EPS | C8 | 100 | 3 | 3 | 300 | L60 | fully | HPLC Column | SS | 100 x 3,0 mm
ProntoSIL | 1004K08APS030 | BISCHOFF ProntoSIL 300-3-C8 ace-EPS | C8 | 100 | 4 | 3 | 300 | L60 | fully | HPLC Column | SS | 100 x 4,0 mm
ProntoSIL | 1046K08APS030 | BISCHOFF ProntoSIL 300-3-C8 ace-EPS | C8 | 100 | 4.6 | 3 | 300 | L60 | fully | HPLC Column | SS | 100 x 4,6 mm
ProntoSIL | 1202K08APS030 | BISCHOFF ProntoSIL 300-3-C8 ace-EPS | C8 | 125 | 2 | 3 | 300 | L60 | fully | HPLC Column | SS | 125 x 2,0 mm
ProntoSIL | 1203K08APS030 | BISCHOFF ProntoSIL 300-3-C8 ace-EPS | C8 | 125 | 3 | 3 | 300 | L60 | fully | HPLC Column | SS | 125 x 3,0 mm
ProntoSIL | 1204K08APS030 | BISCHOFF ProntoSIL 300-3-C8 ace-EPS | C8 | 125 | 4 | 3 | 300 | L60 | fully | HPLC Column | SS | 125 x 4,0 mm
ProntoSIL | 1246K08APS030 | BISCHOFF ProntoSIL 300-3-C8 ace-EPS | C8 | 125 | 4.6 | 3 | 300 | L60 | fully | HPLC Column | SS | 125 x 4,6 mm
ProntoSIL | 1502K08APS030 | BISCHOFF ProntoSIL 300-3-C8 ace-EPS | C8 | 150 | 2 | 3 | 300 | L60 | fully | HPLC Column | SS | 150 x 2,0 mm
ProntoSIL | 1503K08APS030 | BISCHOFF ProntoSIL 300-3-C8 ace-EPS | C8 | 150 | 3 | 3 | 300 | L60 | fully | HPLC Column | SS | 150 x 3,0 mm
ProntoSIL | 1504K08APS030 | BISCHOFF ProntoSIL 300-3-C8 ace-EPS | C8 | 150 | 4 | 3 | 300 | L60 | fully | HPLC Column | SS | 150 x 4,0 mm
ProntoSIL | 1546K08APS030 | BISCHOFF ProntoSIL 300-3-C8 ace-EPS | C8 | 150 | 4.6 | 3 | 300 | L60 | fully | HPLC Column | SS | 150 x 4,6 mm
ProntoSIL | 2002K08APS030 | BISCHOFF ProntoSIL 300-3-C8 ace-EPS | C8 | 200 | 2 | 3 | 300 | L60 | fully | HPLC Column | SS | 200 x 2,0 mm
ProntoSIL | 2003K08APS030 | BISCHOFF ProntoSIL 300-3-C8 ace-EPS | C8 | 200 | 3 | 3 | 300 | L60 | fully | HPLC Column | SS | 200 x 3,0 mm
ProntoSIL | 2004K08APS030 | BISCHOFF ProntoSIL 300-3-C8 ace-EPS | C8 | 200 | 4 | 3 | 300 | L60 | fully | HPLC Column | SS | 200 x 4,0 mm
ProntoSIL | 2046K08APS030 | BISCHOFF ProntoSIL 300-3-C8 ace-EPS | C8 | 200 | 4.6 | 3 | 300 | L60 | fully | HPLC Column | SS | 200 x 4,6 mm
ProntoSIL | 2502K08APS030 | BISCHOFF ProntoSIL 300-3-C8 ace-EPS | C8 | 250 | 2 | 3 | 300 | L60 | fully | HPLC Column | SS | 250 x 2,0 mm
ProntoSIL | 2503K08APS030 | BISCHOFF ProntoSIL 300-3-C8 ace-EPS | C8 | 250 | 3 | 3 | 300 | L60 | fully | HPLC Column | SS | 250 x 3,0 mm
ProntoSIL | 2504K08APS030 | BISCHOFF ProntoSIL 300-3-C8 ace-EPS | C8 | 250 | 4 | 3 | 300 | L60 | fully | HPLC Column | SS | 250 x 4,0 mm
ProntoSIL | 2546K08APS030 | BISCHOFF ProntoSIL 300-3-C8 ace-EPS | C8 | 250 | 4.6 | 3 | 300 | L60 | fully | HPLC Column | SS | 250 x 4,6 mm
ProntoSIL | 3002K08APS030 | BISCHOFF ProntoSIL 300-3-C8 ace-EPS | C8 | 300 | 2 | 3 | 300 | L60 | fully | HPLC Column | SS | 300 x 2,0 mm
ProntoSIL | 3003K08APS030 | BISCHOFF ProntoSIL 300-3-C8 ace-EPS | C8 | 300 | 3 | 3 | 300 | L60 | fully | HPLC Column | SS | 300 x 3,0 mm
ProntoSIL | 3004K08APS030 | BISCHOFF ProntoSIL 300-3-C8 ace-EPS | C8 | 300 | 4 | 3 | 300 | L60 | fully | HPLC Column | SS | 300 x 4,0 mm
ProntoSIL | 3046K08APS030 | BISCHOFF ProntoSIL 300-3-C8 ace-EPS | C8 | 300 | 4.6 | 3 | 300 | L60 | fully | HPLC Column | SS | 300 x 4,6 mm
ProntoSIL | 01P4K08APS030 | BISCHOFF ProntoSIL 300-3-C8 ace-EPS | C8 | 14 | 4 | 3 | 300 | L60 | fully | HPLC Column | PEEK | 14 x 4,0 mm
ProntoSIL | A2P4K08APS030 | BISCHOFF ProntoSIL 300-3-C8 ace-EPS | C8 | 20 | 4 | 3 | 300 | L60 | fully | HPLC Column | PEEK | 20 x 4,0 mm
ProntoSIL | 02P4K08APS030 | BISCHOFF ProntoSIL 300-3-C8 ace-EPS | C8 | 25 | 4 | 3 | 300 | L60 | fully | HPLC Column | PEEK | 25 x 4,0 mm
ProntoSIL | 03P4K08APS030 | BISCHOFF ProntoSIL 300-3-C8 ace-EPS | C8 | 30 | 4 | 3 | 300 | L60 | fully | HPLC Column | PEEK | 30 x 4,0 mm
ProntoSIL | 04P4K08APS030 | BISCHOFF ProntoSIL 300-3-C8 ace-EPS | C8 | 33 | 4 | 3 | 300 | L60 | fully | HPLC Column | PEEK | 33 x 4,0 mm
ProntoSIL | A4P4K08APS030 | BISCHOFF ProntoSIL 300-3-C8 ace-EPS | C8 | 40 | 4 | 3 | 300 | L60 | fully | HPLC Column | PEEK | 40 x 4,0 mm
ProntoSIL | 05P4K08APS030 | BISCHOFF ProntoSIL 300-3-C8 ace-EPS | C8 | 50 | 4 | 3 | 300 | L60 | fully | HPLC Column | PEEK | 50 x 4,0 mm
ProntoSIL | 06P4K08APS030 | BISCHOFF ProntoSIL 300-3-C8 ace-EPS | C8 | 53 | 4 | 3 | 300 | L60 | fully | HPLC Column | PEEK | 53 x 4,0 mm
ProntoSIL | A6P4K08APS030 | BISCHOFF ProntoSIL 300-3-C8 ace-EPS | C8 | 60 | 4 | 3 | 300 | L60 | fully | HPLC Column | PEEK | 60 x 4,0 mm
ProntoSIL | 07P4K08APS030 | BISCHOFF ProntoSIL 300-3-C8 ace-EPS | C8 | 75 | 4 | 3 | 300 | L60 | fully | HPLC Column | PEEK | 75 x 4,0 mm
ProntoSIL | 10P4K08APS030 | BISCHOFF ProntoSIL 300-3-C8 ace-EPS | C8 | 100 | 4 | 3 | 300 | L60 | fully | HPLC Column | PEEK | 100 x 4,0 mm
ProntoSIL | 12P4K08APS030 | BISCHOFF ProntoSIL 300-3-C8 ace-EPS | C8 | 125 | 4 | 3 | 300 | L60 | fully | HPLC Column | PEEK | 125 x 4,0 mm
ProntoSIL | 15P4K08APS030 | BISCHOFF ProntoSIL 300-3-C8 ace-EPS | C8 | 150 | 4 | 3 | 300 | L60 | fully | HPLC Column | PEEK | 150 x 4,0 mm
ProntoSIL | 20P4K08APS030 | BISCHOFF ProntoSIL 300-3-C8 ace-EPS | C8 | 200 | 4 | 3 | 300 | L60 | fully | HPLC Column | PEEK | 200 x 4,0 mm
ProntoSIL | 25P4K08APS030 | BISCHOFF ProntoSIL 300-3-C8 ace-EPS | C8 | 250 | 4 | 3 | 300 | L60 | fully | HPLC Column | PEEK | 250 x 4,0 mm
ProntoSIL | 30P4K08APS030 | BISCHOFF ProntoSIL 300-3-C8 ace-EPS | C8 | 300 | 4 | 3 | 300 | L60 | fully | HPLC Column | PEEK | 300 x 4,0 mm
ProntoSIL | 6305K08APS030 | BISCHOFF ProntoSIL 300-3-C8 ace-EPS | C8 | 5 | 4 | 3 | 300 | L60 | fully | Cartridges (5 pcs.) | SS | 5 x 4,0 mm
ProntoSIL | 6301K08APS030 | BISCHOFF ProntoSIL 300-3-C8 ace-EPS | C8 | 10 | 4 | 3 | 300 | L60 | fully | Cartridges (5 pcs.) | SS | 10 x 4,0 mm
ProntoSIL | 6302K08APS030 | BISCHOFF ProntoSIL 300-3-C8 ace-EPS | C8 | 20 | 4 | 3 | 300 | L60 | fully | Cartridges (5 pcs.) | SS | 20 x 4,0 mm
ProntoSIL | 63P1K08APS030 | BISCHOFF ProntoSIL 300-3-C8 ace-EPS | C8 | 10 | 4 | 3 | 300 | L60 | fully | Cartridges (5 pcs.) | PEEK | 10 x 4,0 mm
ProntoSIL | 63P2K08APS030 | BISCHOFF ProntoSIL 300-3-C8 ace-EPS | C8 | 20 | 4 | 3 | 300 | L60 | fully | Cartridges (5 pcs.) | PEEK | 20 x 4,0 mm
ProntoSIL | 6335K08APS030 | BISCHOFF ProntoSIL 300-3-C8 ace-EPS | C8 | 5 | 3 | 3 | 300 | L60 | fully | Cartridges (5 pcs.) | SS | 5 x 3,0 mm
ProntoSIL | 6331K08APS030 | BISCHOFF ProntoSIL 300-3-C8 ace-EPS | C8 | 10 | 3 | 3 | 300 | L60 | fully | Cartridges (5 pcs.) | SS | 10 x 3,0 mm
ProntoSIL | 6332K08APS030 | BISCHOFF ProntoSIL 300-3-C8 ace-EPS | C8 | 20 | 3 | 3 | 300 | L60 | fully | Cartridges (5 pcs.) | SS | 20 x 3,0 mm
ProntoSIL | 6325K08APS030 | BISCHOFF ProntoSIL 300-3-C8 ace-EPS | C8 | 5 | 2 | 3 | 300 | L60 | fully | Cartridges (5 pcs.) | SS | 5 x 2,0 mm
ProntoSIL | 6321K08APS030 | BISCHOFF ProntoSIL 300-3-C8 ace-EPS | C8 | 10 | 2 | 3 | 300 | L60 | fully | Cartridges (5 pcs.) | SS | 10 x 2,0 mm
ProntoSIL | 6322K08APS030 | BISCHOFF ProntoSIL 300-3-C8 ace-EPS | C8 | 20 | 2 | 3 | 300 | L60 | fully | Cartridges (5 pcs.) | SS | 20 x 2,0 mm
ProntoSIL | 0102K08APS050 | BISCHOFF ProntoSIL 300-5-C8 ace-EPS | C8 | 14 | 2 | 5 | 300 | L60 | fully | HPLC Column | SS | 14 x 2,0 mm
ProntoSIL | 0103K08APS050 | BISCHOFF ProntoSIL 300-5-C8 ace-EPS | C8 | 14 | 3 | 5 | 300 | L60 | fully | HPLC Column | SS | 14 x 3,0 mm
ProntoSIL | 0104K08APS050 | BISCHOFF ProntoSIL 300-5-C8 ace-EPS | C8 | 14 | 4 | 5 | 300 | L60 | fully | HPLC Column | SS | 14 x 4,0 mm
ProntoSIL | 0146K08APS050 | BISCHOFF ProntoSIL 300-5-C8 ace-EPS | C8 | 14 | 4.6 | 5 | 300 | L60 | fully | HPLC Column | SS | 14 x 4,6 mm
ProntoSIL | A202K08APS050 | BISCHOFF ProntoSIL 300-5-C8 ace-EPS | C8 | 20 | 2 | 5 | 300 | L60 | fully | HPLC Column | SS | 20 x 2,0 mm
ProntoSIL | A203K08APS050 | BISCHOFF ProntoSIL 300-5-C8 ace-EPS | C8 | 20 | 3 | 5 | 300 | L60 | fully | HPLC Column | SS | 20 x 3,0 mm
ProntoSIL | A204K08APS050 | BISCHOFF ProntoSIL 300-5-C8 ace-EPS | C8 | 20 | 4 | 5 | 300 | L60 | fully | HPLC Column | SS | 20 x 4,0 mm
ProntoSIL | A246K08APS050 | BISCHOFF ProntoSIL 300-5-C8 ace-EPS | C8 | 20 | 4.6 | 5 | 300 | L60 | fully | HPLC Column | SS | 20 x 4,6 mm
ProntoSIL | 0202K08APS050 | BISCHOFF ProntoSIL 300-5-C8 ace-EPS | C8 | 25 | 2 | 5 | 300 | L60 | fully | HPLC Column | SS | 25 x 2,0 mm
ProntoSIL | 0203K08APS050 | BISCHOFF ProntoSIL 300-5-C8 ace-EPS | C8 | 25 | 3 | 5 | 300 | L60 | fully | HPLC Column | SS | 25 x 3,0 mm
ProntoSIL | 0204K08APS050 | BISCHOFF ProntoSIL 300-5-C8 ace-EPS | C8 | 25 | 4 | 5 | 300 | L60 | fully | HPLC Column | SS | 25 x 4,0 mm
ProntoSIL | 0246K08APS050 | BISCHOFF ProntoSIL 300-5-C8 ace-EPS | C8 | 25 | 4.6 | 5 | 300 | L60 | fully | HPLC Column | SS | 25 x 4,6 mm
ProntoSIL | 0302K08APS050 | BISCHOFF ProntoSIL 300-5-C8 ace-EPS | C8 | 30 | 2 | 5 | 300 | L60 | fully | HPLC Column | SS | 30 x 2,0 mm
ProntoSIL | 0303K08APS050 | BISCHOFF ProntoSIL 300-5-C8 ace-EPS | C8 | 30 | 3 | 5 | 300 | L60 | fully | HPLC Column | SS | 30 x 3,0 mm
ProntoSIL | 0304K08APS050 | BISCHOFF ProntoSIL 300-5-C8 ace-EPS | C8 | 30 | 4 | 5 | 300 | L60 | fully | HPLC Column | SS | 30 x 4,0 mm
ProntoSIL | 0346K08APS050 | BISCHOFF ProntoSIL 300-5-C8 ace-EPS | C8 | 30 | 4.6 | 5 | 300 | L60 | fully | HPLC Column | SS | 30 x 4,6 mm
ProntoSIL | 0402K08APS050 | BISCHOFF ProntoSIL 300-5-C8 ace-EPS | C8 | 33 | 2 | 5 | 300 | L60 | fully | HPLC Column | SS | 33 x 2,0 mm
ProntoSIL | 0403K08APS050 | BISCHOFF ProntoSIL 300-5-C8 ace-EPS | C8 | 33 | 3 | 5 | 300 | L60 | fully | HPLC Column | SS | 33 x 3,0 mm
ProntoSIL | 0404K08APS050 | BISCHOFF ProntoSIL 300-5-C8 ace-EPS | C8 | 33 | 4 | 5 | 300 | L60 | fully | HPLC Column | SS | 33 x 4,0 mm
ProntoSIL | 0446K08APS050 | BISCHOFF ProntoSIL 300-5-C8 ace-EPS | C8 | 33 | 4.6 | 5 | 300 | L60 | fully | HPLC Column | SS | 33 x 4,6 mm
ProntoSIL | A402K08APS050 | BISCHOFF ProntoSIL 300-5-C8 ace-EPS | C8 | 40 | 2 | 5 | 300 | L60 | fully | HPLC Column | SS | 40 x 2,0 mm
ProntoSIL | A403K08APS050 | BISCHOFF ProntoSIL 300-5-C8 ace-EPS | C8 | 40 | 3 | 5 | 300 | L60 | fully | HPLC Column | SS | 40 x 3,0 mm
ProntoSIL | A404K08APS050 | BISCHOFF ProntoSIL 300-5-C8 ace-EPS | C8 | 40 | 4 | 5 | 300 | L60 | fully | HPLC Column | SS | 40 x 4,0 mm
ProntoSIL | A446K08APS050 | BISCHOFF ProntoSIL 300-5-C8 ace-EPS | C8 | 40 | 4.6 | 5 | 300 | L60 | fully | HPLC Column | SS | 40 x 4,6 mm
ProntoSIL | 0502K08APS050 | BISCHOFF ProntoSIL 300-5-C8 ace-EPS | C8 | 50 | 2 | 5 | 300 | L60 | fully | HPLC Column | SS | 50 x 2,0 mm
ProntoSIL | 0503K08APS050 | BISCHOFF ProntoSIL 300-5-C8 ace-EPS | C8 | 50 | 3 | 5 | 300 | L60 | fully | HPLC Column | SS | 50 x 3,0 mm
ProntoSIL | 0504K08APS050 | BISCHOFF ProntoSIL 300-5-C8 ace-EPS | C8 | 50 | 4 | 5 | 300 | L60 | fully | HPLC Column | SS | 50 x 4,0 mm
ProntoSIL | 0546K08APS050 | BISCHOFF ProntoSIL 300-5-C8 ace-EPS | C8 | 50 | 4.6 | 5 | 300 | L60 | fully | HPLC Column | SS | 50 x 4,6 mm
ProntoSIL | 0602K08APS050 | BISCHOFF ProntoSIL 300-5-C8 ace-EPS | C8 | 53 | 2 | 5 | 300 | L60 | fully | HPLC Column | SS | 53 x 2,0 mm
ProntoSIL | 0603K08APS050 | BISCHOFF ProntoSIL 300-5-C8 ace-EPS | C8 | 53 | 3 | 5 | 300 | L60 | fully | HPLC Column | SS | 53 x 3,0 mm
ProntoSIL | 0604K08APS050 | BISCHOFF ProntoSIL 300-5-C8 ace-EPS | C8 | 53 | 4 | 5 | 300 | L60 | fully | HPLC Column | SS | 53 x 4,0 mm
ProntoSIL | 0646K08APS050 | BISCHOFF ProntoSIL 300-5-C8 ace-EPS | C8 | 53 | 4.6 | 5 | 300 | L60 | fully | HPLC Column | SS | 53 x 4,6 mm
ProntoSIL | A602K08APS050 | BISCHOFF ProntoSIL 300-5-C8 ace-EPS | C8 | 60 | 2 | 5 | 300 | L60 | fully | HPLC Column | SS | 60 x 2,0 mm
ProntoSIL | A603K08APS050 | BISCHOFF ProntoSIL 300-5-C8 ace-EPS | C8 | 60 | 3 | 5 | 300 | L60 | fully | HPLC Column | SS | 60 x 3,0 mm
ProntoSIL | A604K08APS050 | BISCHOFF ProntoSIL 300-5-C8 ace-EPS | C8 | 60 | 4 | 5 | 300 | L60 | fully | HPLC Column | SS | 60 x 4,0 mm
ProntoSIL | A646K08APS050 | BISCHOFF ProntoSIL 300-5-C8 ace-EPS | C8 | 60 | 4.6 | 5 | 300 | L60 | fully | HPLC Column | SS | 60 x 4,6 mm
ProntoSIL | 0702K08APS050 | BISCHOFF ProntoSIL 300-5-C8 ace-EPS | C8 | 75 | 2 | 5 | 300 | L60 | fully | HPLC Column | SS | 75 x 2,0 mm
ProntoSIL | 0703K08APS050 | BISCHOFF ProntoSIL 300-5-C8 ace-EPS | C8 | 75 | 3 | 5 | 300 | L60 | fully | HPLC Column | SS | 75 x 3,0 mm
ProntoSIL | 0704K08APS050 | BISCHOFF ProntoSIL 300-5-C8 ace-EPS | C8 | 75 | 4 | 5 | 300 | L60 | fully | HPLC Column | SS | 75 x 4,0 mm
ProntoSIL | 0746K08APS050 | BISCHOFF ProntoSIL 300-5-C8 ace-EPS | C8 | 75 | 4.6 | 5 | 300 | L60 | fully | HPLC Column | SS | 75 x 4,6 mm
ProntoSIL | 1002K08APS050 | BISCHOFF ProntoSIL 300-5-C8 ace-EPS | C8 | 100 | 2 | 5 | 300 | L60 | fully | HPLC Column | SS | 100 x 2,0 mm
ProntoSIL | 1003K08APS050 | BISCHOFF ProntoSIL 300-5-C8 ace-EPS | C8 | 100 | 3 | 5 | 300 | L60 | fully | HPLC Column | SS | 100 x 3,0 mm
ProntoSIL | 1004K08APS050 | BISCHOFF ProntoSIL 300-5-C8 ace-EPS | C8 | 100 | 4 | 5 | 300 | L60 | fully | HPLC Column | SS | 100 x 4,0 mm
ProntoSIL | 1046K08APS050 | BISCHOFF ProntoSIL 300-5-C8 ace-EPS | C8 | 100 | 4.6 | 5 | 300 | L60 | fully | HPLC Column | SS | 100 x 4,6 mm
ProntoSIL | 1202K08APS050 | BISCHOFF ProntoSIL 300-5-C8 ace-EPS | C8 | 125 | 2 | 5 | 300 | L60 | fully | HPLC Column | SS | 125 x 2,0 mm
ProntoSIL | 1203K08APS050 | BISCHOFF ProntoSIL 300-5-C8 ace-EPS | C8 | 125 | 3 | 5 | 300 | L60 | fully | HPLC Column | SS | 125 x 3,0 mm
ProntoSIL | 1204K08APS050 | BISCHOFF ProntoSIL 300-5-C8 ace-EPS | C8 | 125 | 4 | 5 | 300 | L60 | fully | HPLC Column | SS | 125 x 4,0 mm
ProntoSIL | 1246K08APS050 | BISCHOFF ProntoSIL 300-5-C8 ace-EPS | C8 | 125 | 4.6 | 5 | 300 | L60 | fully | HPLC Column | SS | 125 x 4,6 mm
ProntoSIL | 1502K08APS050 | BISCHOFF ProntoSIL 300-5-C8 ace-EPS | C8 | 150 | 2 | 5 | 300 | L60 | fully | HPLC Column | SS | 150 x 2,0 mm
ProntoSIL | 1503K08APS050 | BISCHOFF ProntoSIL 300-5-C8 ace-EPS | C8 | 150 | 3 | 5 | 300 | L60 | fully | HPLC Column | SS | 150 x 3,0 mm
ProntoSIL | 1504K08APS050 | BISCHOFF ProntoSIL 300-5-C8 ace-EPS | C8 | 150 | 4 | 5 | 300 | L60 | fully | HPLC Column | SS | 150 x 4,0 mm
ProntoSIL | 1546K08APS050 | BISCHOFF ProntoSIL 300-5-C8 ace-EPS | C8 | 150 | 4.6 | 5 | 300 | L60 | fully | HPLC Column | SS | 150 x 4,6 mm
ProntoSIL | 2002K08APS050 | BISCHOFF ProntoSIL 300-5-C8 ace-EPS | C8 | 200 | 2 | 5 | 300 | L60 | fully | HPLC Column | SS | 200 x 2,0 mm
ProntoSIL | 2003K08APS050 | BISCHOFF ProntoSIL 300-5-C8 ace-EPS | C8 | 200 | 3 | 5 | 300 | L60 | fully | HPLC Column | SS | 200 x 3,0 mm
ProntoSIL | 2004K08APS050 | BISCHOFF ProntoSIL 300-5-C8 ace-EPS | C8 | 200 | 4 | 5 | 300 | L60 | fully | HPLC Column | SS | 200 x 4,0 mm
ProntoSIL | 2046K08APS050 | BISCHOFF ProntoSIL 300-5-C8 ace-EPS | C8 | 200 | 4.6 | 5 | 300 | L60 | fully | HPLC Column | SS | 200 x 4,6 mm
ProntoSIL | 2502K08APS050 | BISCHOFF ProntoSIL 300-5-C8 ace-EPS | C8 | 250 | 2 | 5 | 300 | L60 | fully | HPLC Column | SS | 250 x 2,0 mm
ProntoSIL | 2503K08APS050 | BISCHOFF ProntoSIL 300-5-C8 ace-EPS | C8 | 250 | 3 | 5 | 300 | L60 | fully | HPLC Column | SS | 250 x 3,0 mm
ProntoSIL | 2504K08APS050 | BISCHOFF ProntoSIL 300-5-C8 ace-EPS | C8 | 250 | 4 | 5 | 300 | L60 | fully | HPLC Column | SS | 250 x 4,0 mm
ProntoSIL | 2546K08APS050 | BISCHOFF ProntoSIL 300-5-C8 ace-EPS | C8 | 250 | 4.6 | 5 | 300 | L60 | fully | HPLC Column | SS | 250 x 4,6 mm
ProntoSIL | 3002K08APS050 | BISCHOFF ProntoSIL 300-5-C8 ace-EPS | C8 | 300 | 2 | 5 | 300 | L60 | fully | HPLC Column | SS | 300 x 2,0 mm
ProntoSIL | 3003K08APS050 | BISCHOFF ProntoSIL 300-5-C8 ace-EPS | C8 | 300 | 3 | 5 | 300 | L60 | fully | HPLC Column | SS | 300 x 3,0 mm
ProntoSIL | 3004K08APS050 | BISCHOFF ProntoSIL 300-5-C8 ace-EPS | C8 | 300 | 4 | 5 | 300 | L60 | fully | HPLC Column | SS | 300 x 4,0 mm
ProntoSIL | 3046K08APS050 | BISCHOFF ProntoSIL 300-5-C8 ace-EPS | C8 | 300 | 4.6 | 5 | 300 | L60 | fully | HPLC Column | SS | 300 x 4,6 mm
ProntoSIL | 01P4K08APS050 | BISCHOFF ProntoSIL 300-5-C8 ace-EPS | C8 | 14 | 4 | 5 | 300 | L60 | fully | HPLC Column | PEEK | 14 x 4,0 mm
ProntoSIL | A2P4K08APS050 | BISCHOFF ProntoSIL 300-5-C8 ace-EPS | C8 | 20 | 4 | 5 | 300 | L60 | fully | HPLC Column | PEEK | 20 x 4,0 mm
ProntoSIL | 02P4K08APS050 | BISCHOFF ProntoSIL 300-5-C8 ace-EPS | C8 | 25 | 4 | 5 | 300 | L60 | fully | HPLC Column | PEEK | 25 x 4,0 mm
ProntoSIL | 03P4K08APS050 | BISCHOFF ProntoSIL 300-5-C8 ace-EPS | C8 | 30 | 4 | 5 | 300 | L60 | fully | HPLC Column | PEEK | 30 x 4,0 mm
ProntoSIL | 04P4K08APS050 | BISCHOFF ProntoSIL 300-5-C8 ace-EPS | C8 | 33 | 4 | 5 | 300 | L60 | fully | HPLC Column | PEEK | 33 x 4,0 mm
ProntoSIL | A4P4K08APS050 | BISCHOFF ProntoSIL 300-5-C8 ace-EPS | C8 | 40 | 4 | 5 | 300 | L60 | fully | HPLC Column | PEEK | 40 x 4,0 mm
ProntoSIL | 05P4K08APS050 | BISCHOFF ProntoSIL 300-5-C8 ace-EPS | C8 | 50 | 4 | 5 | 300 | L60 | fully | HPLC Column | PEEK | 50 x 4,0 mm
ProntoSIL | 06P4K08APS050 | BISCHOFF ProntoSIL 300-5-C8 ace-EPS | C8 | 53 | 4 | 5 | 300 | L60 | fully | HPLC Column | PEEK | 53 x 4,0 mm
ProntoSIL | A6P4K08APS050 | BISCHOFF ProntoSIL 300-5-C8 ace-EPS | C8 | 60 | 4 | 5 | 300 | L60 | fully | HPLC Column | PEEK | 60 x 4,0 mm
ProntoSIL | 07P4K08APS050 | BISCHOFF ProntoSIL 300-5-C8 ace-EPS | C8 | 75 | 4 | 5 | 300 | L60 | fully | HPLC Column | PEEK | 75 x 4,0 mm
ProntoSIL | 10P4K08APS050 | BISCHOFF ProntoSIL 300-5-C8 ace-EPS | C8 | 100 | 4 | 5 | 300 | L60 | fully | HPLC Column | PEEK | 100 x 4,0 mm
ProntoSIL | 12P4K08APS050 | BISCHOFF ProntoSIL 300-5-C8 ace-EPS | C8 | 125 | 4 | 5 | 300 | L60 | fully | HPLC Column | PEEK | 125 x 4,0 mm
ProntoSIL | 15P4K08APS050 | BISCHOFF ProntoSIL 300-5-C8 ace-EPS | C8 | 150 | 4 | 5 | 300 | L60 | fully | HPLC Column | PEEK | 150 x 4,0 mm
ProntoSIL | 20P4K08APS050 | BISCHOFF ProntoSIL 300-5-C8 ace-EPS | C8 | 200 | 4 | 5 | 300 | L60 | fully | HPLC Column | PEEK | 200 x 4,0 mm
ProntoSIL | 25P4K08APS050 | BISCHOFF ProntoSIL 300-5-C8 ace-EPS | C8 | 250 | 4 | 5 | 300 | L60 | fully | HPLC Column | PEEK | 250 x 4,0 mm
ProntoSIL | 30P4K08APS050 | BISCHOFF ProntoSIL 300-5-C8 ace-EPS | C8 | 300 | 4 | 5 | 300 | L60 | fully | HPLC Column | PEEK | 300 x 4,0 mm
ProntoSIL | 6305K08APS050 | BISCHOFF ProntoSIL 300-5-C8 ace-EPS | C8 | 5 | 4 | 5 | 300 | L60 | fully | Cartridges (5 pcs.) | SS | 5 x 4,0 mm
ProntoSIL | 6301K08APS050 | BISCHOFF ProntoSIL 300-5-C8 ace-EPS | C8 | 10 | 4 | 5 | 300 | L60 | fully | Cartridges (5 pcs.) | SS | 10 x 4,0 mm
ProntoSIL | 6302K08APS050 | BISCHOFF ProntoSIL 300-5-C8 ace-EPS | C8 | 20 | 4 | 5 | 300 | L60 | fully | Cartridges (5 pcs.) | SS | 20 x 4,0 mm
ProntoSIL | 63P1K08APS050 | BISCHOFF ProntoSIL 300-5-C8 ace-EPS | C8 | 10 | 4 | 5 | 300 | L60 | fully | Cartridges (5 pcs.) | PEEK | 10 x 4,0 mm
ProntoSIL | 63P2K08APS050 | BISCHOFF ProntoSIL 300-5-C8 ace-EPS | C8 | 20 | 4 | 5 | 300 | L60 | fully | Cartridges (5 pcs.) | PEEK | 20 x 4,0 mm
ProntoSIL | 6335K08APS050 | BISCHOFF ProntoSIL 300-5-C8 ace-EPS | C8 | 5 | 3 | 5 | 300 | L60 | fully | Cartridges (5 pcs.) | SS | 5 x 3,0 mm
ProntoSIL | 6331K08APS050 | BISCHOFF ProntoSIL 300-5-C8 ace-EPS | C8 | 10 | 3 | 5 | 300 | L60 | fully | Cartridges (5 pcs.) | SS | 10 x 3,0 mm
ProntoSIL | 6332K08APS050 | BISCHOFF ProntoSIL 300-5-C8 ace-EPS | C8 | 20 | 3 | 5 | 300 | L60 | fully | Cartridges (5 pcs.) | SS | 20 x 3,0 mm
ProntoSIL | 6325K08APS050 | BISCHOFF ProntoSIL 300-5-C8 ace-EPS | C8 | 5 | 2 | 5 | 300 | L60 | fully | Cartridges (5 pcs.) | SS | 5 x 2,0 mm
ProntoSIL | 6321K08APS050 | BISCHOFF ProntoSIL 300-5-C8 ace-EPS | C8 | 10 | 2 | 5 | 300 | L60 | fully | Cartridges (5 pcs.) | SS | 10 x 2,0 mm
ProntoSIL | 6322K08APS050 | BISCHOFF ProntoSIL 300-5-C8 ace-EPS | C8 | 20 | 2 | 5 | 300 | L60 | fully | Cartridges (5 pcs.) | SS | 20 x 2,0 mm
Hypersil clone | 0102F180PY030 | BISCHOFF ProntoSIL Hypersorb ODS | C18 | 14 | 2 | 3 | 120 | L1 | no | HPLC Column | SS | 14 x 2,0 mm
Hypersil clone | 0103F180PY030 | BISCHOFF ProntoSIL Hypersorb ODS | C18 | 14 | 3 | 3 | 120 | L1 | no | HPLC Column | SS | 14 x 3,0 mm
Hypersil clone | 0104F180PY030 | BISCHOFF ProntoSIL Hypersorb ODS | C18 | 14 | 4 | 3 | 120 | L1 | no | HPLC Column | SS | 14 x 4,0 mm
Hypersil clone | 0146F180PY030 | BISCHOFF ProntoSIL Hypersorb ODS 3µm | C18 | 14 | 4.6 | 3 | 120 | L1 | no | HPLC Column | SS | 14 x 4,6 mm
Hypersil clone | A202F180PY030 | BISCHOFF ProntoSIL Hypersorb ODS 3µm | C18 | 20 | 2 | 3 | 120 | L1 | no | HPLC Column | SS | 20 x 2,0 mm
Hypersil clone | A203F180PY030 | BISCHOFF ProntoSIL Hypersorb ODS 3µm | C18 | 20 | 3 | 3 | 120 | L1 | no | HPLC Column | SS | 20 x 3,0 mm
Hypersil clone | A204F180PY030 | BISCHOFF ProntoSIL Hypersorb ODS 3µm | C18 | 20 | 4 | 3 | 120 | L1 | no | HPLC Column | SS | 20 x 4,0 mm
Hypersil clone | A246F180PY030 | BISCHOFF ProntoSIL Hypersorb ODS 3µm | C18 | 20 | 4.6 | 3 | 120 | L1 | no | HPLC Column | SS | 20 x 4,6 mm
Hypersil clone | 0202F180PY030 | BISCHOFF ProntoSIL Hypersorb ODS 3µm | C18 | 25 | 2 | 3 | 120 | L1 | no | HPLC Column | SS | 25 x 2,0 mm
Hypersil clone | 0203F180PY030 | BISCHOFF ProntoSIL Hypersorb ODS 3µm | C18 | 25 | 3 | 3 | 120 | L1 | no | HPLC Column | SS | 25 x 3,0 mm
Hypersil clone | 0204F180PY030 | BISCHOFF ProntoSIL Hypersorb ODS 3µm | C18 | 25 | 4 | 3 | 120 | L1 | no | HPLC Column | SS | 25 x 4,0 mm
Hypersil clone | 0246F180PY030 | BISCHOFF ProntoSIL Hypersorb ODS 3µm | C18 | 25 | 4.6 | 3 | 120 | L1 | no | HPLC Column | SS | 25 x 4,6 mm
Hypersil clone | 0302F180PY030 | BISCHOFF ProntoSIL Hypersorb ODS 3µm | C18 | 30 | 2 | 3 | 120 | L1 | no | HPLC Column | SS | 30 x 2,0 mm
Hypersil clone | 0303F180PY030 | BISCHOFF ProntoSIL Hypersorb ODS 3µm | C18 | 30 | 3 | 3 | 120 | L1 | no | HPLC Column | SS | 30 x 3,0 mm
Hypersil clone | 0304F180PY030 | BISCHOFF ProntoSIL Hypersorb ODS 3µm | C18 | 30 | 4 | 3 | 120 | L1 | no | HPLC Column | SS | 30 x 4,0 mm
Hypersil clone | 0346F180PY030 | BISCHOFF ProntoSIL Hypersorb ODS 3µm | C18 | 30 | 4.6 | 3 | 120 | L1 | no | HPLC Column | SS | 30 x 4,6 mm
Hypersil clone | 0402F180PY030 | BISCHOFF ProntoSIL Hypersorb ODS 3µm | C18 | 33 | 2 | 3 | 120 | L1 | no | HPLC Column | SS | 33 x 2,0 mm
Hypersil clone | 0403F180PY030 | BISCHOFF ProntoSIL Hypersorb ODS 3µm | C18 | 33 | 3 | 3 | 120 | L1 | no | HPLC Column | SS | 33 x 3,0 mm
Hypersil clone | 0404F180PY030 | BISCHOFF ProntoSIL Hypersorb ODS 3µm | C18 | 33 | 4 | 3 | 120 | L1 | no | HPLC Column | SS | 33 x 4,0 mm
Hypersil clone | 0446F180PY030 | BISCHOFF ProntoSIL Hypersorb ODS 3µm | C18 | 33 | 4.6 | 3 | 120 | L1 | no | HPLC Column | SS | 33 x 4,6 mm
Hypersil clone | A402F180PY030 | BISCHOFF ProntoSIL Hypersorb ODS 3µm | C18 | 40 | 2 | 3 | 120 | L1 | no | HPLC Column | SS | 40 x 2,0 mm
Hypersil clone | A403F180PY030 | BISCHOFF ProntoSIL Hypersorb ODS 3µm | C18 | 40 | 3 | 3 | 120 | L1 | no | HPLC Column | SS | 40 x 3,0 mm
Hypersil clone | A404F180PY030 | BISCHOFF ProntoSIL Hypersorb ODS 3µm | C18 | 40 | 4 | 3 | 120 | L1 | no | HPLC Column | SS | 40 x 4,0 mm
Hypersil clone | A446F180PY030 | BISCHOFF ProntoSIL Hypersorb ODS 3µm | C18 | 40 | 4.6 | 3 | 120 | L1 | no | HPLC Column | SS | 40 x 4,6 mm
Hypersil clone | 0502F180PY030 | BISCHOFF ProntoSIL Hypersorb ODS 3µm | C18 | 50 | 2 | 3 | 120 | L1 | no | HPLC Column | SS | 50 x 2,0 mm
Hypersil clone | 0503F180PY030 | BISCHOFF ProntoSIL Hypersorb ODS 3µm | C18 | 50 | 3 | 3 | 120 | L1 | no | HPLC Column | SS | 50 x 3,0 mm
Hypersil clone | 0504F180PY030 | BISCHOFF ProntoSIL Hypersorb ODS 3µm | C18 | 50 | 4 | 3 | 120 | L1 | no | HPLC Column | SS | 50 x 4,0 mm
Hypersil clone | 0546F180PY030 | BISCHOFF ProntoSIL Hypersorb ODS 3µm | C18 | 50 | 4.6 | 3 | 120 | L1 | no | HPLC Column | SS | 50 x 4,6 mm
Hypersil clone | 0602F180PY030 | BISCHOFF ProntoSIL Hypersorb ODS 3µm | C18 | 53 | 2 | 3 | 120 | L1 | no | HPLC Column | SS | 53 x 2,0 mm
Hypersil clone | 0603F180PY030 | BISCHOFF ProntoSIL Hypersorb ODS 3µm | C18 | 53 | 3 | 3 | 120 | L1 | no | HPLC Column | SS | 53 x 3,0 mm
Hypersil clone | 0604F180PY030 | BISCHOFF ProntoSIL Hypersorb ODS 3µm | C18 | 53 | 4 | 3 | 120 | L1 | no | HPLC Column | SS | 53 x 4,0 mm
Hypersil clone | 0646F180PY030 | BISCHOFF ProntoSIL Hypersorb ODS 3µm | C18 | 53 | 4.6 | 3 | 120 | L1 | no | HPLC Column | SS | 53 x 4,6 mm
Hypersil clone | A602F180PY030 | BISCHOFF ProntoSIL Hypersorb ODS 3µm | C18 | 60 | 2 | 3 | 120 | L1 | no | HPLC Column | SS | 60 x 2,0 mm
Hypersil clone | A603F180PY030 | BISCHOFF ProntoSIL Hypersorb ODS 3µm | C18 | 60 | 3 | 3 | 120 | L1 | no | HPLC Column | SS | 60 x 3,0 mm
Hypersil clone | A604F180PY030 | BISCHOFF ProntoSIL Hypersorb ODS 3µm | C18 | 60 | 4 | 3 | 120 | L1 | no | HPLC Column | SS | 60 x 4,0 mm
Hypersil clone | A646F180PY030 | BISCHOFF ProntoSIL Hypersorb ODS 3µm | C18 | 60 | 4.6 | 3 | 120 | L1 | no | HPLC Column | SS | 60 x 4,6 mm
Hypersil clone | 0702F180PY030 | BISCHOFF ProntoSIL Hypersorb ODS 3µm | C18 | 75 | 2 | 3 | 120 | L1 | no | HPLC Column | SS | 75 x 2,0 mm
Hypersil clone | 0703F180PY030 | BISCHOFF ProntoSIL Hypersorb ODS 3µm | C18 | 75 | 3 | 3 | 120 | L1 | no | HPLC Column | SS | 75 x 3,0 mm
Hypersil clone | 0704F180PY030 | BISCHOFF ProntoSIL Hypersorb ODS 3µm | C18 | 75 | 4 | 3 | 120 | L1 | no | HPLC Column | SS | 75 x 4,0 mm
Hypersil clone | 0746F180PY030 | BISCHOFF ProntoSIL Hypersorb ODS 3µm | C18 | 75 | 4.6 | 3 | 120 | L1 | no | HPLC Column | SS | 75 x 4,6 mm
Hypersil clone | 1002F180PY030 | BISCHOFF ProntoSIL Hypersorb ODS 3µm | C18 | 100 | 2 | 3 | 120 | L1 | no | HPLC Column | SS | 100 x 2,0 mm
Hypersil clone | 1003F180PY030 | BISCHOFF ProntoSIL Hypersorb ODS 3µm | C18 | 100 | 3 | 3 | 120 | L1 | no | HPLC Column | SS | 100 x 3,0 mm
Hypersil clone | 1004F180PY030 | BISCHOFF ProntoSIL Hypersorb ODS 3µm | C18 | 100 | 4 | 3 | 120 | L1 | no | HPLC Column | SS | 100 x 4,0 mm
Hypersil clone | 1046F180PY030 | BISCHOFF ProntoSIL Hypersorb ODS 3µm | C18 | 100 | 4.6 | 3 | 120 | L1 | no | HPLC Column | SS | 100 x 4,6 mm
Hypersil clone | 1202F180PY030 | BISCHOFF ProntoSIL Hypersorb ODS 3µm | C18 | 125 | 2 | 3 | 120 | L1 | no | HPLC Column | SS | 125 x 2,0 mm
Hypersil clone | 1203F180PY030 | BISCHOFF ProntoSIL Hypersorb ODS 3µm | C18 | 125 | 3 | 3 | 120 | L1 | no | HPLC Column | SS | 125 x 3,0 mm
Hypersil clone | 1204F180PY030 | BISCHOFF ProntoSIL Hypersorb ODS 3µm | C18 | 125 | 4 | 3 | 120 | L1 | no | HPLC Column | SS | 125 x 4,0 mm
Hypersil clone | 1246F180PY030 | BISCHOFF ProntoSIL Hypersorb ODS 3µm | C18 | 125 | 4.6 | 3 | 120 | L1 | no | HPLC Column | SS | 125 x 4,6 mm
Hypersil clone | 1502F180PY030 | BISCHOFF ProntoSIL Hypersorb ODS 3µm | C18 | 150 | 2 | 3 | 120 | L1 | no | HPLC Column | SS | 150 x 2,0 mm
Hypersil clone | 1503F180PY030 | BISCHOFF ProntoSIL Hypersorb ODS 3µm | C18 | 150 | 3 | 3 | 120 | L1 | no | HPLC Column | SS | 150 x 3,0 mm
Hypersil clone | 1504F180PY030 | BISCHOFF ProntoSIL Hypersorb ODS 3µm | C18 | 150 | 4 | 3 | 120 | L1 | no | HPLC Column | SS | 150 x 4,0 mm
Hypersil clone | 1546F180PY030 | BISCHOFF ProntoSIL Hypersorb ODS 3µm | C18 | 150 | 4.6 | 3 | 120 | L1 | no | HPLC Column | SS | 150 x 4,6 mm
Hypersil clone | 2002F180PY030 | BISCHOFF ProntoSIL Hypersorb ODS 3µm | C18 | 200 | 2 | 3 | 120 | L1 | no | HPLC Column | SS | 200 x 2,0 mm
Hypersil clone | 2003F180PY030 | BISCHOFF ProntoSIL Hypersorb ODS 3µm | C18 | 200 | 3 | 3 | 120 | L1 | no | HPLC Column | SS | 200 x 3,0 mm
Hypersil clone | 2004F180PY030 | BISCHOFF ProntoSIL Hypersorb ODS 3µm | C18 | 200 | 4 | 3 | 120 | L1 | no | HPLC Column | SS | 200 x 4,0 mm
Hypersil clone | 2046F180PY030 | BISCHOFF ProntoSIL Hypersorb ODS 3µm | C18 | 200 | 4.6 | 3 | 120 | L1 | no | HPLC Column | SS | 200 x 4,6 mm
Hypersil clone | 2502F180PY030 | BISCHOFF ProntoSIL Hypersorb ODS 3µm | C18 | 250 | 2 | 3 | 120 | L1 | no | HPLC Column | SS | 250 x 2,0 mm
Hypersil clone | 2503F180PY030 | BISCHOFF ProntoSIL Hypersorb ODS 3µm | C18 | 250 | 3 | 3 | 120 | L1 | no | HPLC Column | SS | 250 x 3,0 mm
Hypersil clone | 2504F180PY030 | BISCHOFF ProntoSIL Hypersorb ODS 3µm | C18 | 250 | 4 | 3 | 120 | L1 | no | HPLC Column | SS | 250 x 4,0 mm
Hypersil clone | 2546F180PY030 | BISCHOFF ProntoSIL Hypersorb ODS 3µm | C18 | 250 | 4.6 | 3 | 120 | L1 | no | HPLC Column | SS | 250 x 4,6 mm
Hypersil clone | 3002F180PY030 | BISCHOFF ProntoSIL Hypersorb ODS 3µm | C18 | 300 | 2 | 3 | 120 | L1 | no | HPLC Column | SS | 300 x 2,0 mm
Hypersil clone | 3003F180PY030 | BISCHOFF ProntoSIL Hypersorb ODS 3µm | C18 | 300 | 3 | 3 | 120 | L1 | no | HPLC Column | SS | 300 x 3,0 mm
Hypersil clone | 3004F180PY030 | BISCHOFF ProntoSIL Hypersorb ODS 3µm | C18 | 300 | 4 | 3 | 120 | L1 | no | HPLC Column | SS | 300 x 4,0 mm
Hypersil clone | 3046F180PY030 | BISCHOFF ProntoSIL Hypersorb ODS 3µm | C18 | 300 | 4.6 | 3 | 120 | L1 | no | HPLC Column | SS | 300 x 4,6 mm
Hypersil clone | 01P4F180PY030 | BISCHOFF ProntoSIL Hypersorb ODS 3µm | C18 | 14 | 4 | 3 | 120 | L1 | no | HPLC Column | PEEK | 14 x 4,0 mm
Hypersil clone | A2P4F180PY030 | BISCHOFF ProntoSIL Hypersorb ODS 3µm | C18 | 20 | 4 | 3 | 120 | L1 | no | HPLC Column | PEEK | 20 x 4,0 mm
Hypersil clone | 02P4F180PY030 | BISCHOFF ProntoSIL Hypersorb ODS 3µm | C18 | 25 | 4 | 3 | 120 | L1 | no | HPLC Column | PEEK | 25 x 4,0 mm
Hypersil clone | 03P4F180PY030 | BISCHOFF ProntoSIL Hypersorb ODS 3µm | C18 | 30 | 4 | 3 | 120 | L1 | no | HPLC Column | PEEK | 30 x 4,0 mm
Hypersil clone | 04P4F180PY030 | BISCHOFF ProntoSIL Hypersorb ODS 3µm | C18 | 33 | 4 | 3 | 120 | L1 | no | HPLC Column | PEEK | 33 x 4,0 mm
Hypersil clone | A4P4F180PY030 | BISCHOFF ProntoSIL Hypersorb ODS 3µm | C18 | 40 | 4 | 3 | 120 | L1 | no | HPLC Column | PEEK | 40 x 4,0 mm
Hypersil clone | 05P4F180PY030 | BISCHOFF ProntoSIL Hypersorb ODS 3µm | C18 | 50 | 4 | 3 | 120 | L1 | no | HPLC Column | PEEK | 50 x 4,0 mm
Hypersil clone | 06P4F180PY030 | BISCHOFF ProntoSIL Hypersorb ODS 3µm | C18 | 53 | 4 | 3 | 120 | L1 | no | HPLC Column | PEEK | 53 x 4,0 mm
Hypersil clone | A6P4F180PY030 | BISCHOFF ProntoSIL Hypersorb ODS 3µm | C18 | 60 | 4 | 3 | 120 | L1 | no | HPLC Column | PEEK | 60 x 4,0 mm
Hypersil clone | 07P4F180PY030 | BISCHOFF ProntoSIL Hypersorb ODS 3µm | C18 | 75 | 4 | 3 | 120 | L1 | no | HPLC Column | PEEK | 75 x 4,0 mm
Hypersil clone | 10P4F180PY030 | BISCHOFF ProntoSIL Hypersorb ODS 3µm | C18 | 100 | 4 | 3 | 120 | L1 | no | HPLC Column | PEEK | 100 x 4,0 mm
Hypersil clone | 12P4F180PY030 | BISCHOFF ProntoSIL Hypersorb ODS 3µm | C18 | 125 | 4 | 3 | 120 | L1 | no | HPLC Column | PEEK | 125 x 4,0 mm
Hypersil clone | 15P4F180PY030 | BISCHOFF ProntoSIL Hypersorb ODS 3µm | C18 | 150 | 4 | 3 | 120 | L1 | no | HPLC Column | PEEK | 150 x 4,0 mm
Hypersil clone | 20P4F180PY030 | BISCHOFF ProntoSIL Hypersorb ODS 3µm | C18 | 200 | 4 | 3 | 120 | L1 | no | HPLC Column | PEEK | 200 x 4,0 mm
Hypersil clone | 25P4F180PY030 | BISCHOFF ProntoSIL Hypersorb ODS 3µm | C18 | 250 | 4 | 3 | 120 | L1 | no | HPLC Column | PEEK | 250 x 4,0 mm
Hypersil clone | 30P4F180PY030 | BISCHOFF ProntoSIL Hypersorb ODS 3µm | C18 | 300 | 4 | 3 | 120 | L1 | no | HPLC Column | PEEK | 300 x 4,0 mm
Hypersil clone | 6305F180PY030 | BISCHOFF ProntoSIL Hypersorb ODS 3µm | C18 | 5 | 4 | 3 | 120 | L1 | no | Cartridges (5 pcs.) | SS | 5 x 4,0 mm
Hypersil clone | 6301F180PY030 | BISCHOFF ProntoSIL Hypersorb ODS 3µm | C18 | 10 | 4 | 3 | 120 | L1 | no | Cartridges (5 pcs.) | SS | 10 x 4,0 mm
Hypersil clone | 6302F180PY030 | BISCHOFF ProntoSIL Hypersorb ODS 3µm | C18 | 20 | 4 | 3 | 120 | L1 | no | Cartridges (5 pcs.) | SS | 20 x 4,0 mm
Hypersil clone | 63P1F180PY030 | BISCHOFF ProntoSIL Hypersorb ODS 3µm | C18 | 10 | 4 | 3 | 120 | L1 | no | Cartridges (5 pcs.) | PEEK | 10 x 4,0 mm
Hypersil clone | 63P2F180PY030 | BISCHOFF ProntoSIL Hypersorb ODS 3µm | C18 | 20 | 4 | 3 | 120 | L1 | no | Cartridges (5 pcs.) | PEEK | 20 x 4,0 mm
Hypersil clone | 6335F180PY030 | BISCHOFF ProntoSIL Hypersorb ODS 3µm | C18 | 5 | 3 | 3 | 120 | L1 | no | Cartridges (5 pcs.) | SS | 5 x 3,0 mm
Hypersil clone | 6331F180PY030 | BISCHOFF ProntoSIL Hypersorb ODS 3µm | C18 | 10 | 3 | 3 | 120 | L1 | no | Cartridges (5 pcs.) | SS | 10 x 3,0 mm
Hypersil clone | 6332F180PY030 | BISCHOFF ProntoSIL Hypersorb ODS 3µm | C18 | 20 | 3 | 3 | 120 | L1 | no | Cartridges (5 pcs.) | SS | 20 x 3,0 mm
Hypersil clone | 6325F180PY030 | BISCHOFF ProntoSIL Hypersorb ODS 3µm | C18 | 5 | 2 | 3 | 120 | L1 | no | Cartridges (5 pcs.) | SS | 5 x 2,0 mm
Hypersil clone | 6321F180PY030 | BISCHOFF ProntoSIL Hypersorb ODS 3µm | C18 | 10 | 2 | 3 | 120 | L1 | no | Cartridges (5 pcs.) | SS | 10 x 2,0 mm
Hypersil clone | 6322F180PY030 | BISCHOFF ProntoSIL Hypersorb ODS 3µm | C18 | 20 | 2 | 3 | 120 | L1 | no | Cartridges (5 pcs.) | SS | 20 x 2,0 mm
Hypersil clone | 0102F180PY050 | BISCHOFF ProntoSIL Hypersorb ODS 5µm | C18 | 14 | 2 | 5 | 120 | L1 | no | HPLC Column | SS | 14 x 2,0 mm
Hypersil clone | 0103F180PY050 | BISCHOFF ProntoSIL Hypersorb ODS 5µm | C18 | 14 | 3 | 5 | 120 | L1 | no | HPLC Column | SS | 14 x 3,0 mm
Hypersil clone | 0104F180PY050 | BISCHOFF ProntoSIL Hypersorb ODS 5µm | C18 | 14 | 4 | 5 | 120 | L1 | no | HPLC Column | SS | 14 x 4,0 mm
Hypersil clone | 0146F180PY050 | BISCHOFF ProntoSIL Hypersorb ODS 5µm | C18 | 14 | 4.6 | 5 | 120 | L1 | no | HPLC Column | SS | 14 x 4,6 mm
Hypersil clone | A202F180PY050 | BISCHOFF ProntoSIL Hypersorb ODS 5µm | C18 | 20 | 2 | 5 | 120 | L1 | no | HPLC Column | SS | 20 x 2,0 mm
Hypersil clone | A203F180PY050 | BISCHOFF ProntoSIL Hypersorb ODS 5µm | C18 | 20 | 3 | 5 | 120 | L1 | no | HPLC Column | SS | 20 x 3,0 mm
Hypersil clone | A204F180PY050 | BISCHOFF ProntoSIL Hypersorb ODS 5µm | C18 | 20 | 4 | 5 | 120 | L1 | no | HPLC Column | SS | 20 x 4,0 mm
Hypersil clone | A246F180PY050 | BISCHOFF ProntoSIL Hypersorb ODS 5µm | C18 | 20 | 4.6 | 5 | 120 | L1 | no | HPLC Column | SS | 20 x 4,6 mm
Hypersil clone | 0202F180PY050 | BISCHOFF ProntoSIL Hypersorb ODS 5µm | C18 | 25 | 2 | 5 | 120 | L1 | no | HPLC Column | SS | 25 x 2,0 mm
Hypersil clone | 0203F180PY050 | BISCHOFF ProntoSIL Hypersorb ODS 5µm | C18 | 25 | 3 | 5 | 120 | L1 | no | HPLC Column | SS | 25 x 3,0 mm
Hypersil clone | 0204F180PY050 | BISCHOFF ProntoSIL Hypersorb ODS 5µm | C18 | 25 | 4 | 5 | 120 | L1 | no | HPLC Column | SS | 25 x 4,0 mm
Hypersil clone | 0246F180PY050 | BISCHOFF ProntoSIL Hypersorb ODS 5µm | C18 | 25 | 4.6 | 5 | 120 | L1 | no | HPLC Column | SS | 25 x 4,6 mm
Hypersil clone | 0302F180PY050 | BISCHOFF ProntoSIL Hypersorb ODS 5µm | C18 | 30 | 2 | 5 | 120 | L1 | no | HPLC Column | SS | 30 x 2,0 mm
Hypersil clone | 0303F180PY050 | BISCHOFF ProntoSIL Hypersorb ODS 5µm | C18 | 30 | 3 | 5 | 120 | L1 | no | HPLC Column | SS | 30 x 3,0 mm
Hypersil clone | 0304F180PY050 | BISCHOFF ProntoSIL Hypersorb ODS 5µm | C18 | 30 | 4 | 5 | 120 | L1 | no | HPLC Column | SS | 30 x 4,0 mm
Hypersil clone | 0346F180PY050 | BISCHOFF ProntoSIL Hypersorb ODS 5µm | C18 | 30 | 4.6 | 5 | 120 | L1 | no | HPLC Column | SS | 30 x 4,6 mm
Hypersil clone | 0402F180PY050 | BISCHOFF ProntoSIL Hypersorb ODS 5µm | C18 | 33 | 2 | 5 | 120 | L1 | no | HPLC Column | SS | 33 x 2,0 mm
Hypersil clone | 0403F180PY050 | BISCHOFF ProntoSIL Hypersorb ODS 5µm | C18 | 33 | 3 | 5 | 120 | L1 | no | HPLC Column | SS | 33 x 3,0 mm
Hypersil clone | 0404F180PY050 | BISCHOFF ProntoSIL Hypersorb ODS 5µm | C18 | 33 | 4 | 5 | 120 | L1 | no | HPLC Column | SS | 33 x 4,0 mm
Hypersil clone | 0446F180PY050 | BISCHOFF ProntoSIL Hypersorb ODS 5µm | C18 | 33 | 4.6 | 5 | 120 | L1 | no | HPLC Column | SS | 33 x 4,6 mm
Hypersil clone | A402F180PY050 | BISCHOFF ProntoSIL Hypersorb ODS 5µm | C18 | 40 | 2 | 5 | 120 | L1 | no | HPLC Column | SS | 40 x 2,0 mm
Hypersil clone | A403F180PY050 | BISCHOFF ProntoSIL Hypersorb ODS 5µm | C18 | 40 | 3 | 5 | 120 | L1 | no | HPLC Column | SS | 40 x 3,0 mm
Hypersil clone | A404F180PY050 | BISCHOFF ProntoSIL Hypersorb ODS 5µm | C18 | 40 | 4 | 5 | 120 | L1 | no | HPLC Column | SS | 40 x 4,0 mm
Hypersil clone | A446F180PY050 | BISCHOFF ProntoSIL Hypersorb ODS 5µm | C18 | 40 | 4.6 | 5 | 120 | L1 | no | HPLC Column | SS | 40 x 4,6 mm
Hypersil clone | 0502F180PY050 | BISCHOFF ProntoSIL Hypersorb ODS 5µm | C18 | 50 | 2 | 5 | 120 | L1 | no | HPLC Column | SS | 50 x 2,0 mm
Hypersil clone | 0503F180PY050 | BISCHOFF ProntoSIL Hypersorb ODS 5µm | C18 | 50 | 3 | 5 | 120 | L1 | no | HPLC Column | SS | 50 x 3,0 mm
Hypersil clone | 0504F180PY050 | BISCHOFF ProntoSIL Hypersorb ODS 5µm | C18 | 50 | 4 | 5 | 120 | L1 | no | HPLC Column | SS | 50 x 4,0 mm
Hypersil clone | 0546F180PY050 | BISCHOFF ProntoSIL Hypersorb ODS 5µm | C18 | 50 | 4.6 | 5 | 120 | L1 | no | HPLC Column | SS | 50 x 4,6 mm
Hypersil clone | 0602F180PY050 | BISCHOFF ProntoSIL Hypersorb ODS 5µm | C18 | 53 | 2 | 5 | 120 | L1 | no | HPLC Column | SS | 53 x 2,0 mm
Hypersil clone | 0603F180PY050 | BISCHOFF ProntoSIL Hypersorb ODS 5µm | C18 | 53 | 3 | 5 | 120 | L1 | no | HPLC Column | SS | 53 x 3,0 mm
Hypersil clone | 0604F180PY050 | BISCHOFF ProntoSIL Hypersorb ODS 5µm | C18 | 53 | 4 | 5 | 120 | L1 | no | HPLC Column | SS | 53 x 4,0 mm
Hypersil clone | 0646F180PY050 | BISCHOFF ProntoSIL Hypersorb ODS 5µm | C18 | 53 | 4.6 | 5 | 120 | L1 | no | HPLC Column | SS | 53 x 4,6 mm
Hypersil clone | A602F180PY050 | BISCHOFF ProntoSIL Hypersorb ODS 5µm | C18 | 60 | 2 | 5 | 120 | L1 | no | HPLC Column | SS | 60 x 2,0 mm
Hypersil clone | A603F180PY050 | BISCHOFF ProntoSIL Hypersorb ODS 5µm | C18 | 60 | 3 | 5 | 120 | L1 | no | HPLC Column | SS | 60 x 3,0 mm
Hypersil clone | A604F180PY050 | BISCHOFF ProntoSIL Hypersorb ODS 5µm | C18 | 60 | 4 | 5 | 120 | L1 | no | HPLC Column | SS | 60 x 4,0 mm
Hypersil clone | A646F180PY050 | BISCHOFF ProntoSIL Hypersorb ODS 5µm | C18 | 60 | 4.6 | 5 | 120 | L1 | no | HPLC Column | SS | 60 x 4,6 mm
Hypersil clone | 0702F180PY050 | BISCHOFF ProntoSIL Hypersorb ODS 5µm | C18 | 75 | 2 | 5 | 120 | L1 | no | HPLC Column | SS | 75 x 2,0 mm
Hypersil clone | 0703F180PY050 | BISCHOFF ProntoSIL Hypersorb ODS 5µm | C18 | 75 | 3 | 5 | 120 | L1 | no | HPLC Column | SS | 75 x 3,0 mm
Hypersil clone | 0704F180PY050 | BISCHOFF ProntoSIL Hypersorb ODS 5µm | C18 | 75 | 4 | 5 | 120 | L1 | no | HPLC Column | SS | 75 x 4,0 mm
Hypersil clone | 0746F180PY050 | BISCHOFF ProntoSIL Hypersorb ODS 5µm | C18 | 75 | 4.6 | 5 | 120 | L1 | no | HPLC Column | SS | 75 x 4,6 mm
Hypersil clone | 1002F180PY050 | BISCHOFF ProntoSIL Hypersorb ODS 5µm | C18 | 100 | 2 | 5 | 120 | L1 | no | HPLC Column | SS | 100 x 2,0 mm
Hypersil clone | 1003F180PY050 | BISCHOFF ProntoSIL Hypersorb ODS 5µm | C18 | 100 | 3 | 5 | 120 | L1 | no | HPLC Column | SS | 100 x 3,0 mm
Hypersil clone | 1004F180PY050 | BISCHOFF ProntoSIL Hypersorb ODS 5µm | C18 | 100 | 4 | 5 | 120 | L1 | no | HPLC Column | SS | 100 x 4,0 mm
Hypersil clone | 1046F180PY050 | BISCHOFF ProntoSIL Hypersorb ODS 5µm | C18 | 100 | 4.6 | 5 | 120 | L1 | no | HPLC Column | SS | 100 x 4,6 mm
Hypersil clone | 1202F180PY050 | BISCHOFF ProntoSIL Hypersorb ODS 5µm | C18 | 125 | 2 | 5 | 120 | L1 | no | HPLC Column | SS | 125 x 2,0 mm
Hypersil clone | 1203F180PY050 | BISCHOFF ProntoSIL Hypersorb ODS 5µm | C18 | 125 | 3 | 5 | 120 | L1 | no | HPLC Column | SS | 125 x 3,0 mm
Hypersil clone | 1204F180PY050 | BISCHOFF ProntoSIL Hypersorb ODS 5µm | C18 | 125 | 4 | 5 | 120 | L1 | no | HPLC Column | SS | 125 x 4,0 mm
Hypersil clone | 1246F180PY050 | BISCHOFF ProntoSIL Hypersorb ODS 5µm | C18 | 125 | 4.6 | 5 | 120 | L1 | no | HPLC Column | SS | 125 x 4,6 mm
Hypersil clone | 1502F180PY050 | BISCHOFF ProntoSIL Hypersorb ODS 5µm | C18 | 150 | 2 | 5 | 120 | L1 | no | HPLC Column | SS | 150 x 2,0 mm
Hypersil clone | 1503F180PY050 | BISCHOFF ProntoSIL Hypersorb ODS 5µm | C18 | 150 | 3 | 5 | 120 | L1 | no | HPLC Column | SS | 150 x 3,0 mm
Hypersil clone | 1504F180PY050 | BISCHOFF ProntoSIL Hypersorb ODS 5µm | C18 | 150 | 4 | 5 | 120 | L1 | no | HPLC Column | SS | 150 x 4,0 mm
Hypersil clone | 1546F180PY050 | BISCHOFF ProntoSIL Hypersorb ODS 5µm | C18 | 150 | 4.6 | 5 | 120 | L1 | no | HPLC Column | SS | 150 x 4,6 mm
Hypersil clone | 2002F180PY050 | BISCHOFF ProntoSIL Hypersorb ODS 5µm | C18 | 200 | 2 | 5 | 120 | L1 | no | HPLC Column | SS | 200 x 2,0 mm
Hypersil clone | 2003F180PY050 | BISCHOFF ProntoSIL Hypersorb ODS 5µm | C18 | 200 | 3 | 5 | 120 | L1 | no | HPLC Column | SS | 200 x 3,0 mm
Hypersil clone | 2004F180PY050 | BISCHOFF ProntoSIL Hypersorb ODS 5µm | C18 | 200 | 4 | 5 | 120 | L1 | no | HPLC Column | SS | 200 x 4,0 mm
Hypersil clone | 2046F180PY050 | BISCHOFF ProntoSIL Hypersorb ODS 5µm | C18 | 200 | 4.6 | 5 | 120 | L1 | no | HPLC Column | SS | 200 x 4,6 mm
Hypersil clone | 2502F180PY050 | BISCHOFF ProntoSIL Hypersorb ODS 5µm | C18 | 250 | 2 | 5 | 120 | L1 | no | HPLC Column | SS | 250 x 2,0 mm
Hypersil clone | 2503F180PY050 | BISCHOFF ProntoSIL Hypersorb ODS 5µm | C18 | 250 | 3 | 5 | 120 | L1 | no | HPLC Column | SS | 250 x 3,0 mm
Hypersil clone | 2504F180PY050 | BISCHOFF ProntoSIL Hypersorb ODS 5µm | C18 | 250 | 4 | 5 | 120 | L1 | no | HPLC Column | SS | 250 x 4,0 mm
Hypersil clone | 2546F180PY050 | BISCHOFF ProntoSIL Hypersorb ODS 5µm | C18 | 250 | 4.6 | 5 | 120 | L1 | no | HPLC Column | SS | 250 x 4,6 mm
Hypersil clone | 3002F180PY050 | BISCHOFF ProntoSIL Hypersorb ODS 5µm | C18 | 300 | 2 | 5 | 120 | L1 | no | HPLC Column | SS | 300 x 2,0 mm
Hypersil clone | 3003F180PY050 | BISCHOFF ProntoSIL Hypersorb ODS 5µm | C18 | 300 | 3 | 5 | 120 | L1 | no | HPLC Column | SS | 300 x 3,0 mm
Hypersil clone | 3004F180PY050 | BISCHOFF ProntoSIL Hypersorb ODS 5µm | C18 | 300 | 4 | 5 | 120 | L1 | no | HPLC Column | SS | 300 x 4,0 mm
Hypersil clone | 3046F180PY050 | BISCHOFF ProntoSIL Hypersorb ODS 5µm | C18 | 300 | 4.6 | 5 | 120 | L1 | no | HPLC Column | SS | 300 x 4,6 mm
Hypersil clone | 01P4F180PY050 | BISCHOFF ProntoSIL Hypersorb ODS 5µm | C18 | 14 | 4 | 5 | 120 | L1 | no | HPLC Column | PEEK | 14 x 4,0 mm
Hypersil clone | A2P4F180PY050 | BISCHOFF ProntoSIL Hypersorb ODS 5µm | C18 | 20 | 4 | 5 | 120 | L1 | no | HPLC Column | PEEK | 20 x 4,0 mm
Hypersil clone | 02P4F180PY050 | BISCHOFF ProntoSIL Hypersorb ODS 5µm | C18 | 25 | 4 | 5 | 120 | L1 | no | HPLC Column | PEEK | 25 x 4,0 mm
Hypersil clone | 03P4F180PY050 | BISCHOFF ProntoSIL Hypersorb ODS 5µm | C18 | 30 | 4 | 5 | 120 | L1 | no | HPLC Column | PEEK | 30 x 4,0 mm
Hypersil clone | 04P4F180PY050 | BISCHOFF ProntoSIL Hypersorb ODS 5µm | C18 | 33 | 4 | 5 | 120 | L1 | no | HPLC Column | PEEK | 33 x 4,0 mm
Hypersil clone | A4P4F180PY050 | BISCHOFF ProntoSIL Hypersorb ODS 5µm | C18 | 40 | 4 | 5 | 120 | L1 | no | HPLC Column | PEEK | 40 x 4,0 mm
Hypersil clone | 05P4F180PY050 | BISCHOFF ProntoSIL Hypersorb ODS 5µm | C18 | 50 | 4 | 5 | 120 | L1 | no | HPLC Column | PEEK | 50 x 4,0 mm
Hypersil clone | 06P4F180PY050 | BISCHOFF ProntoSIL Hypersorb ODS 5µm | C18 | 53 | 4 | 5 | 120 | L1 | no | HPLC Column | PEEK | 53 x 4,0 mm
Hypersil clone | A6P4F180PY050 | BISCHOFF ProntoSIL Hypersorb ODS 5µm | C18 | 60 | 4 | 5 | 120 | L1 | no | HPLC Column | PEEK | 60 x 4,0 mm
Hypersil clone | 07P4F180PY050 | BISCHOFF ProntoSIL Hypersorb ODS 5µm | C18 | 75 | 4 | 5 | 120 | L1 | no | HPLC Column | PEEK | 75 x 4,0 mm
Hypersil clone | 10P4F180PY050 | BISCHOFF ProntoSIL Hypersorb ODS 5µm | C18 | 100 | 4 | 5 | 120 | L1 | no | HPLC Column | PEEK | 100 x 4,0 mm
Hypersil clone | 12P4F180PY050 | BISCHOFF ProntoSIL Hypersorb ODS 5µm | C18 | 125 | 4 | 5 | 120 | L1 | no | HPLC Column | PEEK | 125 x 4,0 mm
Hypersil clone | 15P4F180PY050 | BISCHOFF ProntoSIL Hypersorb ODS 5µm | C18 | 150 | 4 | 5 | 120 | L1 | no | HPLC Column | PEEK | 150 x 4,0 mm
Hypersil clone | 20P4F180PY050 | BISCHOFF ProntoSIL Hypersorb ODS 5µm | C18 | 200 | 4 | 5 | 120 | L1 | no | HPLC Column | PEEK | 200 x 4,0 mm
Hypersil clone | 25P4F180PY050 | BISCHOFF ProntoSIL Hypersorb ODS 5µm | C18 | 250 | 4 | 5 | 120 | L1 | no | HPLC Column | PEEK | 250 x 4,0 mm
Hypersil clone | 30P4F180PY050 | BISCHOFF ProntoSIL Hypersorb ODS 5µm | C18 | 300 | 4 | 5 | 120 | L1 | no | HPLC Column | PEEK | 300 x 4,0 mm
Hypersil clone | 6305F180PY050 | BISCHOFF ProntoSIL Hypersorb ODS 5µm | C18 | 5 | 4 | 5 | 120 | L1 | no | Cartridges (5 pcs.) | SS | 5 x 4,0 mm
Hypersil clone | 6301F180PY050 | BISCHOFF ProntoSIL Hypersorb ODS 5µm | C18 | 10 | 4 | 5 | 120 | L1 | no | Cartridges (5 pcs.) | SS | 10 x 4,0 mm
Hypersil clone | 6302F180PY050 | BISCHOFF ProntoSIL Hypersorb ODS 5µm | C18 | 20 | 4 | 5 | 120 | L1 | no | Cartridges (5 pcs.) | SS | 20 x 4,0 mm
Hypersil clone | 63P1F180PY050 | BISCHOFF ProntoSIL Hypersorb ODS 5µm | C18 | 10 | 4 | 5 | 120 | L1 | no | Cartridges (5 pcs.) | PEEK | 10 x 4,0 mm
Hypersil clone | 63P2F180PY050 | BISCHOFF ProntoSIL Hypersorb ODS 5µm | C18 | 20 | 4 | 5 | 120 | L1 | no | Cartridges (5 pcs.) | PEEK | 20 x 4,0 mm
Hypersil clone | 6335F180PY050 | BISCHOFF ProntoSIL Hypersorb ODS 5µm | C18 | 5 | 3 | 5 | 120 | L1 | no | Cartridges (5 pcs.) | SS | 5 x 3,0 mm
Hypersil clone | 6331F180PY050 | BISCHOFF ProntoSIL Hypersorb ODS 5µm | C18 | 10 | 3 | 5 | 120 | L1 | no | Cartridges (5 pcs.) | SS | 10 x 3,0 mm
Hypersil clone | 6332F180PY050 | BISCHOFF ProntoSIL Hypersorb ODS 5µm | C18 | 20 | 3 | 5 | 120 | L1 | no | Cartridges (5 pcs.) | SS | 20 x 3,0 mm
Hypersil clone | 6325F180PY050 | BISCHOFF ProntoSIL Hypersorb ODS 5µm | C18 | 5 | 2 | 5 | 120 | L1 | no | Cartridges (5 pcs.) | SS | 5 x 2,0 mm
Hypersil clone | 6321F180PY050 | BISCHOFF ProntoSIL Hypersorb ODS 5µm | C18 | 10 | 2 | 5 | 120 | L1 | no | Cartridges (5 pcs.) | SS | 10 x 2,0 mm
Hypersil clone | 6322F180PY050 | BISCHOFF ProntoSIL Hypersorb ODS 5µm | C18 | 20 | 2 | 5 | 120 | L1 | no | Cartridges (5 pcs.) | SS | 20 x 2,0 mm
Hypersil clone | 0102F080PY030 | BISCHOFF ProntoSIL Hypersorb MOS 3µm | C8 | 14 | 2 | 3 | 120 | L7 | no | HPLC Column | SS | 14 x 2,0 mm
Hypersil clone | 0103F080PY030 | BISCHOFF ProntoSIL Hypersorb MOS 3µm | C8 | 14 | 3 | 3 | 120 | L7 | no | HPLC Column | SS | 14 x 3,0 mm
Hypersil clone | 0104F080PY030 | BISCHOFF ProntoSIL Hypersorb MOS 3µm | C8 | 14 | 4 | 3 | 120 | L7 | no | HPLC Column | SS | 14 x 4,0 mm
Hypersil clone | 0146F080PY030 | BISCHOFF ProntoSIL Hypersorb MOS 3µm | C8 | 14 | 4.6 | 3 | 120 | L7 | no | HPLC Column | SS | 14 x 4,6 mm
Hypersil clone | A202F080PY030 | BISCHOFF ProntoSIL Hypersorb MOS 3µm | C8 | 20 | 2 | 3 | 120 | L7 | no | HPLC Column | SS | 20 x 2,0 mm
Hypersil clone | A203F080PY030 | BISCHOFF ProntoSIL Hypersorb MOS 3µm | C8 | 20 | 3 | 3 | 120 | L7 | no | HPLC Column | SS | 20 x 3,0 mm
Hypersil clone | A204F080PY030 | BISCHOFF ProntoSIL Hypersorb MOS 3µm | C8 | 20 | 4 | 3 | 120 | L7 | no | HPLC Column | SS | 20 x 4,0 mm
Hypersil clone | A246F080PY030 | BISCHOFF ProntoSIL Hypersorb MOS 3µm | C8 | 20 | 4.6 | 3 | 120 | L7 | no | HPLC Column | SS | 20 x 4,6 mm
Hypersil clone | 0202F080PY030 | BISCHOFF ProntoSIL Hypersorb MOS 3µm | C8 | 25 | 2 | 3 | 120 | L7 | no | HPLC Column | SS | 25 x 2,0 mm
Hypersil clone | 0203F080PY030 | BISCHOFF ProntoSIL Hypersorb MOS 3µm | C8 | 25 | 3 | 3 | 120 | L7 | no | HPLC Column | SS | 25 x 3,0 mm
Hypersil clone | 0204F080PY030 | BISCHOFF ProntoSIL Hypersorb MOS 3µm | C8 | 25 | 4 | 3 | 120 | L7 | no | HPLC Column | SS | 25 x 4,0 mm
Hypersil clone | 0246F080PY030 | BISCHOFF ProntoSIL Hypersorb MOS 3µm | C8 | 25 | 4.6 | 3 | 120 | L7 | no | HPLC Column | SS | 25 x 4,6 mm
Hypersil clone | 0302F080PY030 | BISCHOFF ProntoSIL Hypersorb MOS 3µm | C8 | 30 | 2 | 3 | 120 | L7 | no | HPLC Column | SS | 30 x 2,0 mm
Hypersil clone | 0303F080PY030 | BISCHOFF ProntoSIL Hypersorb MOS 3µm | C8 | 30 | 3 | 3 | 120 | L7 | no | HPLC Column | SS | 30 x 3,0 mm
Hypersil clone | 0304F080PY030 | BISCHOFF ProntoSIL Hypersorb MOS 3µm | C8 | 30 | 4 | 3 | 120 | L7 | no | HPLC Column | SS | 30 x 4,0 mm
Hypersil clone | 0346F080PY030 | BISCHOFF ProntoSIL Hypersorb MOS 3µm | C8 | 30 | 4.6 | 3 | 120 | L7 | no | HPLC Column | SS | 30 x 4,6 mm
Hypersil clone | 0402F080PY030 | BISCHOFF ProntoSIL Hypersorb MOS 3µm | C8 | 33 | 2 | 3 | 120 | L7 | no | HPLC Column | SS | 33 x 2,0 mm
Hypersil clone | 0403F080PY030 | BISCHOFF ProntoSIL Hypersorb MOS 3µm | C8 | 33 | 3 | 3 | 120 | L7 | no | HPLC Column | SS | 33 x 3,0 mm
Hypersil clone | 0404F080PY030 | BISCHOFF ProntoSIL Hypersorb MOS 3µm | C8 | 33 | 4 | 3 | 120 | L7 | no | HPLC Column | SS | 33 x 4,0 mm
Hypersil clone | 0446F080PY030 | BISCHOFF ProntoSIL Hypersorb MOS 3µm | C8 | 33 | 4.6 | 3 | 120 | L7 | no | HPLC Column | SS | 33 x 4,6 mm
Hypersil clone | A402F080PY030 | BISCHOFF ProntoSIL Hypersorb MOS 3µm | C8 | 40 | 2 | 3 | 120 | L7 | no | HPLC Column | SS | 40 x 2,0 mm
Hypersil clone | A403F080PY030 | BISCHOFF ProntoSIL Hypersorb MOS 3µm | C8 | 40 | 3 | 3 | 120 | L7 | no | HPLC Column | SS | 40 x 3,0 mm
Hypersil clone | A404F080PY030 | BISCHOFF ProntoSIL Hypersorb MOS 3µm | C8 | 40 | 4 | 3 | 120 | L7 | no | HPLC Column | SS | 40 x 4,0 mm
Hypersil clone | A446F080PY030 | BISCHOFF ProntoSIL Hypersorb MOS 3µm | C8 | 40 | 4.6 | 3 | 120 | L7 | no | HPLC Column | SS | 40 x 4,6 mm
Hypersil clone | 0502F080PY030 | BISCHOFF ProntoSIL Hypersorb MOS 3µm | C8 | 50 | 2 | 3 | 120 | L7 | no | HPLC Column | SS | 50 x 2,0 mm
Hypersil clone | 0503F080PY030 | BISCHOFF ProntoSIL Hypersorb MOS 3µm | C8 | 50 | 3 | 3 | 120 | L7 | no | HPLC Column | SS | 50 x 3,0 mm
Hypersil clone | 0504F080PY030 | BISCHOFF ProntoSIL Hypersorb MOS 3µm | C8 | 50 | 4 | 3 | 120 | L7 | no | HPLC Column | SS | 50 x 4,0 mm
Hypersil clone | 0546F080PY030 | BISCHOFF ProntoSIL Hypersorb MOS 3µm | C8 | 50 | 4.6 | 3 | 120 | L7 | no | HPLC Column | SS | 50 x 4,6 mm
Hypersil clone | 0602F080PY030 | BISCHOFF ProntoSIL Hypersorb MOS 3µm | C8 | 53 | 2 | 3 | 120 | L7 | no | HPLC Column | SS | 53 x 2,0 mm
Hypersil clone | 0603F080PY030 | BISCHOFF ProntoSIL Hypersorb MOS 3µm | C8 | 53 | 3 | 3 | 120 | L7 | no | HPLC Column | SS | 53 x 3,0 mm
Hypersil clone | 0604F080PY030 | BISCHOFF ProntoSIL Hypersorb MOS 3µm | C8 | 53 | 4 | 3 | 120 | L7 | no | HPLC Column | SS | 53 x 4,0 mm
Hypersil clone | 0646F080PY030 | BISCHOFF ProntoSIL Hypersorb MOS 3µm | C8 | 53 | 4.6 | 3 | 120 | L7 | no | HPLC Column | SS | 53 x 4,6 mm
Hypersil clone | A602F080PY030 | BISCHOFF ProntoSIL Hypersorb MOS 3µm | C8 | 60 | 2 | 3 | 120 | L7 | no | HPLC Column | SS | 60 x 2,0 mm
Hypersil clone | A603F080PY030 | BISCHOFF ProntoSIL Hypersorb MOS 3µm | C8 | 60 | 3 | 3 | 120 | L7 | no | HPLC Column | SS | 60 x 3,0 mm
Hypersil clone | A604F080PY030 | BISCHOFF ProntoSIL Hypersorb MOS 3µm | C8 | 60 | 4 | 3 | 120 | L7 | no | HPLC Column | SS | 60 x 4,0 mm
Hypersil clone | A646F080PY030 | BISCHOFF ProntoSIL Hypersorb MOS 3µm | C8 | 60 | 4.6 | 3 | 120 | L7 | no | HPLC Column | SS | 60 x 4,6 mm
Hypersil clone | 0702F080PY030 | BISCHOFF ProntoSIL Hypersorb MOS 3µm | C8 | 75 | 2 | 3 | 120 | L7 | no | HPLC Column | SS | 75 x 2,0 mm
Hypersil clone | 0703F080PY030 | BISCHOFF ProntoSIL Hypersorb MOS 3µm | C8 | 75 | 3 | 3 | 120 | L7 | no | HPLC Column | SS | 75 x 3,0 mm
Hypersil clone | 0704F080PY030 | BISCHOFF ProntoSIL Hypersorb MOS 3µm | C8 | 75 | 4 | 3 | 120 | L7 | no | HPLC Column | SS | 75 x 4,0 mm
Hypersil clone | 0746F080PY030 | BISCHOFF ProntoSIL Hypersorb MOS 3µm | C8 | 75 | 4.6 | 3 | 120 | L7 | no | HPLC Column | SS | 75 x 4,6 mm
Hypersil clone | 1002F080PY030 | BISCHOFF ProntoSIL Hypersorb MOS 3µm | C8 | 100 | 2 | 3 | 120 | L7 | no | HPLC Column | SS | 100 x 2,0 mm
Hypersil clone | 1003F080PY030 | BISCHOFF ProntoSIL Hypersorb MOS 3µm | C8 | 100 | 3 | 3 | 120 | L7 | no | HPLC Column | SS | 100 x 3,0 mm
Hypersil clone | 1004F080PY030 | BISCHOFF ProntoSIL Hypersorb MOS 3µm | C8 | 100 | 4 | 3 | 120 | L7 | no | HPLC Column | SS | 100 x 4,0 mm
Hypersil clone | 1046F080PY030 | BISCHOFF ProntoSIL Hypersorb MOS 3µm | C8 | 100 | 4.6 | 3 | 120 | L7 | no | HPLC Column | SS | 100 x 4,6 mm
Hypersil clone | 1202F080PY030 | BISCHOFF ProntoSIL Hypersorb MOS 3µm | C8 | 125 | 2 | 3 | 120 | L7 | no | HPLC Column | SS | 125 x 2,0 mm
Hypersil clone | 1203F080PY030 | BISCHOFF ProntoSIL Hypersorb MOS 3µm | C8 | 125 | 3 | 3 | 120 | L7 | no | HPLC Column | SS | 125 x 3,0 mm
Hypersil clone | 1204F080PY030 | BISCHOFF ProntoSIL Hypersorb MOS 3µm | C8 | 125 | 4 | 3 | 120 | L7 | no | HPLC Column | SS | 125 x 4,0 mm
Hypersil clone | 1246F080PY030 | BISCHOFF ProntoSIL Hypersorb MOS 3µm | C8 | 125 | 4.6 | 3 | 120 | L7 | no | HPLC Column | SS | 125 x 4,6 mm
Hypersil clone | 1502F080PY030 | BISCHOFF ProntoSIL Hypersorb MOS 3µm | C8 | 150 | 2 | 3 | 120 | L7 | no | HPLC Column | SS | 150 x 2,0 mm
Hypersil clone | 1503F080PY030 | BISCHOFF ProntoSIL Hypersorb MOS 3µm | C8 | 150 | 3 | 3 | 120 | L7 | no | HPLC Column | SS | 150 x 3,0 mm
Hypersil clone | 1504F080PY030 | BISCHOFF ProntoSIL Hypersorb MOS 3µm | C8 | 150 | 4 | 3 | 120 | L7 | no | HPLC Column | SS | 150 x 4,0 mm
Hypersil clone | 1546F080PY030 | BISCHOFF ProntoSIL Hypersorb MOS 3µm | C8 | 150 | 4.6 | 3 | 120 | L7 | no | HPLC Column | SS | 150 x 4,6 mm
Hypersil clone | 2002F080PY030 | BISCHOFF ProntoSIL Hypersorb MOS 3µm | C8 | 200 | 2 | 3 | 120 | L7 | no | HPLC Column | SS | 200 x 2,0 mm
Hypersil clone | 2003F080PY030 | BISCHOFF ProntoSIL Hypersorb MOS 3µm | C8 | 200 | 3 | 3 | 120 | L7 | no | HPLC Column | SS | 200 x 3,0 mm
Hypersil clone | 2004F080PY030 | BISCHOFF ProntoSIL Hypersorb MOS 3µm | C8 | 200 | 4 | 3 | 120 | L7 | no | HPLC Column | SS | 200 x 4,0 mm
Hypersil clone | 2046F080PY030 | BISCHOFF ProntoSIL Hypersorb MOS 3µm | C8 | 200 | 4.6 | 3 | 120 | L7 | no | HPLC Column | SS | 200 x 4,6 mm
Hypersil clone | 2502F080PY030 | BISCHOFF ProntoSIL Hypersorb MOS 3µm | C8 | 250 | 2 | 3 | 120 | L7 | no | HPLC Column | SS | 250 x 2,0 mm
Hypersil clone | 2503F080PY030 | BISCHOFF ProntoSIL Hypersorb MOS 3µm | C8 | 250 | 3 | 3 | 120 | L7 | no | HPLC Column | SS | 250 x 3,0 mm
Hypersil clone | 2504F080PY030 | BISCHOFF ProntoSIL Hypersorb MOS 3µm | C8 | 250 | 4 | 3 | 120 | L7 | no | HPLC Column | SS | 250 x 4,0 mm
Hypersil clone | 2546F080PY030 | BISCHOFF ProntoSIL Hypersorb MOS 3µm | C8 | 250 | 4.6 | 3 | 120 | L7 | no | HPLC Column | SS | 250 x 4,6 mm
Hypersil clone | 3002F080PY030 | BISCHOFF ProntoSIL Hypersorb MOS 3µm | C8 | 300 | 2 | 3 | 120 | L7 | no | HPLC Column | SS | 300 x 2,0 mm
Hypersil clone | 3003F080PY030 | BISCHOFF ProntoSIL Hypersorb MOS 3µm | C8 | 300 | 3 | 3 | 120 | L7 | no | HPLC Column | SS | 300 x 3,0 mm
Hypersil clone | 3004F080PY030 | BISCHOFF ProntoSIL Hypersorb MOS 3µm | C8 | 300 | 4 | 3 | 120 | L7 | no | HPLC Column | SS | 300 x 4,0 mm
Hypersil clone | 3046F080PY030 | BISCHOFF ProntoSIL Hypersorb MOS 3µm | C8 | 300 | 4.6 | 3 | 120 | L7 | no | HPLC Column | SS | 300 x 4,6 mm
Hypersil clone | 01P4F080PY030 | BISCHOFF ProntoSIL Hypersorb MOS 3µm | C8 | 14 | 4 | 3 | 120 | L7 | no | HPLC Column | PEEK | 14 x 4,0 mm
Hypersil clone | A2P4F080PY030 | BISCHOFF ProntoSIL Hypersorb MOS 3µm | C8 | 20 | 4 | 3 | 120 | L7 | no | HPLC Column | PEEK | 20 x 4,0 mm
Hypersil clone | 02P4F080PY030 | BISCHOFF ProntoSIL Hypersorb MOS 3µm | C8 | 25 | 4 | 3 | 120 | L7 | no | HPLC Column | PEEK | 25 x 4,0 mm
Hypersil clone | 03P4F080PY030 | BISCHOFF ProntoSIL Hypersorb MOS 3µm | C8 | 30 | 4 | 3 | 120 | L7 | no | HPLC Column | PEEK | 30 x 4,0 mm
Hypersil clone | 04P4F080PY030 | BISCHOFF ProntoSIL Hypersorb MOS 3µm | C8 | 33 | 4 | 3 | 120 | L7 | no | HPLC Column | PEEK | 33 x 4,0 mm
Hypersil clone | A4P4F080PY030 | BISCHOFF ProntoSIL Hypersorb MOS 3µm | C8 | 40 | 4 | 3 | 120 | L7 | no | HPLC Column | PEEK | 40 x 4,0 mm
Hypersil clone | 05P4F080PY030 | BISCHOFF ProntoSIL Hypersorb MOS 3µm | C8 | 50 | 4 | 3 | 120 | L7 | no | HPLC Column | PEEK | 50 x 4,0 mm
Hypersil clone | 06P4F080PY030 | BISCHOFF ProntoSIL Hypersorb MOS 3µm | C8 | 53 | 4 | 3 | 120 | L7 | no | HPLC Column | PEEK | 53 x 4,0 mm
Hypersil clone | A6P4F080PY030 | BISCHOFF ProntoSIL Hypersorb MOS 3µm | C8 | 60 | 4 | 3 | 120 | L7 | no | HPLC Column | PEEK | 60 x 4,0 mm
Hypersil clone | 07P4F080PY030 | BISCHOFF ProntoSIL Hypersorb MOS 3µm | C8 | 75 | 4 | 3 | 120 | L7 | no | HPLC Column | PEEK | 75 x 4,0 mm
Hypersil clone | 10P4F080PY030 | BISCHOFF ProntoSIL Hypersorb MOS 3µm | C8 | 100 | 4 | 3 | 120 | L7 | no | HPLC Column | PEEK | 100 x 4,0 mm
Hypersil clone | 12P4F080PY030 | BISCHOFF ProntoSIL Hypersorb MOS 3µm | C8 | 125 | 4 | 3 | 120 | L7 | no | HPLC Column | PEEK | 125 x 4,0 mm
Hypersil clone | 15P4F080PY030 | BISCHOFF ProntoSIL Hypersorb MOS 3µm | C8 | 150 | 4 | 3 | 120 | L7 | no | HPLC Column | PEEK | 150 x 4,0 mm
Hypersil clone | 20P4F080PY030 | BISCHOFF ProntoSIL Hypersorb MOS 3µm | C8 | 200 | 4 | 3 | 120 | L7 | no | HPLC Column | PEEK | 200 x 4,0 mm
Hypersil clone | 25P4F080PY030 | BISCHOFF ProntoSIL Hypersorb MOS 3µm | C8 | 250 | 4 | 3 | 120 | L7 | no | HPLC Column | PEEK | 250 x 4,0 mm
Hypersil clone | 30P4F080PY030 | BISCHOFF ProntoSIL Hypersorb MOS 3µm | C8 | 300 | 4 | 3 | 120 | L7 | no | HPLC Column | PEEK | 300 x 4,0 mm
Hypersil clone | 6305F080PY030 | BISCHOFF ProntoSIL Hypersorb MOS 3µm | C8 | 5 | 4 | 3 | 120 | L7 | no | Cartridges (5 pcs.) | SS | 5 x 4,0 mm
Hypersil clone | 6301F080PY030 | BISCHOFF ProntoSIL Hypersorb MOS 3µm | C8 | 10 | 4 | 3 | 120 | L7 | no | Cartridges (5 pcs.) | SS | 10 x 4,0 mm
Hypersil clone | 6302F080PY030 | BISCHOFF ProntoSIL Hypersorb MOS 3µm | C8 | 20 | 4 | 3 | 120 | L7 | no | Cartridges (5 pcs.) | SS | 20 x 4,0 mm
Hypersil clone | 63P1F080PY030 | BISCHOFF ProntoSIL Hypersorb MOS 3µm | C8 | 10 | 4 | 3 | 120 | L7 | no | Cartridges (5 pcs.) | PEEK | 10 x 4,0 mm
Hypersil clone | 63P2F080PY030 | BISCHOFF ProntoSIL Hypersorb MOS 3µm | C8 | 20 | 4 | 3 | 120 | L7 | no | Cartridges (5 pcs.) | PEEK | 20 x 4,0 mm
Hypersil clone | 6335F080PY030 | BISCHOFF ProntoSIL Hypersorb MOS 3µm | C8 | 5 | 3 | 3 | 120 | L7 | no | Cartridges (5 pcs.) | SS | 5 x 3,0 mm
Hypersil clone | 6331F080PY030 | BISCHOFF ProntoSIL Hypersorb MOS 3µm | C8 | 10 | 3 | 3 | 120 | L7 | no | Cartridges (5 pcs.) | SS | 10 x 3,0 mm
Hypersil clone | 6332F080PY030 | BISCHOFF ProntoSIL Hypersorb MOS 3µm | C8 | 20 | 3 | 3 | 120 | L7 | no | Cartridges (5 pcs.) | SS | 20 x 3,0 mm
Hypersil clone | 6325F080PY030 | BISCHOFF ProntoSIL Hypersorb MOS 3µm | C8 | 5 | 2 | 3 | 120 | L7 | no | Cartridges (5 pcs.) | SS | 5 x 2,0 mm
Hypersil clone | 6321F080PY030 | BISCHOFF ProntoSIL Hypersorb MOS 3µm | C8 | 10 | 2 | 3 | 120 | L7 | no | Cartridges (5 pcs.) | SS | 10 x 2,0 mm
Hypersil clone | 6322F080PY030 | BISCHOFF ProntoSIL Hypersorb MOS 3µm | C8 | 20 | 2 | 3 | 120 | L7 | no | Cartridges (5 pcs.) | SS | 20 x 2,0 mm
Hypersil clone | 0102F080PY050 | BISCHOFF ProntoSIL Hypersorb MOS 5µm | C8 | 14 | 2 | 5 | 120 | L7 | no | HPLC Column | SS | 14 x 2,0 mm
Hypersil clone | 0103F080PY050 | BISCHOFF ProntoSIL Hypersorb MOS 5µm | C8 | 14 | 3 | 5 | 120 | L7 | no | HPLC Column | SS | 14 x 3,0 mm
Hypersil clone | 0104F080PY050 | BISCHOFF ProntoSIL Hypersorb MOS 5µm | C8 | 14 | 4 | 5 | 120 | L7 | no | HPLC Column | SS | 14 x 4,0 mm
Hypersil clone | 0146F080PY050 | BISCHOFF ProntoSIL Hypersorb MOS 5µm | C8 | 14 | 4.6 | 5 | 120 | L7 | no | HPLC Column | SS | 14 x 4,6 mm
Hypersil clone | A202F080PY050 | BISCHOFF ProntoSIL Hypersorb MOS 5µm | C8 | 20 | 2 | 5 | 120 | L7 | no | HPLC Column | SS | 20 x 2,0 mm
Hypersil clone | A203F080PY050 | BISCHOFF ProntoSIL Hypersorb MOS 5µm | C8 | 20 | 3 | 5 | 120 | L7 | no | HPLC Column | SS | 20 x 3,0 mm
Hypersil clone | A204F080PY050 | BISCHOFF ProntoSIL Hypersorb MOS 5µm | C8 | 20 | 4 | 5 | 120 | L7 | no | HPLC Column | SS | 20 x 4,0 mm
Hypersil clone | A246F080PY050 | BISCHOFF ProntoSIL Hypersorb MOS 5µm | C8 | 20 | 4.6 | 5 | 120 | L7 | no | HPLC Column | SS | 20 x 4,6 mm
Hypersil clone | 0202F080PY050 | BISCHOFF ProntoSIL Hypersorb MOS 5µm | C8 | 25 | 2 | 5 | 120 | L7 | no | HPLC Column | SS | 25 x 2,0 mm
Hypersil clone | 0203F080PY050 | BISCHOFF ProntoSIL Hypersorb MOS 5µm | C8 | 25 | 3 | 5 | 120 | L7 | no | HPLC Column | SS | 25 x 3,0 mm
Hypersil clone | 0204F080PY050 | BISCHOFF ProntoSIL Hypersorb MOS 5µm | C8 | 25 | 4 | 5 | 120 | L7 | no | HPLC Column | SS | 25 x 4,0 mm
Hypersil clone | 0246F080PY050 | BISCHOFF ProntoSIL Hypersorb MOS 5µm | C8 | 25 | 4.6 | 5 | 120 | L7 | no | HPLC Column | SS | 25 x 4,6 mm
Hypersil clone | 0302F080PY050 | BISCHOFF ProntoSIL Hypersorb MOS 5µm | C8 | 30 | 2 | 5 | 120 | L7 | no | HPLC Column | SS | 30 x 2,0 mm
Hypersil clone | 0303F080PY050 | BISCHOFF ProntoSIL Hypersorb MOS 5µm | C8 | 30 | 3 | 5 | 120 | L7 | no | HPLC Column | SS | 30 x 3,0 mm
Hypersil clone | 0304F080PY050 | BISCHOFF ProntoSIL Hypersorb MOS 5µm | C8 | 30 | 4 | 5 | 120 | L7 | no | HPLC Column | SS | 30 x 4,0 mm
Hypersil clone | 0346F080PY050 | BISCHOFF ProntoSIL Hypersorb MOS 5µm | C8 | 30 | 4.6 | 5 | 120 | L7 | no | HPLC Column | SS | 30 x 4,6 mm
Hypersil clone | 0402F080PY050 | BISCHOFF ProntoSIL Hypersorb MOS 5µm | C8 | 33 | 2 | 5 | 120 | L7 | no | HPLC Column | SS | 33 x 2,0 mm
Hypersil clone | 0403F080PY050 | BISCHOFF ProntoSIL Hypersorb MOS 5µm | C8 | 33 | 3 | 5 | 120 | L7 | no | HPLC Column | SS | 33 x 3,0 mm
Hypersil clone | 0404F080PY050 | BISCHOFF ProntoSIL Hypersorb MOS 5µm | C8 | 33 | 4 | 5 | 120 | L7 | no | HPLC Column | SS | 33 x 4,0 mm
Hypersil clone | 0446F080PY050 | BISCHOFF ProntoSIL Hypersorb MOS 5µm | C8 | 33 | 4.6 | 5 | 120 | L7 | no | HPLC Column | SS | 33 x 4,6 mm
Hypersil clone | A402F080PY050 | BISCHOFF ProntoSIL Hypersorb MOS 5µm | C8 | 40 | 2 | 5 | 120 | L7 | no | HPLC Column | SS | 40 x 2,0 mm
Hypersil clone | A403F080PY050 | BISCHOFF ProntoSIL Hypersorb MOS 5µm | C8 | 40 | 3 | 5 | 120 | L7 | no | HPLC Column | SS | 40 x 3,0 mm
Hypersil clone | A404F080PY050 | BISCHOFF ProntoSIL Hypersorb MOS 5µm | C8 | 40 | 4 | 5 | 120 | L7 | no | HPLC Column | SS | 40 x 4,0 mm
Hypersil clone | A446F080PY050 | BISCHOFF ProntoSIL Hypersorb MOS 5µm | C8 | 40 | 4.6 | 5 | 120 | L7 | no | HPLC Column | SS | 40 x 4,6 mm
Hypersil clone | 0502F080PY050 | BISCHOFF ProntoSIL Hypersorb MOS 5µm | C8 | 50 | 2 | 5 | 120 | L7 | no | HPLC Column | SS | 50 x 2,0 mm
Hypersil clone | 0503F080PY050 | BISCHOFF ProntoSIL Hypersorb MOS 5µm | C8 | 50 | 3 | 5 | 120 | L7 | no | HPLC Column | SS | 50 x 3,0 mm
Hypersil clone | 0504F080PY050 | BISCHOFF ProntoSIL Hypersorb MOS 5µm | C8 | 50 | 4 | 5 | 120 | L7 | no | HPLC Column | SS | 50 x 4,0 mm
Hypersil clone | 0546F080PY050 | BISCHOFF ProntoSIL Hypersorb MOS 5µm | C8 | 50 | 4.6 | 5 | 120 | L7 | no | HPLC Column | SS | 50 x 4,6 mm
Hypersil clone | 0602F080PY050 | BISCHOFF ProntoSIL Hypersorb MOS 5µm | C8 | 53 | 2 | 5 | 120 | L7 | no | HPLC Column | SS | 53 x 2,0 mm
Hypersil clone | 0603F080PY050 | BISCHOFF ProntoSIL Hypersorb MOS 5µm | C8 | 53 | 3 | 5 | 120 | L7 | no | HPLC Column | SS | 53 x 3,0 mm
Hypersil clone | 0604F080PY050 | BISCHOFF ProntoSIL Hypersorb MOS 5µm | C8 | 53 | 4 | 5 | 120 | L7 | no | HPLC Column | SS | 53 x 4,0 mm
Hypersil clone | 0646F080PY050 | BISCHOFF ProntoSIL Hypersorb MOS 5µm | C8 | 53 | 4.6 | 5 | 120 | L7 | no | HPLC Column | SS | 53 x 4,6 mm
Hypersil clone | A602F080PY050 | BISCHOFF ProntoSIL Hypersorb MOS 5µm | C8 | 60 | 2 | 5 | 120 | L7 | no | HPLC Column | SS | 60 x 2,0 mm
Hypersil clone | A603F080PY050 | BISCHOFF ProntoSIL Hypersorb MOS 5µm | C8 | 60 | 3 | 5 | 120 | L7 | no | HPLC Column | SS | 60 x 3,0 mm
Hypersil clone | A604F080PY050 | BISCHOFF ProntoSIL Hypersorb MOS 5µm | C8 | 60 | 4 | 5 | 120 | L7 | no | HPLC Column | SS | 60 x 4,0 mm
Hypersil clone | A646F080PY050 | BISCHOFF ProntoSIL Hypersorb MOS 5µm | C8 | 60 | 4.6 | 5 | 120 | L7 | no | HPLC Column | SS | 60 x 4,6 mm
Hypersil clone | 0702F080PY050 | BISCHOFF ProntoSIL Hypersorb MOS 5µm | C8 | 75 | 2 | 5 | 120 | L7 | no | HPLC Column | SS | 75 x 2,0 mm
Hypersil clone | 0703F080PY050 | BISCHOFF ProntoSIL Hypersorb MOS 5µm | C8 | 75 | 3 | 5 | 120 | L7 | no | HPLC Column | SS | 75 x 3,0 mm
Hypersil clone | 0704F080PY050 | BISCHOFF ProntoSIL Hypersorb MOS 5µm | C8 | 75 | 4 | 5 | 120 | L7 | no | HPLC Column | SS | 75 x 4,0 mm
Hypersil clone | 0746F080PY050 | BISCHOFF ProntoSIL Hypersorb MOS 5µm | C8 | 75 | 4.6 | 5 | 120 | L7 | no | HPLC Column | SS | 75 x 4,6 mm
Hypersil clone | 1002F080PY050 | BISCHOFF ProntoSIL Hypersorb MOS 5µm | C8 | 100 | 2 | 5 | 120 | L7 | no | HPLC Column | SS | 100 x 2,0 mm
Hypersil clone | 1003F080PY050 | BISCHOFF ProntoSIL Hypersorb MOS 5µm | C8 | 100 | 3 | 5 | 120 | L7 | no | HPLC Column | SS | 100 x 3,0 mm
Hypersil clone | 1004F080PY050 | BISCHOFF ProntoSIL Hypersorb MOS 5µm | C8 | 100 | 4 | 5 | 120 | L7 | no | HPLC Column | SS | 100 x 4,0 mm
Hypersil clone | 1046F080PY050 | BISCHOFF ProntoSIL Hypersorb MOS 5µm | C8 | 100 | 4.6 | 5 | 120 | L7 | no | HPLC Column | SS | 100 x 4,6 mm
Hypersil clone | 1202F080PY050 | BISCHOFF ProntoSIL Hypersorb MOS 5µm | C8 | 125 | 2 | 5 | 120 | L7 | no | HPLC Column | SS | 125 x 2,0 mm
Hypersil clone | 1203F080PY050 | BISCHOFF ProntoSIL Hypersorb MOS 5µm | C8 | 125 | 3 | 5 | 120 | L7 | no | HPLC Column | SS | 125 x 3,0 mm
Hypersil clone | 1204F080PY050 | BISCHOFF ProntoSIL Hypersorb MOS 5µm | C8 | 125 | 4 | 5 | 120 | L7 | no | HPLC Column | SS | 125 x 4,0 mm
Hypersil clone | 1246F080PY050 | BISCHOFF ProntoSIL Hypersorb MOS 5µm | C8 | 125 | 4.6 | 5 | 120 | L7 | no | HPLC Column | SS | 125 x 4,6 mm
Hypersil clone | 1502F080PY050 | BISCHOFF ProntoSIL Hypersorb MOS 5µm | C8 | 150 | 2 | 5 | 120 | L7 | no | HPLC Column | SS | 150 x 2,0 mm
Hypersil clone | 1503F080PY050 | BISCHOFF ProntoSIL Hypersorb MOS 5µm | C8 | 150 | 3 | 5 | 120 | L7 | no | HPLC Column | SS | 150 x 3,0 mm
Hypersil clone | 1504F080PY050 | BISCHOFF ProntoSIL Hypersorb MOS 5µm | C8 | 150 | 4 | 5 | 120 | L7 | no | HPLC Column | SS | 150 x 4,0 mm
Hypersil clone | 1546F080PY050 | BISCHOFF ProntoSIL Hypersorb MOS 5µm | C8 | 150 | 4.6 | 5 | 120 | L7 | no | HPLC Column | SS | 150 x 4,6 mm
Hypersil clone | 2002F080PY050 | BISCHOFF ProntoSIL Hypersorb MOS 5µm | C8 | 200 | 2 | 5 | 120 | L7 | no | HPLC Column | SS | 200 x 2,0 mm
Hypersil clone | 2003F080PY050 | BISCHOFF ProntoSIL Hypersorb MOS 5µm | C8 | 200 | 3 | 5 | 120 | L7 | no | HPLC Column | SS | 200 x 3,0 mm
Hypersil clone | 2004F080PY050 | BISCHOFF ProntoSIL Hypersorb MOS 5µm | C8 | 200 | 4 | 5 | 120 | L7 | no | HPLC Column | SS | 200 x 4,0 mm
Hypersil clone | 2046F080PY050 | BISCHOFF ProntoSIL Hypersorb MOS 5µm | C8 | 200 | 4.6 | 5 | 120 | L7 | no | HPLC Column | SS | 200 x 4,6 mm
Hypersil clone | 2502F080PY050 | BISCHOFF ProntoSIL Hypersorb MOS 5µm | C8 | 250 | 2 | 5 | 120 | L7 | no | HPLC Column | SS | 250 x 2,0 mm
Hypersil clone | 2503F080PY050 | BISCHOFF ProntoSIL Hypersorb MOS 5µm | C8 | 250 | 3 | 5 | 120 | L7 | no | HPLC Column | SS | 250 x 3,0 mm
Hypersil clone | 2504F080PY050 | BISCHOFF ProntoSIL Hypersorb MOS 5µm | C8 | 250 | 4 | 5 | 120 | L7 | no | HPLC Column | SS | 250 x 4,0 mm
Hypersil clone | 2546F080PY050 | BISCHOFF ProntoSIL Hypersorb MOS 5µm | C8 | 250 | 4.6 | 5 | 120 | L7 | no | HPLC Column | SS | 250 x 4,6 mm
Hypersil clone | 3002F080PY050 | BISCHOFF ProntoSIL Hypersorb MOS 5µm | C8 | 300 | 2 | 5 | 120 | L7 | no | HPLC Column | SS | 300 x 2,0 mm
Hypersil clone | 3003F080PY050 | BISCHOFF ProntoSIL Hypersorb MOS 5µm | C8 | 300 | 3 | 5 | 120 | L7 | no | HPLC Column | SS | 300 x 3,0 mm
Hypersil clone | 3004F080PY050 | BISCHOFF ProntoSIL Hypersorb MOS 5µm | C8 | 300 | 4 | 5 | 120 | L7 | no | HPLC Column | SS | 300 x 4,0 mm
Hypersil clone | 3046F080PY050 | BISCHOFF ProntoSIL Hypersorb MOS 5µm | C8 | 300 | 4.6 | 5 | 120 | L7 | no | HPLC Column | SS | 300 x 4,6 mm
Hypersil clone | 01P4F080PY050 | BISCHOFF ProntoSIL Hypersorb MOS 5µm | C8 | 14 | 4 | 5 | 120 | L7 | no | HPLC Column | PEEK | 14 x 4,0 mm
Hypersil clone | A2P4F080PY050 | BISCHOFF ProntoSIL Hypersorb MOS 5µm | C8 | 20 | 4 | 5 | 120 | L7 | no | HPLC Column | PEEK | 20 x 4,0 mm
Hypersil clone | 02P4F080PY050 | BISCHOFF ProntoSIL Hypersorb MOS 5µm | C8 | 25 | 4 | 5 | 120 | L7 | no | HPLC Column | PEEK | 25 x 4,0 mm
Hypersil clone | 03P4F080PY050 | BISCHOFF ProntoSIL Hypersorb MOS 5µm | C8 | 30 | 4 | 5 | 120 | L7 | no | HPLC Column | PEEK | 30 x 4,0 mm
Hypersil clone | 04P4F080PY050 | BISCHOFF ProntoSIL Hypersorb MOS 5µm | C8 | 33 | 4 | 5 | 120 | L7 | no | HPLC Column | PEEK | 33 x 4,0 mm
Hypersil clone | A4P4F080PY050 | BISCHOFF ProntoSIL Hypersorb MOS 5µm | C8 | 40 | 4 | 5 | 120 | L7 | no | HPLC Column | PEEK | 40 x 4,0 mm
Hypersil clone | 05P4F080PY050 | BISCHOFF ProntoSIL Hypersorb MOS 5µm | C8 | 50 | 4 | 5 | 120 | L7 | no | HPLC Column | PEEK | 50 x 4,0 mm
Hypersil clone | 06P4F080PY050 | BISCHOFF ProntoSIL Hypersorb MOS 5µm | C8 | 53 | 4 | 5 | 120 | L7 | no | HPLC Column | PEEK | 53 x 4,0 mm
Hypersil clone | A6P4F080PY050 | BISCHOFF ProntoSIL Hypersorb MOS 5µm | C8 | 60 | 4 | 5 | 120 | L7 | no | HPLC Column | PEEK | 60 x 4,0 mm
Hypersil clone | 07P4F080PY050 | BISCHOFF ProntoSIL Hypersorb MOS 5µm | C8 | 75 | 4 | 5 | 120 | L7 | no | HPLC Column | PEEK | 75 x 4,0 mm
Hypersil clone | 10P4F080PY050 | BISCHOFF ProntoSIL Hypersorb MOS 5µm | C8 | 100 | 4 | 5 | 120 | L7 | no | HPLC Column | PEEK | 100 x 4,0 mm
Hypersil clone | 12P4F080PY050 | BISCHOFF ProntoSIL Hypersorb MOS 5µm | C8 | 125 | 4 | 5 | 120 | L7 | no | HPLC Column | PEEK | 125 x 4,0 mm
Hypersil clone | 15P4F080PY050 | BISCHOFF ProntoSIL Hypersorb MOS 5µm | C8 | 150 | 4 | 5 | 120 | L7 | no | HPLC Column | PEEK | 150 x 4,0 mm
Hypersil clone | 20P4F080PY050 | BISCHOFF ProntoSIL Hypersorb MOS 5µm | C8 | 200 | 4 | 5 | 120 | L7 | no | HPLC Column | PEEK | 200 x 4,0 mm
Hypersil clone | 25P4F080PY050 | BISCHOFF ProntoSIL Hypersorb MOS 5µm | C8 | 250 | 4 | 5 | 120 | L7 | no | HPLC Column | PEEK | 250 x 4,0 mm
Hypersil clone | 30P4F080PY050 | BISCHOFF ProntoSIL Hypersorb MOS 5µm | C8 | 300 | 4 | 5 | 120 | L7 | no | HPLC Column | PEEK | 300 x 4,0 mm
Hypersil clone | 6305F080PY050 | BISCHOFF ProntoSIL Hypersorb MOS 5µm | C8 | 5 | 4 | 5 | 120 | L7 | no | Cartridges (5 pcs.) | SS | 5 x 4,0 mm
Hypersil clone | 6301F080PY050 | BISCHOFF ProntoSIL Hypersorb MOS 5µm | C8 | 10 | 4 | 5 | 120 | L7 | no | Cartridges (5 pcs.) | SS | 10 x 4,0 mm
Hypersil clone | 6302F080PY050 | BISCHOFF ProntoSIL Hypersorb MOS 5µm | C8 | 20 | 4 | 5 | 120 | L7 | no | Cartridges (5 pcs.) | SS | 20 x 4,0 mm
Hypersil clone | 63P1F080PY050 | BISCHOFF ProntoSIL Hypersorb MOS 5µm | C8 | 10 | 4 | 5 | 120 | L7 | no | Cartridges (5 pcs.) | PEEK | 10 x 4,0 mm
Hypersil clone | 63P2F080PY050 | BISCHOFF ProntoSIL Hypersorb MOS 5µm | C8 | 20 | 4 | 5 | 120 | L7 | no | Cartridges (5 pcs.) | PEEK | 20 x 4,0 mm
Hypersil clone | 6335F080PY050 | BISCHOFF ProntoSIL Hypersorb MOS 5µm | C8 | 5 | 3 | 5 | 120 | L7 | no | Cartridges (5 pcs.) | SS | 5 x 3,0 mm
Hypersil clone | 6331F080PY050 | BISCHOFF ProntoSIL Hypersorb MOS 5µm | C8 | 10 | 3 | 5 | 120 | L7 | no | Cartridges (5 pcs.) | SS | 10 x 3,0 mm
Hypersil clone | 6332F080PY050 | BISCHOFF ProntoSIL Hypersorb MOS 5µm | C8 | 20 | 3 | 5 | 120 | L7 | no | Cartridges (5 pcs.) | SS | 20 x 3,0 mm
Hypersil clone | 6325F080PY050 | BISCHOFF ProntoSIL Hypersorb MOS 5µm | C8 | 5 | 2 | 5 | 120 | L7 | no | Cartridges (5 pcs.) | SS | 5 x 2,0 mm
Hypersil clone | 6321F080PY050 | BISCHOFF ProntoSIL Hypersorb MOS 5µm | C8 | 10 | 2 | 5 | 120 | L7 | no | Cartridges (5 pcs.) | SS | 10 x 2,0 mm
Hypersil clone | 6322F080PY050 | BISCHOFF ProntoSIL Hypersorb MOS 5µm | C8 | 20 | 2 | 5 | 120 | L7 | no | Cartridges (5 pcs.) | SS | 20 x 2,0 mm
Hypersil clone | 0102F010PY030 | BISCHOFF ProntoSIL Hypersorb SAS 3µm | C1 | 14 | 2 | 3 | 120 | L13 | no | HPLC Column | SS | 14 x 2,0 mm
Hypersil clone | 0103F010PY030 | BISCHOFF ProntoSIL Hypersorb SAS 3µm | C1 | 14 | 3 | 3 | 120 | L13 | no | HPLC Column | SS | 14 x 3,0 mm
Hypersil clone | 0104F010PY030 | BISCHOFF ProntoSIL Hypersorb SAS 3µm | C1 | 14 | 4 | 3 | 120 | L13 | no | HPLC Column | SS | 14 x 4,0 mm
Hypersil clone | 0146F010PY030 | BISCHOFF ProntoSIL Hypersorb SAS 3µm | C1 | 14 | 4.6 | 3 | 120 | L13 | no | HPLC Column | SS | 14 x 4,6 mm
Hypersil clone | A202F010PY030 | BISCHOFF ProntoSIL Hypersorb SAS 3µm | C1 | 20 | 2 | 3 | 120 | L13 | no | HPLC Column | SS | 20 x 2,0 mm
Hypersil clone | A203F010PY030 | BISCHOFF ProntoSIL Hypersorb SAS 3µm | C1 | 20 | 3 | 3 | 120 | L13 | no | HPLC Column | SS | 20 x 3,0 mm
Hypersil clone | A204F010PY030 | BISCHOFF ProntoSIL Hypersorb SAS 3µm | C1 | 20 | 4 | 3 | 120 | L13 | no | HPLC Column | SS | 20 x 4,0 mm
Hypersil clone | A246F010PY030 | BISCHOFF ProntoSIL Hypersorb SAS 3µm | C1 | 20 | 4.6 | 3 | 120 | L13 | no | HPLC Column | SS | 20 x 4,6 mm
Hypersil clone | 0202F010PY030 | BISCHOFF ProntoSIL Hypersorb SAS 3µm | C1 | 25 | 2 | 3 | 120 | L13 | no | HPLC Column | SS | 25 x 2,0 mm
Hypersil clone | 0203F010PY030 | BISCHOFF ProntoSIL Hypersorb SAS 3µm | C1 | 25 | 3 | 3 | 120 | L13 | no | HPLC Column | SS | 25 x 3,0 mm
Hypersil clone | 0204F010PY030 | BISCHOFF ProntoSIL Hypersorb SAS 3µm | C1 | 25 | 4 | 3 | 120 | L13 | no | HPLC Column | SS | 25 x 4,0 mm
Hypersil clone | 0246F010PY030 | BISCHOFF ProntoSIL Hypersorb SAS 3µm | C1 | 25 | 4.6 | 3 | 120 | L13 | no | HPLC Column | SS | 25 x 4,6 mm
Hypersil clone | 0302F010PY030 | BISCHOFF ProntoSIL Hypersorb SAS 3µm | C1 | 30 | 2 | 3 | 120 | L13 | no | HPLC Column | SS | 30 x 2,0 mm
Hypersil clone | 0303F010PY030 | BISCHOFF ProntoSIL Hypersorb SAS 3µm | C1 | 30 | 3 | 3 | 120 | L13 | no | HPLC Column | SS | 30 x 3,0 mm
Hypersil clone | 0304F010PY030 | BISCHOFF ProntoSIL Hypersorb SAS 3µm | C1 | 30 | 4 | 3 | 120 | L13 | no | HPLC Column | SS | 30 x 4,0 mm
Hypersil clone | 0346F010PY030 | BISCHOFF ProntoSIL Hypersorb SAS 3µm | C1 | 30 | 4.6 | 3 | 120 | L13 | no | HPLC Column | SS | 30 x 4,6 mm
Hypersil clone | 0402F010PY030 | BISCHOFF ProntoSIL Hypersorb SAS 3µm | C1 | 33 | 2 | 3 | 120 | L13 | no | HPLC Column | SS | 33 x 2,0 mm
Hypersil clone | 0403F010PY030 | BISCHOFF ProntoSIL Hypersorb SAS 3µm | C1 | 33 | 3 | 3 | 120 | L13 | no | HPLC Column | SS | 33 x 3,0 mm
Hypersil clone | 0404F010PY030 | BISCHOFF ProntoSIL Hypersorb SAS 3µm | C1 | 33 | 4 | 3 | 120 | L13 | no | HPLC Column | SS | 33 x 4,0 mm
Hypersil clone | 0446F010PY030 | BISCHOFF ProntoSIL Hypersorb SAS 3µm | C1 | 33 | 4.6 | 3 | 120 | L13 | no | HPLC Column | SS | 33 x 4,6 mm
Hypersil clone | A402F010PY030 | BISCHOFF ProntoSIL Hypersorb SAS 3µm | C1 | 40 | 2 | 3 | 120 | L13 | no | HPLC Column | SS | 40 x 2,0 mm
Hypersil clone | A403F010PY030 | BISCHOFF ProntoSIL Hypersorb SAS 3µm | C1 | 40 | 3 | 3 | 120 | L13 | no | HPLC Column | SS | 40 x 3,0 mm
Hypersil clone | A404F010PY030 | BISCHOFF ProntoSIL Hypersorb SAS 3µm | C1 | 40 | 4 | 3 | 120 | L13 | no | HPLC Column | SS | 40 x 4,0 mm
Hypersil clone | A446F010PY030 | BISCHOFF ProntoSIL Hypersorb SAS 3µm | C1 | 40 | 4.6 | 3 | 120 | L13 | no | HPLC Column | SS | 40 x 4,6 mm
Hypersil clone | 0502F010PY030 | BISCHOFF ProntoSIL Hypersorb SAS 3µm | C1 | 50 | 2 | 3 | 120 | L13 | no | HPLC Column | SS | 50 x 2,0 mm
Hypersil clone | 0503F010PY030 | BISCHOFF ProntoSIL Hypersorb SAS 3µm | C1 | 50 | 3 | 3 | 120 | L13 | no | HPLC Column | SS | 50 x 3,0 mm
Hypersil clone | 0504F010PY030 | BISCHOFF ProntoSIL Hypersorb SAS 3µm | C1 | 50 | 4 | 3 | 120 | L13 | no | HPLC Column | SS | 50 x 4,0 mm
Hypersil clone | 0546F010PY030 | BISCHOFF ProntoSIL Hypersorb SAS 3µm | C1 | 50 | 4.6 | 3 | 120 | L13 | no | HPLC Column | SS | 50 x 4,6 mm
Hypersil clone | 0602F010PY030 | BISCHOFF ProntoSIL Hypersorb SAS 3µm | C1 | 53 | 2 | 3 | 120 | L13 | no | HPLC Column | SS | 53 x 2,0 mm
Hypersil clone | 0603F010PY030 | BISCHOFF ProntoSIL Hypersorb SAS 3µm | C1 | 53 | 3 | 3 | 120 | L13 | no | HPLC Column | SS | 53 x 3,0 mm
Hypersil clone | 0604F010PY030 | BISCHOFF ProntoSIL Hypersorb SAS 3µm | C1 | 53 | 4 | 3 | 120 | L13 | no | HPLC Column | SS | 53 x 4,0 mm
Hypersil clone | 0646F010PY030 | BISCHOFF ProntoSIL Hypersorb SAS 3µm | C1 | 53 | 4.6 | 3 | 120 | L13 | no | HPLC Column | SS | 53 x 4,6 mm
Hypersil clone | A602F010PY030 | BISCHOFF ProntoSIL Hypersorb SAS 3µm | C1 | 60 | 2 | 3 | 120 | L13 | no | HPLC Column | SS | 60 x 2,0 mm
Hypersil clone | A603F010PY030 | BISCHOFF ProntoSIL Hypersorb SAS 3µm | C1 | 60 | 3 | 3 | 120 | L13 | no | HPLC Column | SS | 60 x 3,0 mm
Hypersil clone | A604F010PY030 | BISCHOFF ProntoSIL Hypersorb SAS 3µm | C1 | 60 | 4 | 3 | 120 | L13 | no | HPLC Column | SS | 60 x 4,0 mm
Hypersil clone | A646F010PY030 | BISCHOFF ProntoSIL Hypersorb SAS 3µm | C1 | 60 | 4.6 | 3 | 120 | L13 | no | HPLC Column | SS | 60 x 4,6 mm
Hypersil clone | 0702F010PY030 | BISCHOFF ProntoSIL Hypersorb SAS 3µm | C1 | 75 | 2 | 3 | 120 | L13 | no | HPLC Column | SS | 75 x 2,0 mm
Hypersil clone | 0703F010PY030 | BISCHOFF ProntoSIL Hypersorb SAS 3µm | C1 | 75 | 3 | 3 | 120 | L13 | no | HPLC Column | SS | 75 x 3,0 mm
Hypersil clone | 0704F010PY030 | BISCHOFF ProntoSIL Hypersorb SAS 3µm | C1 | 75 | 4 | 3 | 120 | L13 | no | HPLC Column | SS | 75 x 4,0 mm
Hypersil clone | 0746F010PY030 | BISCHOFF ProntoSIL Hypersorb SAS 3µm | C1 | 75 | 4.6 | 3 | 120 | L13 | no | HPLC Column | SS | 75 x 4,6 mm
Hypersil clone | 1002F010PY030 | BISCHOFF ProntoSIL Hypersorb SAS 3µm | C1 | 100 | 2 | 3 | 120 | L13 | no | HPLC Column | SS | 100 x 2,0 mm
Hypersil clone | 1003F010PY030 | BISCHOFF ProntoSIL Hypersorb SAS 3µm | C1 | 100 | 3 | 3 | 120 | L13 | no | HPLC Column | SS | 100 x 3,0 mm
Hypersil clone | 1004F010PY030 | BISCHOFF ProntoSIL Hypersorb SAS 3µm | C1 | 100 | 4 | 3 | 120 | L13 | no | HPLC Column | SS | 100 x 4,0 mm
Hypersil clone | 1046F010PY030 | BISCHOFF ProntoSIL Hypersorb SAS 3µm | C1 | 100 | 4.6 | 3 | 120 | L13 | no | HPLC Column | SS | 100 x 4,6 mm
Hypersil clone | 1202F010PY030 | BISCHOFF ProntoSIL Hypersorb SAS 3µm | C1 | 125 | 2 | 3 | 120 | L13 | no | HPLC Column | SS | 125 x 2,0 mm
Hypersil clone | 1203F010PY030 | BISCHOFF ProntoSIL Hypersorb SAS 3µm | C1 | 125 | 3 | 3 | 120 | L13 | no | HPLC Column | SS | 125 x 3,0 mm
Hypersil clone | 1204F010PY030 | BISCHOFF ProntoSIL Hypersorb SAS 3µm | C1 | 125 | 4 | 3 | 120 | L13 | no | HPLC Column | SS | 125 x 4,0 mm
Hypersil clone | 1246F010PY030 | BISCHOFF ProntoSIL Hypersorb SAS 3µm | C1 | 125 | 4.6 | 3 | 120 | L13 | no | HPLC Column | SS | 125 x 4,6 mm
Hypersil clone | 1502F010PY030 | BISCHOFF ProntoSIL Hypersorb SAS 3µm | C1 | 150 | 2 | 3 | 120 | L13 | no | HPLC Column | SS | 150 x 2,0 mm
Hypersil clone | 1503F010PY030 | BISCHOFF ProntoSIL Hypersorb SAS 3µm | C1 | 150 | 3 | 3 | 120 | L13 | no | HPLC Column | SS | 150 x 3,0 mm
Hypersil clone | 1504F010PY030 | BISCHOFF ProntoSIL Hypersorb SAS 3µm | C1 | 150 | 4 | 3 | 120 | L13 | no | HPLC Column | SS | 150 x 4,0 mm
Hypersil clone | 1546F010PY030 | BISCHOFF ProntoSIL Hypersorb SAS 3µm | C1 | 150 | 4.6 | 3 | 120 | L13 | no | HPLC Column | SS | 150 x 4,6 mm
Hypersil clone | 2002F010PY030 | BISCHOFF ProntoSIL Hypersorb SAS 3µm | C1 | 200 | 2 | 3 | 120 | L13 | no | HPLC Column | SS | 200 x 2,0 mm
Hypersil clone | 2003F010PY030 | BISCHOFF ProntoSIL Hypersorb SAS 3µm | C1 | 200 | 3 | 3 | 120 | L13 | no | HPLC Column | SS | 200 x 3,0 mm
Hypersil clone | 2004F010PY030 | BISCHOFF ProntoSIL Hypersorb SAS 3µm | C1 | 200 | 4 | 3 | 120 | L13 | no | HPLC Column | SS | 200 x 4,0 mm
Hypersil clone | 2046F010PY030 | BISCHOFF ProntoSIL Hypersorb SAS 3µm | C1 | 200 | 4.6 | 3 | 120 | L13 | no | HPLC Column | SS | 200 x 4,6 mm
Hypersil clone | 2502F010PY030 | BISCHOFF ProntoSIL Hypersorb SAS 3µm | C1 | 250 | 2 | 3 | 120 | L13 | no | HPLC Column | SS | 250 x 2,0 mm
Hypersil clone | 2503F010PY030 | BISCHOFF ProntoSIL Hypersorb SAS 3µm | C1 | 250 | 3 | 3 | 120 | L13 | no | HPLC Column | SS | 250 x 3,0 mm
Hypersil clone | 2504F010PY030 | BISCHOFF ProntoSIL Hypersorb SAS 3µm | C1 | 250 | 4 | 3 | 120 | L13 | no | HPLC Column | SS | 250 x 4,0 mm
Hypersil clone | 2546F010PY030 | BISCHOFF ProntoSIL Hypersorb SAS 3µm | C1 | 250 | 4.6 | 3 | 120 | L13 | no | HPLC Column | SS | 250 x 4,6 mm
Hypersil clone | 3002F010PY030 | BISCHOFF ProntoSIL Hypersorb SAS 3µm | C1 | 300 | 2 | 3 | 120 | L13 | no | HPLC Column | SS | 300 x 2,0 mm
Hypersil clone | 3003F010PY030 | BISCHOFF ProntoSIL Hypersorb SAS 3µm | C1 | 300 | 3 | 3 | 120 | L13 | no | HPLC Column | SS | 300 x 3,0 mm
Hypersil clone | 3004F010PY030 | BISCHOFF ProntoSIL Hypersorb SAS 3µm | C1 | 300 | 4 | 3 | 120 | L13 | no | HPLC Column | SS | 300 x 4,0 mm
Hypersil clone | 3046F010PY030 | BISCHOFF ProntoSIL Hypersorb SAS 3µm | C1 | 300 | 4.6 | 3 | 120 | L13 | no | HPLC Column | SS | 300 x 4,6 mm
Hypersil clone | 01P4F010PY030 | BISCHOFF ProntoSIL Hypersorb SAS 3µm | C1 | 14 | 4 | 3 | 120 | L13 | no | HPLC Column | PEEK | 14 x 4,0 mm
Hypersil clone | A2P4F010PY030 | BISCHOFF ProntoSIL Hypersorb SAS 3µm | C1 | 20 | 4 | 3 | 120 | L13 | no | HPLC Column | PEEK | 20 x 4,0 mm
Hypersil clone | 02P4F010PY030 | BISCHOFF ProntoSIL Hypersorb SAS 3µm | C1 | 25 | 4 | 3 | 120 | L13 | no | HPLC Column | PEEK | 25 x 4,0 mm
Hypersil clone | 03P4F010PY030 | BISCHOFF ProntoSIL Hypersorb SAS 3µm | C1 | 30 | 4 | 3 | 120 | L13 | no | HPLC Column | PEEK | 30 x 4,0 mm
Hypersil clone | 04P4F010PY030 | BISCHOFF ProntoSIL Hypersorb SAS 3µm | C1 | 33 | 4 | 3 | 120 | L13 | no | HPLC Column | PEEK | 33 x 4,0 mm
Hypersil clone | A4P4F010PY030 | BISCHOFF ProntoSIL Hypersorb SAS 3µm | C1 | 40 | 4 | 3 | 120 | L13 | no | HPLC Column | PEEK | 40 x 4,0 mm
Hypersil clone | 05P4F010PY030 | BISCHOFF ProntoSIL Hypersorb SAS 3µm | C1 | 50 | 4 | 3 | 120 | L13 | no | HPLC Column | PEEK | 50 x 4,0 mm
Hypersil clone | 06P4F010PY030 | BISCHOFF ProntoSIL Hypersorb SAS 3µm | C1 | 53 | 4 | 3 | 120 | L13 | no | HPLC Column | PEEK | 53 x 4,0 mm
Hypersil clone | A6P4F010PY030 | BISCHOFF ProntoSIL Hypersorb SAS 3µm | C1 | 60 | 4 | 3 | 120 | L13 | no | HPLC Column | PEEK | 60 x 4,0 mm
Hypersil clone | 07P4F010PY030 | BISCHOFF ProntoSIL Hypersorb SAS 3µm | C1 | 75 | 4 | 3 | 120 | L13 | no | HPLC Column | PEEK | 75 x 4,0 mm
Hypersil clone | 10P4F010PY030 | BISCHOFF ProntoSIL Hypersorb SAS 3µm | C1 | 100 | 4 | 3 | 120 | L13 | no | HPLC Column | PEEK | 100 x 4,0 mm
Hypersil clone | 12P4F010PY030 | BISCHOFF ProntoSIL Hypersorb SAS 3µm | C1 | 125 | 4 | 3 | 120 | L13 | no | HPLC Column | PEEK | 125 x 4,0 mm
Hypersil clone | 15P4F010PY030 | BISCHOFF ProntoSIL Hypersorb SAS 3µm | C1 | 150 | 4 | 3 | 120 | L13 | no | HPLC Column | PEEK | 150 x 4,0 mm
Hypersil clone | 20P4F010PY030 | BISCHOFF ProntoSIL Hypersorb SAS 3µm | C1 | 200 | 4 | 3 | 120 | L13 | no | HPLC Column | PEEK | 200 x 4,0 mm
Hypersil clone | 25P4F010PY030 | BISCHOFF ProntoSIL Hypersorb SAS 3µm | C1 | 250 | 4 | 3 | 120 | L13 | no | HPLC Column | PEEK | 250 x 4,0 mm
Hypersil clone | 30P4F010PY030 | BISCHOFF ProntoSIL Hypersorb SAS 3µm | C1 | 300 | 4 | 3 | 120 | L13 | no | HPLC Column | PEEK | 300 x 4,0 mm
Hypersil clone | 6305F010PY030 | BISCHOFF ProntoSIL Hypersorb SAS 3µm | C1 | 5 | 4 | 3 | 120 | L13 | no | Cartridges (5 pcs.) | SS | 5 x 4,0 mm
Hypersil clone | 6301F010PY030 | BISCHOFF ProntoSIL Hypersorb SAS 3µm | C1 | 10 | 4 | 3 | 120 | L13 | no | Cartridges (5 pcs.) | SS | 10 x 4,0 mm
Hypersil clone | 6302F010PY030 | BISCHOFF ProntoSIL Hypersorb SAS 3µm | C1 | 20 | 4 | 3 | 120 | L13 | no | Cartridges (5 pcs.) | SS | 20 x 4,0 mm
Hypersil clone | 63P1F010PY030 | BISCHOFF ProntoSIL Hypersorb SAS 3µm | C1 | 10 | 4 | 3 | 120 | L13 | no | Cartridges (5 pcs.) | PEEK | 10 x 4,0 mm
Hypersil clone | 63P2F010PY030 | BISCHOFF ProntoSIL Hypersorb SAS 3µm | C1 | 20 | 4 | 3 | 120 | L13 | no | Cartridges (5 pcs.) | PEEK | 20 x 4,0 mm
Hypersil clone | 6335F010PY030 | BISCHOFF ProntoSIL Hypersorb SAS 3µm | C1 | 5 | 3 | 3 | 120 | L13 | no | Cartridges (5 pcs.) | SS | 5 x 3,0 mm
Hypersil clone | 6331F010PY030 | BISCHOFF ProntoSIL Hypersorb SAS 3µm | C1 | 10 | 3 | 3 | 120 | L13 | no | Cartridges (5 pcs.) | SS | 10 x 3,0 mm
Hypersil clone | 6332F010PY030 | BISCHOFF ProntoSIL Hypersorb SAS 3µm | C1 | 20 | 3 | 3 | 120 | L13 | no | Cartridges (5 pcs.) | SS | 20 x 3,0 mm
Hypersil clone | 6325F010PY030 | BISCHOFF ProntoSIL Hypersorb SAS 3µm | C1 | 5 | 2 | 3 | 120 | L13 | no | Cartridges (5 pcs.) | SS | 5 x 2,0 mm
Hypersil clone | 6321F010PY030 | BISCHOFF ProntoSIL Hypersorb SAS 3µm | C1 | 10 | 2 | 3 | 120 | L13 | no | Cartridges (5 pcs.) | SS | 10 x 2,0 mm
Hypersil clone | 6322F010PY030 | BISCHOFF ProntoSIL Hypersorb SAS 3µm | C1 | 20 | 2 | 3 | 120 | L13 | no | Cartridges (5 pcs.) | SS | 20 x 2,0 mm
Hypersil clone | 0102F010PY050 | BISCHOFF ProntoSIL Hypersorb SAS 5µm | C1 | 14 | 2 | 5 | 120 | L13 | no | HPLC Column | SS | 14 x 2,0 mm
Hypersil clone | 0103F010PY050 | BISCHOFF ProntoSIL Hypersorb SAS 5µm | C1 | 14 | 3 | 5 | 120 | L13 | no | HPLC Column | SS | 14 x 3,0 mm
Hypersil clone | 0104F010PY050 | BISCHOFF ProntoSIL Hypersorb SAS 5µm | C1 | 14 | 4 | 5 | 120 | L13 | no | HPLC Column | SS | 14 x 4,0 mm
Hypersil clone | 0146F010PY050 | BISCHOFF ProntoSIL Hypersorb SAS 5µm | C1 | 14 | 4.6 | 5 | 120 | L13 | no | HPLC Column | SS | 14 x 4,6 mm
Hypersil clone | A202F010PY050 | BISCHOFF ProntoSIL Hypersorb SAS 5µm | C1 | 20 | 2 | 5 | 120 | L13 | no | HPLC Column | SS | 20 x 2,0 mm
Hypersil clone | A203F010PY050 | BISCHOFF ProntoSIL Hypersorb SAS 5µm | C1 | 20 | 3 | 5 | 120 | L13 | no | HPLC Column | SS | 20 x 3,0 mm
Hypersil clone | A204F010PY050 | BISCHOFF ProntoSIL Hypersorb SAS 5µm | C1 | 20 | 4 | 5 | 120 | L13 | no | HPLC Column | SS | 20 x 4,0 mm
Hypersil clone | A246F010PY050 | BISCHOFF ProntoSIL Hypersorb SAS 5µm | C1 | 20 | 4.6 | 5 | 120 | L13 | no | HPLC Column | SS | 20 x 4,6 mm
Hypersil clone | 0202F010PY050 | BISCHOFF ProntoSIL Hypersorb SAS 5µm | C1 | 25 | 2 | 5 | 120 | L13 | no | HPLC Column | SS | 25 x 2,0 mm
Hypersil clone | 0203F010PY050 | BISCHOFF ProntoSIL Hypersorb SAS 5µm | C1 | 25 | 3 | 5 | 120 | L13 | no | HPLC Column | SS | 25 x 3,0 mm
Hypersil clone | 0204F010PY050 | BISCHOFF ProntoSIL Hypersorb SAS 5µm | C1 | 25 | 4 | 5 | 120 | L13 | no | HPLC Column | SS | 25 x 4,0 mm
Hypersil clone | 0246F010PY050 | BISCHOFF ProntoSIL Hypersorb SAS 5µm | C1 | 25 | 4.6 | 5 | 120 | L13 | no | HPLC Column | SS | 25 x 4,6 mm
Hypersil clone | 0302F010PY050 | BISCHOFF ProntoSIL Hypersorb SAS 5µm | C1 | 30 | 2 | 5 | 120 | L13 | no | HPLC Column | SS | 30 x 2,0 mm
Hypersil clone | 0303F010PY050 | BISCHOFF ProntoSIL Hypersorb SAS 5µm | C1 | 30 | 3 | 5 | 120 | L13 | no | HPLC Column | SS | 30 x 3,0 mm
Hypersil clone | 0304F010PY050 | BISCHOFF ProntoSIL Hypersorb SAS 5µm | C1 | 30 | 4 | 5 | 120 | L13 | no | HPLC Column | SS | 30 x 4,0 mm
Hypersil clone | 0346F010PY050 | BISCHOFF ProntoSIL Hypersorb SAS 5µm | C1 | 30 | 4.6 | 5 | 120 | L13 | no | HPLC Column | SS | 30 x 4,6 mm
Hypersil clone | 0402F010PY050 | BISCHOFF ProntoSIL Hypersorb SAS 5µm | C1 | 33 | 2 | 5 | 120 | L13 | no | HPLC Column | SS | 33 x 2,0 mm
Hypersil clone | 0403F010PY050 | BISCHOFF ProntoSIL Hypersorb SAS 5µm | C1 | 33 | 3 | 5 | 120 | L13 | no | HPLC Column | SS | 33 x 3,0 mm
Hypersil clone | 0404F010PY050 | BISCHOFF ProntoSIL Hypersorb SAS 5µm | C1 | 33 | 4 | 5 | 120 | L13 | no | HPLC Column | SS | 33 x 4,0 mm
Hypersil clone | 0446F010PY050 | BISCHOFF ProntoSIL Hypersorb SAS 5µm | C1 | 33 | 4.6 | 5 | 120 | L13 | no | HPLC Column | SS | 33 x 4,6 mm
Hypersil clone | A402F010PY050 | BISCHOFF ProntoSIL Hypersorb SAS 5µm | C1 | 40 | 2 | 5 | 120 | L13 | no | HPLC Column | SS | 40 x 2,0 mm
Hypersil clone | A403F010PY050 | BISCHOFF ProntoSIL Hypersorb SAS 5µm | C1 | 40 | 3 | 5 | 120 | L13 | no | HPLC Column | SS | 40 x 3,0 mm
Hypersil clone | A404F010PY050 | BISCHOFF ProntoSIL Hypersorb SAS 5µm | C1 | 40 | 4 | 5 | 120 | L13 | no | HPLC Column | SS | 40 x 4,0 mm
Hypersil clone | A446F010PY050 | BISCHOFF ProntoSIL Hypersorb SAS 5µm | C1 | 40 | 4.6 | 5 | 120 | L13 | no | HPLC Column | SS | 40 x 4,6 mm
Hypersil clone | 0502F010PY050 | BISCHOFF ProntoSIL Hypersorb SAS 5µm | C1 | 50 | 2 | 5 | 120 | L13 | no | HPLC Column | SS | 50 x 2,0 mm
Hypersil clone | 0503F010PY050 | BISCHOFF ProntoSIL Hypersorb SAS 5µm | C1 | 50 | 3 | 5 | 120 | L13 | no | HPLC Column | SS | 50 x 3,0 mm
Hypersil clone | 0504F010PY050 | BISCHOFF ProntoSIL Hypersorb SAS 5µm | C1 | 50 | 4 | 5 | 120 | L13 | no | HPLC Column | SS | 50 x 4,0 mm
Hypersil clone | 0546F010PY050 | BISCHOFF ProntoSIL Hypersorb SAS 5µm | C1 | 50 | 4.6 | 5 | 120 | L13 | no | HPLC Column | SS | 50 x 4,6 mm
Hypersil clone | 0602F010PY050 | BISCHOFF ProntoSIL Hypersorb SAS 5µm | C1 | 53 | 2 | 5 | 120 | L13 | no | HPLC Column | SS | 53 x 2,0 mm
Hypersil clone | 0603F010PY050 | BISCHOFF ProntoSIL Hypersorb SAS 5µm | C1 | 53 | 3 | 5 | 120 | L13 | no | HPLC Column | SS | 53 x 3,0 mm
Hypersil clone | 0604F010PY050 | BISCHOFF ProntoSIL Hypersorb SAS 5µm | C1 | 53 | 4 | 5 | 120 | L13 | no | HPLC Column | SS | 53 x 4,0 mm
Hypersil clone | 0646F010PY050 | BISCHOFF ProntoSIL Hypersorb SAS 5µm | C1 | 53 | 4.6 | 5 | 120 | L13 | no | HPLC Column | SS | 53 x 4,6 mm
Hypersil clone | A602F010PY050 | BISCHOFF ProntoSIL Hypersorb SAS 5µm | C1 | 60 | 2 | 5 | 120 | L13 | no | HPLC Column | SS | 60 x 2,0 mm
Hypersil clone | A603F010PY050 | BISCHOFF ProntoSIL Hypersorb SAS 5µm | C1 | 60 | 3 | 5 | 120 | L13 | no | HPLC Column | SS | 60 x 3,0 mm
Hypersil clone | A604F010PY050 | BISCHOFF ProntoSIL Hypersorb SAS 5µm | C1 | 60 | 4 | 5 | 120 | L13 | no | HPLC Column | SS | 60 x 4,0 mm
Hypersil clone | A646F010PY050 | BISCHOFF ProntoSIL Hypersorb SAS 5µm | C1 | 60 | 4.6 | 5 | 120 | L13 | no | HPLC Column | SS | 60 x 4,6 mm
Hypersil clone | 0702F010PY050 | BISCHOFF ProntoSIL Hypersorb SAS 5µm | C1 | 75 | 2 | 5 | 120 | L13 | no | HPLC Column | SS | 75 x 2,0 mm
Hypersil clone | 0703F010PY050 | BISCHOFF ProntoSIL Hypersorb SAS 5µm | C1 | 75 | 3 | 5 | 120 | L13 | no | HPLC Column | SS | 75 x 3,0 mm
Hypersil clone | 0704F010PY050 | BISCHOFF ProntoSIL Hypersorb SAS 5µm | C1 | 75 | 4 | 5 | 120 | L13 | no | HPLC Column | SS | 75 x 4,0 mm
Hypersil clone | 0746F010PY050 | BISCHOFF ProntoSIL Hypersorb SAS 5µm | C1 | 75 | 4.6 | 5 | 120 | L13 | no | HPLC Column | SS | 75 x 4,6 mm
Hypersil clone | 1002F010PY050 | BISCHOFF ProntoSIL Hypersorb SAS 5µm | C1 | 100 | 2 | 5 | 120 | L13 | no | HPLC Column | SS | 100 x 2,0 mm
Hypersil clone | 1003F010PY050 | BISCHOFF ProntoSIL Hypersorb SAS 5µm | C1 | 100 | 3 | 5 | 120 | L13 | no | HPLC Column | SS | 100 x 3,0 mm
Hypersil clone | 1004F010PY050 | BISCHOFF ProntoSIL Hypersorb SAS 5µm | C1 | 100 | 4 | 5 | 120 | L13 | no | HPLC Column | SS | 100 x 4,0 mm
Hypersil clone | 1046F010PY050 | BISCHOFF ProntoSIL Hypersorb SAS 5µm | C1 | 100 | 4.6 | 5 | 120 | L13 | no | HPLC Column | SS | 100 x 4,6 mm
Hypersil clone | 1202F010PY050 | BISCHOFF ProntoSIL Hypersorb SAS 5µm | C1 | 125 | 2 | 5 | 120 | L13 | no | HPLC Column | SS | 125 x 2,0 mm
Hypersil clone | 1203F010PY050 | BISCHOFF ProntoSIL Hypersorb SAS 5µm | C1 | 125 | 3 | 5 | 120 | L13 | no | HPLC Column | SS | 125 x 3,0 mm
Hypersil clone | 1204F010PY050 | BISCHOFF ProntoSIL Hypersorb SAS 5µm | C1 | 125 | 4 | 5 | 120 | L13 | no | HPLC Column | SS | 125 x 4,0 mm
Hypersil clone | 1246F010PY050 | BISCHOFF ProntoSIL Hypersorb SAS 5µm | C1 | 125 | 4.6 | 5 | 120 | L13 | no | HPLC Column | SS | 125 x 4,6 mm
Hypersil clone | 1502F010PY050 | BISCHOFF ProntoSIL Hypersorb SAS 5µm | C1 | 150 | 2 | 5 | 120 | L13 | no | HPLC Column | SS | 150 x 2,0 mm
Hypersil clone | 1503F010PY050 | BISCHOFF ProntoSIL Hypersorb SAS 5µm | C1 | 150 | 3 | 5 | 120 | L13 | no | HPLC Column | SS | 150 x 3,0 mm
Hypersil clone | 1504F010PY050 | BISCHOFF ProntoSIL Hypersorb SAS 5µm | C1 | 150 | 4 | 5 | 120 | L13 | no | HPLC Column | SS | 150 x 4,0 mm
Hypersil clone | 1546F010PY050 | BISCHOFF ProntoSIL Hypersorb SAS 5µm | C1 | 150 | 4.6 | 5 | 120 | L13 | no | HPLC Column | SS | 150 x 4,6 mm
Hypersil clone | 2002F010PY050 | BISCHOFF ProntoSIL Hypersorb SAS 5µm | C1 | 200 | 2 | 5 | 120 | L13 | no | HPLC Column | SS | 200 x 2,0 mm
Hypersil clone | 2003F010PY050 | BISCHOFF ProntoSIL Hypersorb SAS 5µm | C1 | 200 | 3 | 5 | 120 | L13 | no | HPLC Column | SS | 200 x 3,0 mm
Hypersil clone | 2004F010PY050 | BISCHOFF ProntoSIL Hypersorb SAS 5µm | C1 | 200 | 4 | 5 | 120 | L13 | no | HPLC Column | SS | 200 x 4,0 mm
Hypersil clone | 2046F010PY050 | BISCHOFF ProntoSIL Hypersorb SAS 5µm | C1 | 200 | 4.6 | 5 | 120 | L13 | no | HPLC Column | SS | 200 x 4,6 mm
Hypersil clone | 2502F010PY050 | BISCHOFF ProntoSIL Hypersorb SAS 5µm | C1 | 250 | 2 | 5 | 120 | L13 | no | HPLC Column | SS | 250 x 2,0 mm
Hypersil clone | 2503F010PY050 | BISCHOFF ProntoSIL Hypersorb SAS 5µm | C1 | 250 | 3 | 5 | 120 | L13 | no | HPLC Column | SS | 250 x 3,0 mm
Hypersil clone | 2504F010PY050 | BISCHOFF ProntoSIL Hypersorb SAS 5µm | C1 | 250 | 4 | 5 | 120 | L13 | no | HPLC Column | SS | 250 x 4,0 mm
Hypersil clone | 2546F010PY050 | BISCHOFF ProntoSIL Hypersorb SAS 5µm | C1 | 250 | 4.6 | 5 | 120 | L13 | no | HPLC Column | SS | 250 x 4,6 mm
Hypersil clone | 3002F010PY050 | BISCHOFF ProntoSIL Hypersorb SAS 5µm | C1 | 300 | 2 | 5 | 120 | L13 | no | HPLC Column | SS | 300 x 2,0 mm
Hypersil clone | 3003F010PY050 | BISCHOFF ProntoSIL Hypersorb SAS 5µm | C1 | 300 | 3 | 5 | 120 | L13 | no | HPLC Column | SS | 300 x 3,0 mm
Hypersil clone | 3004F010PY050 | BISCHOFF ProntoSIL Hypersorb SAS 5µm | C1 | 300 | 4 | 5 | 120 | L13 | no | HPLC Column | SS | 300 x 4,0 mm
Hypersil clone | 3046F010PY050 | BISCHOFF ProntoSIL Hypersorb SAS 5µm | C1 | 300 | 4.6 | 5 | 120 | L13 | no | HPLC Column | SS | 300 x 4,6 mm
Hypersil clone | 01P4F010PY050 | BISCHOFF ProntoSIL Hypersorb SAS 5µm | C1 | 14 | 4 | 5 | 120 | L13 | no | HPLC Column | PEEK | 14 x 4,0 mm
Hypersil clone | A2P4F010PY050 | BISCHOFF ProntoSIL Hypersorb SAS 5µm | C1 | 20 | 4 | 5 | 120 | L13 | no | HPLC Column | PEEK | 20 x 4,0 mm
Hypersil clone | 02P4F010PY050 | BISCHOFF ProntoSIL Hypersorb SAS 5µm | C1 | 25 | 4 | 5 | 120 | L13 | no | HPLC Column | PEEK | 25 x 4,0 mm
Hypersil clone | 03P4F010PY050 | BISCHOFF ProntoSIL Hypersorb SAS 5µm | C1 | 30 | 4 | 5 | 120 | L13 | no | HPLC Column | PEEK | 30 x 4,0 mm
Hypersil clone | 04P4F010PY050 | BISCHOFF ProntoSIL Hypersorb SAS 5µm | C1 | 33 | 4 | 5 | 120 | L13 | no | HPLC Column | PEEK | 33 x 4,0 mm
Hypersil clone | A4P4F010PY050 | BISCHOFF ProntoSIL Hypersorb SAS 5µm | C1 | 40 | 4 | 5 | 120 | L13 | no | HPLC Column | PEEK | 40 x 4,0 mm
Hypersil clone | 05P4F010PY050 | BISCHOFF ProntoSIL Hypersorb SAS 5µm | C1 | 50 | 4 | 5 | 120 | L13 | no | HPLC Column | PEEK | 50 x 4,0 mm
Hypersil clone | 06P4F010PY050 | BISCHOFF ProntoSIL Hypersorb SAS 5µm | C1 | 53 | 4 | 5 | 120 | L13 | no | HPLC Column | PEEK | 53 x 4,0 mm
Hypersil clone | A6P4F010PY050 | BISCHOFF ProntoSIL Hypersorb SAS 5µm | C1 | 60 | 4 | 5 | 120 | L13 | no | HPLC Column | PEEK | 60 x 4,0 mm
Hypersil clone | 07P4F010PY050 | BISCHOFF ProntoSIL Hypersorb SAS 5µm | C1 | 75 | 4 | 5 | 120 | L13 | no | HPLC Column | PEEK | 75 x 4,0 mm
Hypersil clone | 10P4F010PY050 | BISCHOFF ProntoSIL Hypersorb SAS 5µm | C1 | 100 | 4 | 5 | 120 | L13 | no | HPLC Column | PEEK | 100 x 4,0 mm
Hypersil clone | 12P4F010PY050 | BISCHOFF ProntoSIL Hypersorb SAS 5µm | C1 | 125 | 4 | 5 | 120 | L13 | no | HPLC Column | PEEK | 125 x 4,0 mm
Hypersil clone | 15P4F010PY050 | BISCHOFF ProntoSIL Hypersorb SAS 5µm | C1 | 150 | 4 | 5 | 120 | L13 | no | HPLC Column | PEEK | 150 x 4,0 mm
Hypersil clone | 20P4F010PY050 | BISCHOFF ProntoSIL Hypersorb SAS 5µm | C1 | 200 | 4 | 5 | 120 | L13 | no | HPLC Column | PEEK | 200 x 4,0 mm
Hypersil clone | 25P4F010PY050 | BISCHOFF ProntoSIL Hypersorb SAS 5µm | C1 | 250 | 4 | 5 | 120 | L13 | no | HPLC Column | PEEK | 250 x 4,0 mm
Hypersil clone | 30P4F010PY050 | BISCHOFF ProntoSIL Hypersorb SAS 5µm | C1 | 300 | 4 | 5 | 120 | L13 | no | HPLC Column | PEEK | 300 x 4,0 mm
Hypersil clone | 6305F010PY050 | BISCHOFF ProntoSIL Hypersorb SAS 5µm | C1 | 5 | 4 | 5 | 120 | L13 | no | Cartridges (5 pcs.) | SS | 5 x 4,0 mm
Hypersil clone | 6301F010PY050 | BISCHOFF ProntoSIL Hypersorb SAS 5µm | C1 | 10 | 4 | 5 | 120 | L13 | no | Cartridges (5 pcs.) | SS | 10 x 4,0 mm
Hypersil clone | 6302F010PY050 | BISCHOFF ProntoSIL Hypersorb SAS 5µm | C1 | 20 | 4 | 5 | 120 | L13 | no | Cartridges (5 pcs.) | SS | 20 x 4,0 mm
Hypersil clone | 63P1F010PY050 | BISCHOFF ProntoSIL Hypersorb SAS 5µm | C1 | 10 | 4 | 5 | 120 | L13 | no | Cartridges (5 pcs.) | PEEK | 10 x 4,0 mm
Hypersil clone | 63P2F010PY050 | BISCHOFF ProntoSIL Hypersorb SAS 5µm | C1 | 20 | 4 | 5 | 120 | L13 | no | Cartridges (5 pcs.) | PEEK | 20 x 4,0 mm
Hypersil clone | 6335F010PY050 | BISCHOFF ProntoSIL Hypersorb SAS 5µm | C1 | 5 | 3 | 5 | 120 | L13 | no | Cartridges (5 pcs.) | SS | 5 x 3,0 mm
Hypersil clone | 6331F010PY050 | BISCHOFF ProntoSIL Hypersorb SAS 5µm | C1 | 10 | 3 | 5 | 120 | L13 | no | Cartridges (5 pcs.) | SS | 10 x 3,0 mm
Hypersil clone | 6332F010PY050 | BISCHOFF ProntoSIL Hypersorb SAS 5µm | C1 | 20 | 3 | 5 | 120 | L13 | no | Cartridges (5 pcs.) | SS | 20 x 3,0 mm
Hypersil clone | 6325F010PY050 | BISCHOFF ProntoSIL Hypersorb SAS 5µm | C1 | 5 | 2 | 5 | 120 | L13 | no | Cartridges (5 pcs.) | SS | 5 x 2,0 mm
Hypersil clone | 6321F010PY050 | BISCHOFF ProntoSIL Hypersorb SAS 5µm | C1 | 10 | 2 | 5 | 120 | L13 | no | Cartridges (5 pcs.) | SS | 10 x 2,0 mm
Hypersil clone | 6322F010PY050 | BISCHOFF ProntoSIL Hypersorb SAS 5µm | C1 | 20 | 2 | 5 | 120 | L13 | no | Cartridges (5 pcs.) | SS | 20 x 2,0 mm
Hypersil clone | 0102F050PY030 | BISCHOFF ProntoSIL Hypersorb Phenyl 3µm | PHENYL | 14 | 2 | 3 | 120 | L11 | no | HPLC Column | SS | 14 x 2,0 mm
Hypersil clone | 0103F050PY030 | BISCHOFF ProntoSIL Hypersorb Phenyl 3µm | PHENYL | 14 | 3 | 3 | 120 | L11 | no | HPLC Column | SS | 14 x 3,0 mm
Hypersil clone | 0104F050PY030 | BISCHOFF ProntoSIL Hypersorb Phenyl 3µm | PHENYL | 14 | 4 | 3 | 120 | L11 | no | HPLC Column | SS | 14 x 4,0 mm
Hypersil clone | 0146F050PY030 | BISCHOFF ProntoSIL Hypersorb Phenyl 3µm | PHENYL | 14 | 4.6 | 3 | 120 | L11 | no | HPLC Column | SS | 14 x 4,6 mm
Hypersil clone | A202F050PY030 | BISCHOFF ProntoSIL Hypersorb Phenyl 3µm | PHENYL | 20 | 2 | 3 | 120 | L11 | no | HPLC Column | SS | 20 x 2,0 mm
Hypersil clone | A203F050PY030 | BISCHOFF ProntoSIL Hypersorb Phenyl 3µm | PHENYL | 20 | 3 | 3 | 120 | L11 | no | HPLC Column | SS | 20 x 3,0 mm
Hypersil clone | A204F050PY030 | BISCHOFF ProntoSIL Hypersorb Phenyl 3µm | PHENYL | 20 | 4 | 3 | 120 | L11 | no | HPLC Column | SS | 20 x 4,0 mm
Hypersil clone | A246F050PY030 | BISCHOFF ProntoSIL Hypersorb Phenyl 3µm | PHENYL | 20 | 4.6 | 3 | 120 | L11 | no | HPLC Column | SS | 20 x 4,6 mm
Hypersil clone | 0202F050PY030 | BISCHOFF ProntoSIL Hypersorb Phenyl 3µm | PHENYL | 25 | 2 | 3 | 120 | L11 | no | HPLC Column | SS | 25 x 2,0 mm
Hypersil clone | 0203F050PY030 | BISCHOFF ProntoSIL Hypersorb Phenyl 3µm | PHENYL | 25 | 3 | 3 | 120 | L11 | no | HPLC Column | SS | 25 x 3,0 mm
Hypersil clone | 0204F050PY030 | BISCHOFF ProntoSIL Hypersorb Phenyl 3µm | PHENYL | 25 | 4 | 3 | 120 | L11 | no | HPLC Column | SS | 25 x 4,0 mm
Hypersil clone | 0246F050PY030 | BISCHOFF ProntoSIL Hypersorb Phenyl 3µm | PHENYL | 25 | 4.6 | 3 | 120 | L11 | no | HPLC Column | SS | 25 x 4,6 mm
Hypersil clone | 0302F050PY030 | BISCHOFF ProntoSIL Hypersorb Phenyl 3µm | PHENYL | 30 | 2 | 3 | 120 | L11 | no | HPLC Column | SS | 30 x 2,0 mm
Hypersil clone | 0303F050PY030 | BISCHOFF ProntoSIL Hypersorb Phenyl 3µm | PHENYL | 30 | 3 | 3 | 120 | L11 | no | HPLC Column | SS | 30 x 3,0 mm
Hypersil clone | 0304F050PY030 | BISCHOFF ProntoSIL Hypersorb Phenyl 3µm | PHENYL | 30 | 4 | 3 | 120 | L11 | no | HPLC Column | SS | 30 x 4,0 mm
Hypersil clone | 0346F050PY030 | BISCHOFF ProntoSIL Hypersorb Phenyl 3µm | PHENYL | 30 | 4.6 | 3 | 120 | L11 | no | HPLC Column | SS | 30 x 4,6 mm
Hypersil clone | 0402F050PY030 | BISCHOFF ProntoSIL Hypersorb Phenyl 3µm | PHENYL | 33 | 2 | 3 | 120 | L11 | no | HPLC Column | SS | 33 x 2,0 mm
Hypersil clone | 0403F050PY030 | BISCHOFF ProntoSIL Hypersorb Phenyl 3µm | PHENYL | 33 | 3 | 3 | 120 | L11 | no | HPLC Column | SS | 33 x 3,0 mm
Hypersil clone | 0404F050PY030 | BISCHOFF ProntoSIL Hypersorb Phenyl 3µm | PHENYL | 33 | 4 | 3 | 120 | L11 | no | HPLC Column | SS | 33 x 4,0 mm
Hypersil clone | 0446F050PY030 | BISCHOFF ProntoSIL Hypersorb Phenyl 3µm | PHENYL | 33 | 4.6 | 3 | 120 | L11 | no | HPLC Column | SS | 33 x 4,6 mm
Hypersil clone | A402F050PY030 | BISCHOFF ProntoSIL Hypersorb Phenyl 3µm | PHENYL | 40 | 2 | 3 | 120 | L11 | no | HPLC Column | SS | 40 x 2,0 mm
Hypersil clone | A403F050PY030 | BISCHOFF ProntoSIL Hypersorb Phenyl 3µm | PHENYL | 40 | 3 | 3 | 120 | L11 | no | HPLC Column | SS | 40 x 3,0 mm
Hypersil clone | A404F050PY030 | BISCHOFF ProntoSIL Hypersorb Phenyl 3µm | PHENYL | 40 | 4 | 3 | 120 | L11 | no | HPLC Column | SS | 40 x 4,0 mm
Hypersil clone | A446F050PY030 | BISCHOFF ProntoSIL Hypersorb Phenyl 3µm | PHENYL | 40 | 4.6 | 3 | 120 | L11 | no | HPLC Column | SS | 40 x 4,6 mm
Hypersil clone | 0502F050PY030 | BISCHOFF ProntoSIL Hypersorb Phenyl 3µm | PHENYL | 50 | 2 | 3 | 120 | L11 | no | HPLC Column | SS | 50 x 2,0 mm
Hypersil clone | 0503F050PY030 | BISCHOFF ProntoSIL Hypersorb Phenyl 3µm | PHENYL | 50 | 3 | 3 | 120 | L11 | no | HPLC Column | SS | 50 x 3,0 mm
Hypersil clone | 0504F050PY030 | BISCHOFF ProntoSIL Hypersorb Phenyl 3µm | PHENYL | 50 | 4 | 3 | 120 | L11 | no | HPLC Column | SS | 50 x 4,0 mm
Hypersil clone | 0546F050PY030 | BISCHOFF ProntoSIL Hypersorb Phenyl 3µm | PHENYL | 50 | 4.6 | 3 | 120 | L11 | no | HPLC Column | SS | 50 x 4,6 mm
Hypersil clone | 0602F050PY030 | BISCHOFF ProntoSIL Hypersorb Phenyl 3µm | PHENYL | 53 | 2 | 3 | 120 | L11 | no | HPLC Column | SS | 53 x 2,0 mm
Hypersil clone | 0603F050PY030 | BISCHOFF ProntoSIL Hypersorb Phenyl 3µm | PHENYL | 53 | 3 | 3 | 120 | L11 | no | HPLC Column | SS | 53 x 3,0 mm
Hypersil clone | 0604F050PY030 | BISCHOFF ProntoSIL Hypersorb Phenyl 3µm | PHENYL | 53 | 4 | 3 | 120 | L11 | no | HPLC Column | SS | 53 x 4,0 mm
Hypersil clone | 0646F050PY030 | BISCHOFF ProntoSIL Hypersorb Phenyl 3µm | PHENYL | 53 | 4.6 | 3 | 120 | L11 | no | HPLC Column | SS | 53 x 4,6 mm
Hypersil clone | A602F050PY030 | BISCHOFF ProntoSIL Hypersorb Phenyl 3µm | PHENYL | 60 | 2 | 3 | 120 | L11 | no | HPLC Column | SS | 60 x 2,0 mm
Hypersil clone | A603F050PY030 | BISCHOFF ProntoSIL Hypersorb Phenyl 3µm | PHENYL | 60 | 3 | 3 | 120 | L11 | no | HPLC Column | SS | 60 x 3,0 mm
Hypersil clone | A604F050PY030 | BISCHOFF ProntoSIL Hypersorb Phenyl 3µm | PHENYL | 60 | 4 | 3 | 120 | L11 | no | HPLC Column | SS | 60 x 4,0 mm
Hypersil clone | A646F050PY030 | BISCHOFF ProntoSIL Hypersorb Phenyl 3µm | PHENYL | 60 | 4.6 | 3 | 120 | L11 | no | HPLC Column | SS | 60 x 4,6 mm
Hypersil clone | 0702F050PY030 | BISCHOFF ProntoSIL Hypersorb Phenyl 3µm | PHENYL | 75 | 2 | 3 | 120 | L11 | no | HPLC Column | SS | 75 x 2,0 mm
Hypersil clone | 0703F050PY030 | BISCHOFF ProntoSIL Hypersorb Phenyl 3µm | PHENYL | 75 | 3 | 3 | 120 | L11 | no | HPLC Column | SS | 75 x 3,0 mm
Hypersil clone | 0704F050PY030 | BISCHOFF ProntoSIL Hypersorb Phenyl 3µm | PHENYL | 75 | 4 | 3 | 120 | L11 | no | HPLC Column | SS | 75 x 4,0 mm
Hypersil clone | 0746F050PY030 | BISCHOFF ProntoSIL Hypersorb Phenyl 3µm | PHENYL | 75 | 4.6 | 3 | 120 | L11 | no | HPLC Column | SS | 75 x 4,6 mm
Hypersil clone | 1002F050PY030 | BISCHOFF ProntoSIL Hypersorb Phenyl 3µm | PHENYL | 100 | 2 | 3 | 120 | L11 | no | HPLC Column | SS | 100 x 2,0 mm
Hypersil clone | 1003F050PY030 | BISCHOFF ProntoSIL Hypersorb Phenyl 3µm | PHENYL | 100 | 3 | 3 | 120 | L11 | no | HPLC Column | SS | 100 x 3,0 mm
Hypersil clone | 1004F050PY030 | BISCHOFF ProntoSIL Hypersorb Phenyl 3µm | PHENYL | 100 | 4 | 3 | 120 | L11 | no | HPLC Column | SS | 100 x 4,0 mm
Hypersil clone | 1046F050PY030 | BISCHOFF ProntoSIL Hypersorb Phenyl 3µm | PHENYL | 100 | 4.6 | 3 | 120 | L11 | no | HPLC Column | SS | 100 x 4,6 mm
Hypersil clone | 1202F050PY030 | BISCHOFF ProntoSIL Hypersorb Phenyl 3µm | PHENYL | 125 | 2 | 3 | 120 | L11 | no | HPLC Column | SS | 125 x 2,0 mm
Hypersil clone | 1203F050PY030 | BISCHOFF ProntoSIL Hypersorb Phenyl 3µm | PHENYL | 125 | 3 | 3 | 120 | L11 | no | HPLC Column | SS | 125 x 3,0 mm
Hypersil clone | 1204F050PY030 | BISCHOFF ProntoSIL Hypersorb Phenyl 3µm | PHENYL | 125 | 4 | 3 | 120 | L11 | no | HPLC Column | SS | 125 x 4,0 mm
Hypersil clone | 1246F050PY030 | BISCHOFF ProntoSIL Hypersorb Phenyl 3µm | PHENYL | 125 | 4.6 | 3 | 120 | L11 | no | HPLC Column | SS | 125 x 4,6 mm
Hypersil clone | 1502F050PY030 | BISCHOFF ProntoSIL Hypersorb Phenyl 3µm | PHENYL | 150 | 2 | 3 | 120 | L11 | no | HPLC Column | SS | 150 x 2,0 mm
Hypersil clone | 1503F050PY030 | BISCHOFF ProntoSIL Hypersorb Phenyl 3µm | PHENYL | 150 | 3 | 3 | 120 | L11 | no | HPLC Column | SS | 150 x 3,0 mm
Hypersil clone | 1504F050PY030 | BISCHOFF ProntoSIL Hypersorb Phenyl 3µm | PHENYL | 150 | 4 | 3 | 120 | L11 | no | HPLC Column | SS | 150 x 4,0 mm
Hypersil clone | 1546F050PY030 | BISCHOFF ProntoSIL Hypersorb Phenyl 3µm | PHENYL | 150 | 4.6 | 3 | 120 | L11 | no | HPLC Column | SS | 150 x 4,6 mm
Hypersil clone | 2002F050PY030 | BISCHOFF ProntoSIL Hypersorb Phenyl 3µm | PHENYL | 200 | 2 | 3 | 120 | L11 | no | HPLC Column | SS | 200 x 2,0 mm
Hypersil clone | 2003F050PY030 | BISCHOFF ProntoSIL Hypersorb Phenyl 3µm | PHENYL | 200 | 3 | 3 | 120 | L11 | no | HPLC Column | SS | 200 x 3,0 mm
Hypersil clone | 2004F050PY030 | BISCHOFF ProntoSIL Hypersorb Phenyl 3µm | PHENYL | 200 | 4 | 3 | 120 | L11 | no | HPLC Column | SS | 200 x 4,0 mm
Hypersil clone | 2046F050PY030 | BISCHOFF ProntoSIL Hypersorb Phenyl 3µm | PHENYL | 200 | 4.6 | 3 | 120 | L11 | no | HPLC Column | SS | 200 x 4,6 mm
Hypersil clone | 2502F050PY030 | BISCHOFF ProntoSIL Hypersorb Phenyl 3µm | PHENYL | 250 | 2 | 3 | 120 | L11 | no | HPLC Column | SS | 250 x 2,0 mm
Hypersil clone | 2503F050PY030 | BISCHOFF ProntoSIL Hypersorb Phenyl 3µm | PHENYL | 250 | 3 | 3 | 120 | L11 | no | HPLC Column | SS | 250 x 3,0 mm
Hypersil clone | 2504F050PY030 | BISCHOFF ProntoSIL Hypersorb Phenyl 3µm | PHENYL | 250 | 4 | 3 | 120 | L11 | no | HPLC Column | SS | 250 x 4,0 mm
Hypersil clone | 2546F050PY030 | BISCHOFF ProntoSIL Hypersorb Phenyl 3µm | PHENYL | 250 | 4.6 | 3 | 120 | L11 | no | HPLC Column | SS | 250 x 4,6 mm
Hypersil clone | 3002F050PY030 | BISCHOFF ProntoSIL Hypersorb Phenyl 3µm | PHENYL | 300 | 2 | 3 | 120 | L11 | no | HPLC Column | SS | 300 x 2,0 mm
Hypersil clone | 3003F050PY030 | BISCHOFF ProntoSIL Hypersorb Phenyl 3µm | PHENYL | 300 | 3 | 3 | 120 | L11 | no | HPLC Column | SS | 300 x 3,0 mm
Hypersil clone | 3004F050PY030 | BISCHOFF ProntoSIL Hypersorb Phenyl 3µm | PHENYL | 300 | 4 | 3 | 120 | L11 | no | HPLC Column | SS | 300 x 4,0 mm
Hypersil clone | 3046F050PY030 | BISCHOFF ProntoSIL Hypersorb Phenyl 3µm | PHENYL | 300 | 4.6 | 3 | 120 | L11 | no | HPLC Column | SS | 300 x 4,6 mm
Hypersil clone | 01P4F050PY030 | BISCHOFF ProntoSIL Hypersorb Phenyl 3µm | PHENYL | 14 | 4 | 3 | 120 | L11 | no | HPLC Column | PEEK | 14 x 4,0 mm
Hypersil clone | A2P4F050PY030 | BISCHOFF ProntoSIL Hypersorb Phenyl 3µm | PHENYL | 20 | 4 | 3 | 120 | L11 | no | HPLC Column | PEEK | 20 x 4,0 mm
Hypersil clone | 02P4F050PY030 | BISCHOFF ProntoSIL Hypersorb Phenyl 3µm | PHENYL | 25 | 4 | 3 | 120 | L11 | no | HPLC Column | PEEK | 25 x 4,0 mm
Hypersil clone | 03P4F050PY030 | BISCHOFF ProntoSIL Hypersorb Phenyl 3µm | PHENYL | 30 | 4 | 3 | 120 | L11 | no | HPLC Column | PEEK | 30 x 4,0 mm
Hypersil clone | 04P4F050PY030 | BISCHOFF ProntoSIL Hypersorb Phenyl 3µm | PHENYL | 33 | 4 | 3 | 120 | L11 | no | HPLC Column | PEEK | 33 x 4,0 mm
Hypersil clone | A4P4F050PY030 | BISCHOFF ProntoSIL Hypersorb Phenyl 3µm | PHENYL | 40 | 4 | 3 | 120 | L11 | no | HPLC Column | PEEK | 40 x 4,0 mm
Hypersil clone | 05P4F050PY030 | BISCHOFF ProntoSIL Hypersorb Phenyl 3µm | PHENYL | 50 | 4 | 3 | 120 | L11 | no | HPLC Column | PEEK | 50 x 4,0 mm
Hypersil clone | 06P4F050PY030 | BISCHOFF ProntoSIL Hypersorb Phenyl 3µm | PHENYL | 53 | 4 | 3 | 120 | L11 | no | HPLC Column | PEEK | 53 x 4,0 mm
Hypersil clone | A6P4F050PY030 | BISCHOFF ProntoSIL Hypersorb Phenyl 3µm | PHENYL | 60 | 4 | 3 | 120 | L11 | no | HPLC Column | PEEK | 60 x 4,0 mm
Hypersil clone | 07P4F050PY030 | BISCHOFF ProntoSIL Hypersorb Phenyl 3µm | PHENYL | 75 | 4 | 3 | 120 | L11 | no | HPLC Column | PEEK | 75 x 4,0 mm
Hypersil clone | 10P4F050PY030 | BISCHOFF ProntoSIL Hypersorb Phenyl 3µm | PHENYL | 100 | 4 | 3 | 120 | L11 | no | HPLC Column | PEEK | 100 x 4,0 mm
Hypersil clone | 12P4F050PY030 | BISCHOFF ProntoSIL Hypersorb Phenyl 3µm | PHENYL | 125 | 4 | 3 | 120 | L11 | no | HPLC Column | PEEK | 125 x 4,0 mm
Hypersil clone | 15P4F050PY030 | BISCHOFF ProntoSIL Hypersorb Phenyl 3µm | PHENYL | 150 | 4 | 3 | 120 | L11 | no | HPLC Column | PEEK | 150 x 4,0 mm
Hypersil clone | 20P4F050PY030 | BISCHOFF ProntoSIL Hypersorb Phenyl 3µm | PHENYL | 200 | 4 | 3 | 120 | L11 | no | HPLC Column | PEEK | 200 x 4,0 mm
Hypersil clone | 25P4F050PY030 | BISCHOFF ProntoSIL Hypersorb Phenyl 3µm | PHENYL | 250 | 4 | 3 | 120 | L11 | no | HPLC Column | PEEK | 250 x 4,0 mm
Hypersil clone | 30P4F050PY030 | BISCHOFF ProntoSIL Hypersorb Phenyl 3µm | PHENYL | 300 | 4 | 3 | 120 | L11 | no | HPLC Column | PEEK | 300 x 4,0 mm
Hypersil clone | 6305F050PY030 | BISCHOFF ProntoSIL Hypersorb Phenyl 3µm | PHENYL | 5 | 4 | 3 | 120 | L11 | no | Cartridges (5 pcs.) | SS | 5 x 4,0 mm
Hypersil clone | 6301F050PY030 | BISCHOFF ProntoSIL Hypersorb Phenyl 3µm | PHENYL | 10 | 4 | 3 | 120 | L11 | no | Cartridges (5 pcs.) | SS | 10 x 4,0 mm
Hypersil clone | 6302F050PY030 | BISCHOFF ProntoSIL Hypersorb Phenyl 3µm | PHENYL | 20 | 4 | 3 | 120 | L11 | no | Cartridges (5 pcs.) | SS | 20 x 4,0 mm
Hypersil clone | 63P1F050PY030 | BISCHOFF ProntoSIL Hypersorb Phenyl 3µm | PHENYL | 10 | 4 | 3 | 120 | L11 | no | Cartridges (5 pcs.) | PEEK | 10 x 4,0 mm
Hypersil clone | 63P2F050PY030 | BISCHOFF ProntoSIL Hypersorb Phenyl 3µm | PHENYL | 20 | 4 | 3 | 120 | L11 | no | Cartridges (5 pcs.) | PEEK | 20 x 4,0 mm
Hypersil clone | 6335F050PY030 | BISCHOFF ProntoSIL Hypersorb Phenyl 3µm | PHENYL | 5 | 3 | 3 | 120 | L11 | no | Cartridges (5 pcs.) | SS | 5 x 3,0 mm
Hypersil clone | 6331F050PY030 | BISCHOFF ProntoSIL Hypersorb Phenyl 3µm | PHENYL | 10 | 3 | 3 | 120 | L11 | no | Cartridges (5 pcs.) | SS | 10 x 3,0 mm
Hypersil clone | 6332F050PY030 | BISCHOFF ProntoSIL Hypersorb Phenyl 3µm | PHENYL | 20 | 3 | 3 | 120 | L11 | no | Cartridges (5 pcs.) | SS | 20 x 3,0 mm
Hypersil clone | 6325F050PY030 | BISCHOFF ProntoSIL Hypersorb Phenyl 3µm | PHENYL | 5 | 2 | 3 | 120 | L11 | no | Cartridges (5 pcs.) | SS | 5 x 2,0 mm
Hypersil clone | 6321F050PY030 | BISCHOFF ProntoSIL Hypersorb Phenyl 3µm | PHENYL | 10 | 2 | 3 | 120 | L11 | no | Cartridges (5 pcs.) | SS | 10 x 2,0 mm
Hypersil clone | 6322F050PY030 | BISCHOFF ProntoSIL Hypersorb Phenyl 3µm | PHENYL | 20 | 2 | 3 | 120 | L11 | no | Cartridges (5 pcs.) | SS | 20 x 2,0 mm
Hypersil clone | 0102F050PY050 | BISCHOFF ProntoSIL Hypersorb Phenyl 5µm | PHENYL | 14 | 2 | 5 | 120 | L11 | no | HPLC Column | SS | 14 x 2,0 mm
Hypersil clone | 0103F050PY050 | BISCHOFF ProntoSIL Hypersorb Phenyl 5µm | PHENYL | 14 | 3 | 5 | 120 | L11 | no | HPLC Column | SS | 14 x 3,0 mm
Hypersil clone | 0104F050PY050 | BISCHOFF ProntoSIL Hypersorb Phenyl 5µm | PHENYL | 14 | 4 | 5 | 120 | L11 | no | HPLC Column | SS | 14 x 4,0 mm
Hypersil clone | 0146F050PY050 | BISCHOFF ProntoSIL Hypersorb Phenyl 5µm | PHENYL | 14 | 4.6 | 5 | 120 | L11 | no | HPLC Column | SS | 14 x 4,6 mm
Hypersil clone | A202F050PY050 | BISCHOFF ProntoSIL Hypersorb Phenyl 5µm | PHENYL | 20 | 2 | 5 | 120 | L11 | no | HPLC Column | SS | 20 x 2,0 mm
Hypersil clone | A203F050PY050 | BISCHOFF ProntoSIL Hypersorb Phenyl 5µm | PHENYL | 20 | 3 | 5 | 120 | L11 | no | HPLC Column | SS | 20 x 3,0 mm
Hypersil clone | A204F050PY050 | BISCHOFF ProntoSIL Hypersorb Phenyl 5µm | PHENYL | 20 | 4 | 5 | 120 | L11 | no | HPLC Column | SS | 20 x 4,0 mm
Hypersil clone | A246F050PY050 | BISCHOFF ProntoSIL Hypersorb Phenyl 5µm | PHENYL | 20 | 4.6 | 5 | 120 | L11 | no | HPLC Column | SS | 20 x 4,6 mm
Hypersil clone | 0202F050PY050 | BISCHOFF ProntoSIL Hypersorb Phenyl 5µm | PHENYL | 25 | 2 | 5 | 120 | L11 | no | HPLC Column | SS | 25 x 2,0 mm
Hypersil clone | 0203F050PY050 | BISCHOFF ProntoSIL Hypersorb Phenyl 5µm | PHENYL | 25 | 3 | 5 | 120 | L11 | no | HPLC Column | SS | 25 x 3,0 mm
Hypersil clone | 0204F050PY050 | BISCHOFF ProntoSIL Hypersorb Phenyl 5µm | PHENYL | 25 | 4 | 5 | 120 | L11 | no | HPLC Column | SS | 25 x 4,0 mm
Hypersil clone | 0246F050PY050 | BISCHOFF ProntoSIL Hypersorb Phenyl 5µm | PHENYL | 25 | 4.6 | 5 | 120 | L11 | no | HPLC Column | SS | 25 x 4,6 mm
Hypersil clone | 0302F050PY050 | BISCHOFF ProntoSIL Hypersorb Phenyl 5µm | PHENYL | 30 | 2 | 5 | 120 | L11 | no | HPLC Column | SS | 30 x 2,0 mm
Hypersil clone | 0303F050PY050 | BISCHOFF ProntoSIL Hypersorb Phenyl 5µm | PHENYL | 30 | 3 | 5 | 120 | L11 | no | HPLC Column | SS | 30 x 3,0 mm
Hypersil clone | 0304F050PY050 | BISCHOFF ProntoSIL Hypersorb Phenyl 5µm | PHENYL | 30 | 4 | 5 | 120 | L11 | no | HPLC Column | SS | 30 x 4,0 mm
Hypersil clone | 0346F050PY050 | BISCHOFF ProntoSIL Hypersorb Phenyl 5µm | PHENYL | 30 | 4.6 | 5 | 120 | L11 | no | HPLC Column | SS | 30 x 4,6 mm
Hypersil clone | 0402F050PY050 | BISCHOFF ProntoSIL Hypersorb Phenyl 5µm | PHENYL | 33 | 2 | 5 | 120 | L11 | no | HPLC Column | SS | 33 x 2,0 mm
Hypersil clone | 0403F050PY050 | BISCHOFF ProntoSIL Hypersorb Phenyl 5µm | PHENYL | 33 | 3 | 5 | 120 | L11 | no | HPLC Column | SS | 33 x 3,0 mm
Hypersil clone | 0404F050PY050 | BISCHOFF ProntoSIL Hypersorb Phenyl 5µm | PHENYL | 33 | 4 | 5 | 120 | L11 | no | HPLC Column | SS | 33 x 4,0 mm
Hypersil clone | 0446F050PY050 | BISCHOFF ProntoSIL Hypersorb Phenyl 5µm | PHENYL | 33 | 4.6 | 5 | 120 | L11 | no | HPLC Column | SS | 33 x 4,6 mm
Hypersil clone | A402F050PY050 | BISCHOFF ProntoSIL Hypersorb Phenyl 5µm | PHENYL | 40 | 2 | 5 | 120 | L11 | no | HPLC Column | SS | 40 x 2,0 mm
Hypersil clone | A403F050PY050 | BISCHOFF ProntoSIL Hypersorb Phenyl 5µm | PHENYL | 40 | 3 | 5 | 120 | L11 | no | HPLC Column | SS | 40 x 3,0 mm
Hypersil clone | A404F050PY050 | BISCHOFF ProntoSIL Hypersorb Phenyl 5µm | PHENYL | 40 | 4 | 5 | 120 | L11 | no | HPLC Column | SS | 40 x 4,0 mm
Hypersil clone | A446F050PY050 | BISCHOFF ProntoSIL Hypersorb Phenyl 5µm | PHENYL | 40 | 4.6 | 5 | 120 | L11 | no | HPLC Column | SS | 40 x 4,6 mm
Hypersil clone | 0502F050PY050 | BISCHOFF ProntoSIL Hypersorb Phenyl 5µm | PHENYL | 50 | 2 | 5 | 120 | L11 | no | HPLC Column | SS | 50 x 2,0 mm
Hypersil clone | 0503F050PY050 | BISCHOFF ProntoSIL Hypersorb Phenyl 5µm | PHENYL | 50 | 3 | 5 | 120 | L11 | no | HPLC Column | SS | 50 x 3,0 mm
Hypersil clone | 0504F050PY050 | BISCHOFF ProntoSIL Hypersorb Phenyl 5µm | PHENYL | 50 | 4 | 5 | 120 | L11 | no | HPLC Column | SS | 50 x 4,0 mm
Hypersil clone | 0546F050PY050 | BISCHOFF ProntoSIL Hypersorb Phenyl 5µm | PHENYL | 50 | 4.6 | 5 | 120 | L11 | no | HPLC Column | SS | 50 x 4,6 mm
Hypersil clone | 0602F050PY050 | BISCHOFF ProntoSIL Hypersorb Phenyl 5µm | PHENYL | 53 | 2 | 5 | 120 | L11 | no | HPLC Column | SS | 53 x 2,0 mm
Hypersil clone | 0603F050PY050 | BISCHOFF ProntoSIL Hypersorb Phenyl 5µm | PHENYL | 53 | 3 | 5 | 120 | L11 | no | HPLC Column | SS | 53 x 3,0 mm
Hypersil clone | 0604F050PY050 | BISCHOFF ProntoSIL Hypersorb Phenyl 5µm | PHENYL | 53 | 4 | 5 | 120 | L11 | no | HPLC Column | SS | 53 x 4,0 mm
Hypersil clone | 0646F050PY050 | BISCHOFF ProntoSIL Hypersorb Phenyl 5µm | PHENYL | 53 | 4.6 | 5 | 120 | L11 | no | HPLC Column | SS | 53 x 4,6 mm
Hypersil clone | A602F050PY050 | BISCHOFF ProntoSIL Hypersorb Phenyl 5µm | PHENYL | 60 | 2 | 5 | 120 | L11 | no | HPLC Column | SS | 60 x 2,0 mm
Hypersil clone | A603F050PY050 | BISCHOFF ProntoSIL Hypersorb Phenyl 5µm | PHENYL | 60 | 3 | 5 | 120 | L11 | no | HPLC Column | SS | 60 x 3,0 mm
Hypersil clone | A604F050PY050 | BISCHOFF ProntoSIL Hypersorb Phenyl 5µm | PHENYL | 60 | 4 | 5 | 120 | L11 | no | HPLC Column | SS | 60 x 4,0 mm
Hypersil clone | A646F050PY050 | BISCHOFF ProntoSIL Hypersorb Phenyl 5µm | PHENYL | 60 | 4.6 | 5 | 120 | L11 | no | HPLC Column | SS | 60 x 4,6 mm
Hypersil clone | 0702F050PY050 | BISCHOFF ProntoSIL Hypersorb Phenyl 5µm | PHENYL | 75 | 2 | 5 | 120 | L11 | no | HPLC Column | SS | 75 x 2,0 mm
Hypersil clone | 0703F050PY050 | BISCHOFF ProntoSIL Hypersorb Phenyl 5µm | PHENYL | 75 | 3 | 5 | 120 | L11 | no | HPLC Column | SS | 75 x 3,0 mm
Hypersil clone | 0704F050PY050 | BISCHOFF ProntoSIL Hypersorb Phenyl 5µm | PHENYL | 75 | 4 | 5 | 120 | L11 | no | HPLC Column | SS | 75 x 4,0 mm
Hypersil clone | 0746F050PY050 | BISCHOFF ProntoSIL Hypersorb Phenyl 5µm | PHENYL | 75 | 4.6 | 5 | 120 | L11 | no | HPLC Column | SS | 75 x 4,6 mm
Hypersil clone | 1002F050PY050 | BISCHOFF ProntoSIL Hypersorb Phenyl 5µm | PHENYL | 100 | 2 | 5 | 120 | L11 | no | HPLC Column | SS | 100 x 2,0 mm
Hypersil clone | 1003F050PY050 | BISCHOFF ProntoSIL Hypersorb Phenyl 5µm | PHENYL | 100 | 3 | 5 | 120 | L11 | no | HPLC Column | SS | 100 x 3,0 mm
Hypersil clone | 1004F050PY050 | BISCHOFF ProntoSIL Hypersorb Phenyl 5µm | PHENYL | 100 | 4 | 5 | 120 | L11 | no | HPLC Column | SS | 100 x 4,0 mm
Hypersil clone | 1046F050PY050 | BISCHOFF ProntoSIL Hypersorb Phenyl 5µm | PHENYL | 100 | 4.6 | 5 | 120 | L11 | no | HPLC Column | SS | 100 x 4,6 mm
Hypersil clone | 1202F050PY050 | BISCHOFF ProntoSIL Hypersorb Phenyl 5µm | PHENYL | 125 | 2 | 5 | 120 | L11 | no | HPLC Column | SS | 125 x 2,0 mm
Hypersil clone | 1203F050PY050 | BISCHOFF ProntoSIL Hypersorb Phenyl 5µm | PHENYL | 125 | 3 | 5 | 120 | L11 | no | HPLC Column | SS | 125 x 3,0 mm
Hypersil clone | 1204F050PY050 | BISCHOFF ProntoSIL Hypersorb Phenyl 5µm | PHENYL | 125 | 4 | 5 | 120 | L11 | no | HPLC Column | SS | 125 x 4,0 mm
Hypersil clone | 1246F050PY050 | BISCHOFF ProntoSIL Hypersorb Phenyl 5µm | PHENYL | 125 | 4.6 | 5 | 120 | L11 | no | HPLC Column | SS | 125 x 4,6 mm
Hypersil clone | 1502F050PY050 | BISCHOFF ProntoSIL Hypersorb Phenyl 5µm | PHENYL | 150 | 2 | 5 | 120 | L11 | no | HPLC Column | SS | 150 x 2,0 mm
Hypersil clone | 1503F050PY050 | BISCHOFF ProntoSIL Hypersorb Phenyl 5µm | PHENYL | 150 | 3 | 5 | 120 | L11 | no | HPLC Column | SS | 150 x 3,0 mm
Hypersil clone | 1504F050PY050 | BISCHOFF ProntoSIL Hypersorb Phenyl 5µm | PHENYL | 150 | 4 | 5 | 120 | L11 | no | HPLC Column | SS | 150 x 4,0 mm
Hypersil clone | 1546F050PY050 | BISCHOFF ProntoSIL Hypersorb Phenyl 5µm | PHENYL | 150 | 4.6 | 5 | 120 | L11 | no | HPLC Column | SS | 150 x 4,6 mm
Hypersil clone | 2002F050PY050 | BISCHOFF ProntoSIL Hypersorb Phenyl 5µm | PHENYL | 200 | 2 | 5 | 120 | L11 | no | HPLC Column | SS | 200 x 2,0 mm
Hypersil clone | 2003F050PY050 | BISCHOFF ProntoSIL Hypersorb Phenyl 5µm | PHENYL | 200 | 3 | 5 | 120 | L11 | no | HPLC Column | SS | 200 x 3,0 mm
Hypersil clone | 2004F050PY050 | BISCHOFF ProntoSIL Hypersorb Phenyl 5µm | PHENYL | 200 | 4 | 5 | 120 | L11 | no | HPLC Column | SS | 200 x 4,0 mm
Hypersil clone | 2046F050PY050 | BISCHOFF ProntoSIL Hypersorb Phenyl 5µm | PHENYL | 200 | 4.6 | 5 | 120 | L11 | no | HPLC Column | SS | 200 x 4,6 mm
Hypersil clone | 2502F050PY050 | BISCHOFF ProntoSIL Hypersorb Phenyl 5µm | PHENYL | 250 | 2 | 5 | 120 | L11 | no | HPLC Column | SS | 250 x 2,0 mm
Hypersil clone | 2503F050PY050 | BISCHOFF ProntoSIL Hypersorb Phenyl 5µm | PHENYL | 250 | 3 | 5 | 120 | L11 | no | HPLC Column | SS | 250 x 3,0 mm
Hypersil clone | 2504F050PY050 | BISCHOFF ProntoSIL Hypersorb Phenyl 5µm | PHENYL | 250 | 4 | 5 | 120 | L11 | no | HPLC Column | SS | 250 x 4,0 mm
Hypersil clone | 2546F050PY050 | BISCHOFF ProntoSIL Hypersorb Phenyl 5µm | PHENYL | 250 | 4.6 | 5 | 120 | L11 | no | HPLC Column | SS | 250 x 4,6 mm
Hypersil clone | 3002F050PY050 | BISCHOFF ProntoSIL Hypersorb Phenyl 5µm | PHENYL | 300 | 2 | 5 | 120 | L11 | no | HPLC Column | SS | 300 x 2,0 mm
Hypersil clone | 3003F050PY050 | BISCHOFF ProntoSIL Hypersorb Phenyl 5µm | PHENYL | 300 | 3 | 5 | 120 | L11 | no | HPLC Column | SS | 300 x 3,0 mm
Hypersil clone | 3004F050PY050 | BISCHOFF ProntoSIL Hypersorb Phenyl 5µm | PHENYL | 300 | 4 | 5 | 120 | L11 | no | HPLC Column | SS | 300 x 4,0 mm
Hypersil clone | 3046F050PY050 | BISCHOFF ProntoSIL Hypersorb Phenyl 5µm | PHENYL | 300 | 4.6 | 5 | 120 | L11 | no | HPLC Column | SS | 300 x 4,6 mm
Hypersil clone | 01P4F050PY050 | BISCHOFF ProntoSIL Hypersorb Phenyl 5µm | PHENYL | 14 | 4 | 5 | 120 | L11 | no | HPLC Column | PEEK | 14 x 4,0 mm
Hypersil clone | A2P4F050PY050 | BISCHOFF ProntoSIL Hypersorb Phenyl 5µm | PHENYL | 20 | 4 | 5 | 120 | L11 | no | HPLC Column | PEEK | 20 x 4,0 mm
Hypersil clone | 02P4F050PY050 | BISCHOFF ProntoSIL Hypersorb Phenyl 5µm | PHENYL | 25 | 4 | 5 | 120 | L11 | no | HPLC Column | PEEK | 25 x 4,0 mm
Hypersil clone | 03P4F050PY050 | BISCHOFF ProntoSIL Hypersorb Phenyl 5µm | PHENYL | 30 | 4 | 5 | 120 | L11 | no | HPLC Column | PEEK | 30 x 4,0 mm
Hypersil clone | 04P4F050PY050 | BISCHOFF ProntoSIL Hypersorb Phenyl 5µm | PHENYL | 33 | 4 | 5 | 120 | L11 | no | HPLC Column | PEEK | 33 x 4,0 mm
Hypersil clone | A4P4F050PY050 | BISCHOFF ProntoSIL Hypersorb Phenyl 5µm | PHENYL | 40 | 4 | 5 | 120 | L11 | no | HPLC Column | PEEK | 40 x 4,0 mm
Hypersil clone | 05P4F050PY050 | BISCHOFF ProntoSIL Hypersorb Phenyl 5µm | PHENYL | 50 | 4 | 5 | 120 | L11 | no | HPLC Column | PEEK | 50 x 4,0 mm
Hypersil clone | 06P4F050PY050 | BISCHOFF ProntoSIL Hypersorb Phenyl 5µm | PHENYL | 53 | 4 | 5 | 120 | L11 | no | HPLC Column | PEEK | 53 x 4,0 mm
Hypersil clone | A6P4F050PY050 | BISCHOFF ProntoSIL Hypersorb Phenyl 5µm | PHENYL | 60 | 4 | 5 | 120 | L11 | no | HPLC Column | PEEK | 60 x 4,0 mm
Hypersil clone | 07P4F050PY050 | BISCHOFF ProntoSIL Hypersorb Phenyl 5µm | PHENYL | 75 | 4 | 5 | 120 | L11 | no | HPLC Column | PEEK | 75 x 4,0 mm
Hypersil clone | 10P4F050PY050 | BISCHOFF ProntoSIL Hypersorb Phenyl 5µm | PHENYL | 100 | 4 | 5 | 120 | L11 | no | HPLC Column | PEEK | 100 x 4,0 mm
Hypersil clone | 12P4F050PY050 | BISCHOFF ProntoSIL Hypersorb Phenyl 5µm | PHENYL | 125 | 4 | 5 | 120 | L11 | no | HPLC Column | PEEK | 125 x 4,0 mm
Hypersil clone | 15P4F050PY050 | BISCHOFF ProntoSIL Hypersorb Phenyl 5µm | PHENYL | 150 | 4 | 5 | 120 | L11 | no | HPLC Column | PEEK | 150 x 4,0 mm
Hypersil clone | 20P4F050PY050 | BISCHOFF ProntoSIL Hypersorb Phenyl 5µm | PHENYL | 200 | 4 | 5 | 120 | L11 | no | HPLC Column | PEEK | 200 x 4,0 mm
Hypersil clone | 25P4F050PY050 | BISCHOFF ProntoSIL Hypersorb Phenyl 5µm | PHENYL | 250 | 4 | 5 | 120 | L11 | no | HPLC Column | PEEK | 250 x 4,0 mm
Hypersil clone | 30P4F050PY050 | BISCHOFF ProntoSIL Hypersorb Phenyl 5µm | PHENYL | 300 | 4 | 5 | 120 | L11 | no | HPLC Column | PEEK | 300 x 4,0 mm
Hypersil clone | 6305F050PY050 | BISCHOFF ProntoSIL Hypersorb Phenyl 5µm | PHENYL | 5 | 4 | 5 | 120 | L11 | no | Cartridges (5 pcs.) | SS | 5 x 4,0 mm
Hypersil clone | 6301F050PY050 | BISCHOFF ProntoSIL Hypersorb Phenyl 5µm | PHENYL | 10 | 4 | 5 | 120 | L11 | no | Cartridges (5 pcs.) | SS | 10 x 4,0 mm
Hypersil clone | 6302F050PY050 | BISCHOFF ProntoSIL Hypersorb Phenyl 5µm | PHENYL | 20 | 4 | 5 | 120 | L11 | no | Cartridges (5 pcs.) | SS | 20 x 4,0 mm
Hypersil clone | 63P1F050PY050 | BISCHOFF ProntoSIL Hypersorb Phenyl 5µm | PHENYL | 10 | 4 | 5 | 120 | L11 | no | Cartridges (5 pcs.) | PEEK | 10 x 4,0 mm
Hypersil clone | 63P2F050PY050 | BISCHOFF ProntoSIL Hypersorb Phenyl 5µm | PHENYL | 20 | 4 | 5 | 120 | L11 | no | Cartridges (5 pcs.) | PEEK | 20 x 4,0 mm
Hypersil clone | 6335F050PY050 | BISCHOFF ProntoSIL Hypersorb Phenyl 5µm | PHENYL | 5 | 3 | 5 | 120 | L11 | no | Cartridges (5 pcs.) | SS | 5 x 3,0 mm
Hypersil clone | 6331F050PY050 | BISCHOFF ProntoSIL Hypersorb Phenyl 5µm | PHENYL | 10 | 3 | 5 | 120 | L11 | no | Cartridges (5 pcs.) | SS | 10 x 3,0 mm
Hypersil clone | 6332F050PY050 | BISCHOFF ProntoSIL Hypersorb Phenyl 5µm | PHENYL | 20 | 3 | 5 | 120 | L11 | no | Cartridges (5 pcs.) | SS | 20 x 3,0 mm
Hypersil clone | 6325F050PY050 | BISCHOFF ProntoSIL Hypersorb Phenyl 5µm | PHENYL | 5 | 2 | 5 | 120 | L11 | no | Cartridges (5 pcs.) | SS | 5 x 2,0 mm
Hypersil clone | 6321F050PY050 | BISCHOFF ProntoSIL Hypersorb Phenyl 5µm | PHENYL | 10 | 2 | 5 | 120 | L11 | no | Cartridges (5 pcs.) | SS | 10 x 2,0 mm
Hypersil clone | 6322F050PY050 | BISCHOFF ProntoSIL Hypersorb Phenyl 5µm | PHENYL | 20 | 2 | 5 | 120 | L11 | no | Cartridges (5 pcs.) | SS | 20 x 2,0 mm
Hypersil clone | 0102F200PY030 | BISCHOFF ProntoSIL Hypersorb CPS 3µm | CN | 14 | 2 | 3 | 120 | L10 | no | HPLC Column | SS | 14 x 2,0 mm
Hypersil clone | 0103F200PY030 | BISCHOFF ProntoSIL Hypersorb CPS 3µm | CN | 14 | 3 | 3 | 120 | L10 | no | HPLC Column | SS | 14 x 3,0 mm
Hypersil clone | 0104F200PY030 | BISCHOFF ProntoSIL Hypersorb CPS 3µm | CN | 14 | 4 | 3 | 120 | L10 | no | HPLC Column | SS | 14 x 4,0 mm
Hypersil clone | 0146F200PY030 | BISCHOFF ProntoSIL Hypersorb CPS 3µm | CN | 14 | 4.6 | 3 | 120 | L10 | no | HPLC Column | SS | 14 x 4,6 mm
Hypersil clone | A202F200PY030 | BISCHOFF ProntoSIL Hypersorb CPS 3µm | CN | 20 | 2 | 3 | 120 | L10 | no | HPLC Column | SS | 20 x 2,0 mm
Hypersil clone | A203F200PY030 | BISCHOFF ProntoSIL Hypersorb CPS 3µm | CN | 20 | 3 | 3 | 120 | L10 | no | HPLC Column | SS | 20 x 3,0 mm
Hypersil clone | A204F200PY030 | BISCHOFF ProntoSIL Hypersorb CPS 3µm | CN | 20 | 4 | 3 | 120 | L10 | no | HPLC Column | SS | 20 x 4,0 mm
Hypersil clone | A246F200PY030 | BISCHOFF ProntoSIL Hypersorb CPS 3µm | CN | 20 | 4.6 | 3 | 120 | L10 | no | HPLC Column | SS | 20 x 4,6 mm
Hypersil clone | 0202F200PY030 | BISCHOFF ProntoSIL Hypersorb CPS 3µm | CN | 25 | 2 | 3 | 120 | L10 | no | HPLC Column | SS | 25 x 2,0 mm
Hypersil clone | 0203F200PY030 | BISCHOFF ProntoSIL Hypersorb CPS 3µm | CN | 25 | 3 | 3 | 120 | L10 | no | HPLC Column | SS | 25 x 3,0 mm
Hypersil clone | 0204F200PY030 | BISCHOFF ProntoSIL Hypersorb CPS 3µm | CN | 25 | 4 | 3 | 120 | L10 | no | HPLC Column | SS | 25 x 4,0 mm
Hypersil clone | 0246F200PY030 | BISCHOFF ProntoSIL Hypersorb CPS 3µm | CN | 25 | 4.6 | 3 | 120 | L10 | no | HPLC Column | SS | 25 x 4,6 mm
Hypersil clone | 0302F200PY030 | BISCHOFF ProntoSIL Hypersorb CPS 3µm | CN | 30 | 2 | 3 | 120 | L10 | no | HPLC Column | SS | 30 x 2,0 mm
Hypersil clone | 0303F200PY030 | BISCHOFF ProntoSIL Hypersorb CPS 3µm | CN | 30 | 3 | 3 | 120 | L10 | no | HPLC Column | SS | 30 x 3,0 mm
Hypersil clone | 0304F200PY030 | BISCHOFF ProntoSIL Hypersorb CPS 3µm | CN | 30 | 4 | 3 | 120 | L10 | no | HPLC Column | SS | 30 x 4,0 mm
Hypersil clone | 0346F200PY030 | BISCHOFF ProntoSIL Hypersorb CPS 3µm | CN | 30 | 4.6 | 3 | 120 | L10 | no | HPLC Column | SS | 30 x 4,6 mm
Hypersil clone | 0402F200PY030 | BISCHOFF ProntoSIL Hypersorb CPS 3µm | CN | 33 | 2 | 3 | 120 | L10 | no | HPLC Column | SS | 33 x 2,0 mm
Hypersil clone | 0403F200PY030 | BISCHOFF ProntoSIL Hypersorb CPS 3µm | CN | 33 | 3 | 3 | 120 | L10 | no | HPLC Column | SS | 33 x 3,0 mm
Hypersil clone | 0404F200PY030 | BISCHOFF ProntoSIL Hypersorb CPS 3µm | CN | 33 | 4 | 3 | 120 | L10 | no | HPLC Column | SS | 33 x 4,0 mm
Hypersil clone | 0446F200PY030 | BISCHOFF ProntoSIL Hypersorb CPS 3µm | CN | 33 | 4.6 | 3 | 120 | L10 | no | HPLC Column | SS | 33 x 4,6 mm
Hypersil clone | A402F200PY030 | BISCHOFF ProntoSIL Hypersorb CPS 3µm | CN | 40 | 2 | 3 | 120 | L10 | no | HPLC Column | SS | 40 x 2,0 mm
Hypersil clone | A403F200PY030 | BISCHOFF ProntoSIL Hypersorb CPS 3µm | CN | 40 | 3 | 3 | 120 | L10 | no | HPLC Column | SS | 40 x 3,0 mm
Hypersil clone | A404F200PY030 | BISCHOFF ProntoSIL Hypersorb CPS 3µm | CN | 40 | 4 | 3 | 120 | L10 | no | HPLC Column | SS | 40 x 4,0 mm
Hypersil clone | A446F200PY030 | BISCHOFF ProntoSIL Hypersorb CPS 3µm | CN | 40 | 4.6 | 3 | 120 | L10 | no | HPLC Column | SS | 40 x 4,6 mm
Hypersil clone | 0502F200PY030 | BISCHOFF ProntoSIL Hypersorb CPS 3µm | CN | 50 | 2 | 3 | 120 | L10 | no | HPLC Column | SS | 50 x 2,0 mm
Hypersil clone | 0503F200PY030 | BISCHOFF ProntoSIL Hypersorb CPS 3µm | CN | 50 | 3 | 3 | 120 | L10 | no | HPLC Column | SS | 50 x 3,0 mm
Hypersil clone | 0504F200PY030 | BISCHOFF ProntoSIL Hypersorb CPS 3µm | CN | 50 | 4 | 3 | 120 | L10 | no | HPLC Column | SS | 50 x 4,0 mm
Hypersil clone | 0546F200PY030 | BISCHOFF ProntoSIL Hypersorb CPS 3µm | CN | 50 | 4.6 | 3 | 120 | L10 | no | HPLC Column | SS | 50 x 4,6 mm
Hypersil clone | 0602F200PY030 | BISCHOFF ProntoSIL Hypersorb CPS 3µm | CN | 53 | 2 | 3 | 120 | L10 | no | HPLC Column | SS | 53 x 2,0 mm
Hypersil clone | 0603F200PY030 | BISCHOFF ProntoSIL Hypersorb CPS 3µm | CN | 53 | 3 | 3 | 120 | L10 | no | HPLC Column | SS | 53 x 3,0 mm
Hypersil clone | 0604F200PY030 | BISCHOFF ProntoSIL Hypersorb CPS 3µm | CN | 53 | 4 | 3 | 120 | L10 | no | HPLC Column | SS | 53 x 4,0 mm
Hypersil clone | 0646F200PY030 | BISCHOFF ProntoSIL Hypersorb CPS 3µm | CN | 53 | 4.6 | 3 | 120 | L10 | no | HPLC Column | SS | 53 x 4,6 mm
Hypersil clone | A602F200PY030 | BISCHOFF ProntoSIL Hypersorb CPS 3µm | CN | 60 | 2 | 3 | 120 | L10 | no | HPLC Column | SS | 60 x 2,0 mm
Hypersil clone | A603F200PY030 | BISCHOFF ProntoSIL Hypersorb CPS 3µm | CN | 60 | 3 | 3 | 120 | L10 | no | HPLC Column | SS | 60 x 3,0 mm
Hypersil clone | A604F200PY030 | BISCHOFF ProntoSIL Hypersorb CPS 3µm | CN | 60 | 4 | 3 | 120 | L10 | no | HPLC Column | SS | 60 x 4,0 mm
Hypersil clone | A646F200PY030 | BISCHOFF ProntoSIL Hypersorb CPS 3µm | CN | 60 | 4.6 | 3 | 120 | L10 | no | HPLC Column | SS | 60 x 4,6 mm
Hypersil clone | 0702F200PY030 | BISCHOFF ProntoSIL Hypersorb CPS 3µm | CN | 75 | 2 | 3 | 120 | L10 | no | HPLC Column | SS | 75 x 2,0 mm
Hypersil clone | 0703F200PY030 | BISCHOFF ProntoSIL Hypersorb CPS 3µm | CN | 75 | 3 | 3 | 120 | L10 | no | HPLC Column | SS | 75 x 3,0 mm
Hypersil clone | 0704F200PY030 | BISCHOFF ProntoSIL Hypersorb CPS 3µm | CN | 75 | 4 | 3 | 120 | L10 | no | HPLC Column | SS | 75 x 4,0 mm
Hypersil clone | 0746F200PY030 | BISCHOFF ProntoSIL Hypersorb CPS 3µm | CN | 75 | 4.6 | 3 | 120 | L10 | no | HPLC Column | SS | 75 x 4,6 mm
Hypersil clone | 1002F200PY030 | BISCHOFF ProntoSIL Hypersorb CPS 3µm | CN | 100 | 2 | 3 | 120 | L10 | no | HPLC Column | SS | 100 x 2,0 mm
Hypersil clone | 1003F200PY030 | BISCHOFF ProntoSIL Hypersorb CPS 3µm | CN | 100 | 3 | 3 | 120 | L10 | no | HPLC Column | SS | 100 x 3,0 mm
Hypersil clone | 1004F200PY030 | BISCHOFF ProntoSIL Hypersorb CPS 3µm | CN | 100 | 4 | 3 | 120 | L10 | no | HPLC Column | SS | 100 x 4,0 mm
Hypersil clone | 1046F200PY030 | BISCHOFF ProntoSIL Hypersorb CPS 3µm | CN | 100 | 4.6 | 3 | 120 | L10 | no | HPLC Column | SS | 100 x 4,6 mm
Hypersil clone | 1202F200PY030 | BISCHOFF ProntoSIL Hypersorb CPS 3µm | CN | 125 | 2 | 3 | 120 | L10 | no | HPLC Column | SS | 125 x 2,0 mm
Hypersil clone | 1203F200PY030 | BISCHOFF ProntoSIL Hypersorb CPS 3µm | CN | 125 | 3 | 3 | 120 | L10 | no | HPLC Column | SS | 125 x 3,0 mm
Hypersil clone | 1204F200PY030 | BISCHOFF ProntoSIL Hypersorb CPS 3µm | CN | 125 | 4 | 3 | 120 | L10 | no | HPLC Column | SS | 125 x 4,0 mm
Hypersil clone | 1246F200PY030 | BISCHOFF ProntoSIL Hypersorb CPS 3µm | CN | 125 | 4.6 | 3 | 120 | L10 | no | HPLC Column | SS | 125 x 4,6 mm
Hypersil clone | 1502F200PY030 | BISCHOFF ProntoSIL Hypersorb CPS 3µm | CN | 150 | 2 | 3 | 120 | L10 | no | HPLC Column | SS | 150 x 2,0 mm
Hypersil clone | 1503F200PY030 | BISCHOFF ProntoSIL Hypersorb CPS 3µm | CN | 150 | 3 | 3 | 120 | L10 | no | HPLC Column | SS | 150 x 3,0 mm
Hypersil clone | 1504F200PY030 | BISCHOFF ProntoSIL Hypersorb CPS 3µm | CN | 150 | 4 | 3 | 120 | L10 | no | HPLC Column | SS | 150 x 4,0 mm
Hypersil clone | 1546F200PY030 | BISCHOFF ProntoSIL Hypersorb CPS 3µm | CN | 150 | 4.6 | 3 | 120 | L10 | no | HPLC Column | SS | 150 x 4,6 mm
Hypersil clone | 2002F200PY030 | BISCHOFF ProntoSIL Hypersorb CPS 3µm | CN | 200 | 2 | 3 | 120 | L10 | no | HPLC Column | SS | 200 x 2,0 mm
Hypersil clone | 2003F200PY030 | BISCHOFF ProntoSIL Hypersorb CPS 3µm | CN | 200 | 3 | 3 | 120 | L10 | no | HPLC Column | SS | 200 x 3,0 mm
Hypersil clone | 2004F200PY030 | BISCHOFF ProntoSIL Hypersorb CPS 3µm | CN | 200 | 4 | 3 | 120 | L10 | no | HPLC Column | SS | 200 x 4,0 mm
Hypersil clone | 2046F200PY030 | BISCHOFF ProntoSIL Hypersorb CPS 3µm | CN | 200 | 4.6 | 3 | 120 | L10 | no | HPLC Column | SS | 200 x 4,6 mm
Hypersil clone | 2502F200PY030 | BISCHOFF ProntoSIL Hypersorb CPS 3µm | CN | 250 | 2 | 3 | 120 | L10 | no | HPLC Column | SS | 250 x 2,0 mm
Hypersil clone | 2503F200PY030 | BISCHOFF ProntoSIL Hypersorb CPS 3µm | CN | 250 | 3 | 3 | 120 | L10 | no | HPLC Column | SS | 250 x 3,0 mm
Hypersil clone | 2504F200PY030 | BISCHOFF ProntoSIL Hypersorb CPS 3µm | CN | 250 | 4 | 3 | 120 | L10 | no | HPLC Column | SS | 250 x 4,0 mm
Hypersil clone | 2546F200PY030 | BISCHOFF ProntoSIL Hypersorb CPS 3µm | CN | 250 | 4.6 | 3 | 120 | L10 | no | HPLC Column | SS | 250 x 4,6 mm
Hypersil clone | 3002F200PY030 | BISCHOFF ProntoSIL Hypersorb CPS 3µm | CN | 300 | 2 | 3 | 120 | L10 | no | HPLC Column | SS | 300 x 2,0 mm
Hypersil clone | 3003F200PY030 | BISCHOFF ProntoSIL Hypersorb CPS 3µm | CN | 300 | 3 | 3 | 120 | L10 | no | HPLC Column | SS | 300 x 3,0 mm
Hypersil clone | 3004F200PY030 | BISCHOFF ProntoSIL Hypersorb CPS 3µm | CN | 300 | 4 | 3 | 120 | L10 | no | HPLC Column | SS | 300 x 4,0 mm
Hypersil clone | 3046F200PY030 | BISCHOFF ProntoSIL Hypersorb CPS 3µm | CN | 300 | 4.6 | 3 | 120 | L10 | no | HPLC Column | SS | 300 x 4,6 mm
Hypersil clone | 01P4F200PY030 | BISCHOFF ProntoSIL Hypersorb CPS 3µm | CN | 14 | 4 | 3 | 120 | L10 | no | HPLC Column | PEEK | 14 x 4,0 mm
Hypersil clone | A2P4F200PY030 | BISCHOFF ProntoSIL Hypersorb CPS 3µm | CN | 20 | 4 | 3 | 120 | L10 | no | HPLC Column | PEEK | 20 x 4,0 mm
Hypersil clone | 02P4F200PY030 | BISCHOFF ProntoSIL Hypersorb CPS 3µm | CN | 25 | 4 | 3 | 120 | L10 | no | HPLC Column | PEEK | 25 x 4,0 mm
Hypersil clone | 03P4F200PY030 | BISCHOFF ProntoSIL Hypersorb CPS 3µm | CN | 30 | 4 | 3 | 120 | L10 | no | HPLC Column | PEEK | 30 x 4,0 mm
Hypersil clone | 04P4F200PY030 | BISCHOFF ProntoSIL Hypersorb CPS 3µm | CN | 33 | 4 | 3 | 120 | L10 | no | HPLC Column | PEEK | 33 x 4,0 mm
Hypersil clone | A4P4F200PY030 | BISCHOFF ProntoSIL Hypersorb CPS 3µm | CN | 40 | 4 | 3 | 120 | L10 | no | HPLC Column | PEEK | 40 x 4,0 mm
Hypersil clone | 05P4F200PY030 | BISCHOFF ProntoSIL Hypersorb CPS 3µm | CN | 50 | 4 | 3 | 120 | L10 | no | HPLC Column | PEEK | 50 x 4,0 mm
Hypersil clone | 06P4F200PY030 | BISCHOFF ProntoSIL Hypersorb CPS 3µm | CN | 53 | 4 | 3 | 120 | L10 | no | HPLC Column | PEEK | 53 x 4,0 mm
Hypersil clone | A6P4F200PY030 | BISCHOFF ProntoSIL Hypersorb CPS 3µm | CN | 60 | 4 | 3 | 120 | L10 | no | HPLC Column | PEEK | 60 x 4,0 mm
Hypersil clone | 07P4F200PY030 | BISCHOFF ProntoSIL Hypersorb CPS 3µm | CN | 75 | 4 | 3 | 120 | L10 | no | HPLC Column | PEEK | 75 x 4,0 mm
Hypersil clone | 10P4F200PY030 | BISCHOFF ProntoSIL Hypersorb CPS 3µm | CN | 100 | 4 | 3 | 120 | L10 | no | HPLC Column | PEEK | 100 x 4,0 mm
Hypersil clone | 12P4F200PY030 | BISCHOFF ProntoSIL Hypersorb CPS 3µm | CN | 125 | 4 | 3 | 120 | L10 | no | HPLC Column | PEEK | 125 x 4,0 mm
Hypersil clone | 15P4F200PY030 | BISCHOFF ProntoSIL Hypersorb CPS 3µm | CN | 150 | 4 | 3 | 120 | L10 | no | HPLC Column | PEEK | 150 x 4,0 mm
Hypersil clone | 20P4F200PY030 | BISCHOFF ProntoSIL Hypersorb CPS 3µm | CN | 200 | 4 | 3 | 120 | L10 | no | HPLC Column | PEEK | 200 x 4,0 mm
Hypersil clone | 25P4F200PY030 | BISCHOFF ProntoSIL Hypersorb CPS 3µm | CN | 250 | 4 | 3 | 120 | L10 | no | HPLC Column | PEEK | 250 x 4,0 mm
Hypersil clone | 30P4F200PY030 | BISCHOFF ProntoSIL Hypersorb CPS 3µm | CN | 300 | 4 | 3 | 120 | L10 | no | HPLC Column | PEEK | 300 x 4,0 mm
Hypersil clone | 6305F200PY030 | BISCHOFF ProntoSIL Hypersorb CPS 3µm | CN | 5 | 4 | 3 | 120 | L10 | no | Cartridges (5 pcs.) | SS | 5 x 4,0 mm
Hypersil clone | 6301F200PY030 | BISCHOFF ProntoSIL Hypersorb CPS 3µm | CN | 10 | 4 | 3 | 120 | L10 | no | Cartridges (5 pcs.) | SS | 10 x 4,0 mm
Hypersil clone | 6302F200PY030 | BISCHOFF ProntoSIL Hypersorb CPS 3µm | CN | 20 | 4 | 3 | 120 | L10 | no | Cartridges (5 pcs.) | SS | 20 x 4,0 mm
Hypersil clone | 63P1F200PY030 | BISCHOFF ProntoSIL Hypersorb CPS 3µm | CN | 10 | 4 | 3 | 120 | L10 | no | Cartridges (5 pcs.) | PEEK | 10 x 4,0 mm
Hypersil clone | 63P2F200PY030 | BISCHOFF ProntoSIL Hypersorb CPS 3µm | CN | 20 | 4 | 3 | 120 | L10 | no | Cartridges (5 pcs.) | PEEK | 20 x 4,0 mm
Hypersil clone | 6335F200PY030 | BISCHOFF ProntoSIL Hypersorb CPS 3µm | CN | 5 | 3 | 3 | 120 | L10 | no | Cartridges (5 pcs.) | SS | 5 x 3,0 mm
Hypersil clone | 6331F200PY030 | BISCHOFF ProntoSIL Hypersorb CPS 3µm | CN | 10 | 3 | 3 | 120 | L10 | no | Cartridges (5 pcs.) | SS | 10 x 3,0 mm
Hypersil clone | 6332F200PY030 | BISCHOFF ProntoSIL Hypersorb CPS 3µm | CN | 20 | 3 | 3 | 120 | L10 | no | Cartridges (5 pcs.) | SS | 20 x 3,0 mm
Hypersil clone | 6325F200PY030 | BISCHOFF ProntoSIL Hypersorb CPS 3µm | CN | 5 | 2 | 3 | 120 | L10 | no | Cartridges (5 pcs.) | SS | 5 x 2,0 mm
Hypersil clone | 6321F200PY030 | BISCHOFF ProntoSIL Hypersorb CPS 3µm | CN | 10 | 2 | 3 | 120 | L10 | no | Cartridges (5 pcs.) | SS | 10 x 2,0 mm
Hypersil clone | 6322F200PY030 | BISCHOFF ProntoSIL Hypersorb CPS 3µm | CN | 20 | 2 | 3 | 120 | L10 | no | Cartridges (5 pcs.) | SS | 20 x 2,0 mm
Hypersil clone | 0102F200PY050 | BISCHOFF ProntoSIL Hypersorb CPS 5µm | CN | 14 | 2 | 5 | 120 | L10 | no | HPLC Column | SS | 14 x 2,0 mm
Hypersil clone | 0103F200PY050 | BISCHOFF ProntoSIL Hypersorb CPS 5µm | CN | 14 | 3 | 5 | 120 | L10 | no | HPLC Column | SS | 14 x 3,0 mm
Hypersil clone | 0104F200PY050 | BISCHOFF ProntoSIL Hypersorb CPS 5µm | CN | 14 | 4 | 5 | 120 | L10 | no | HPLC Column | SS | 14 x 4,0 mm
Hypersil clone | 0146F200PY050 | BISCHOFF ProntoSIL Hypersorb CPS 5µm | CN | 14 | 4.6 | 5 | 120 | L10 | no | HPLC Column | SS | 14 x 4,6 mm
Hypersil clone | A202F200PY050 | BISCHOFF ProntoSIL Hypersorb CPS 5µm | CN | 20 | 2 | 5 | 120 | L10 | no | HPLC Column | SS | 20 x 2,0 mm
Hypersil clone | A203F200PY050 | BISCHOFF ProntoSIL Hypersorb CPS 5µm | CN | 20 | 3 | 5 | 120 | L10 | no | HPLC Column | SS | 20 x 3,0 mm
Hypersil clone | A204F200PY050 | BISCHOFF ProntoSIL Hypersorb CPS 5µm | CN | 20 | 4 | 5 | 120 | L10 | no | HPLC Column | SS | 20 x 4,0 mm
Hypersil clone | A246F200PY050 | BISCHOFF ProntoSIL Hypersorb CPS 5µm | CN | 20 | 4.6 | 5 | 120 | L10 | no | HPLC Column | SS | 20 x 4,6 mm
Hypersil clone | 0202F200PY050 | BISCHOFF ProntoSIL Hypersorb CPS 5µm | CN | 25 | 2 | 5 | 120 | L10 | no | HPLC Column | SS | 25 x 2,0 mm
Hypersil clone | 0203F200PY050 | BISCHOFF ProntoSIL Hypersorb CPS 5µm | CN | 25 | 3 | 5 | 120 | L10 | no | HPLC Column | SS | 25 x 3,0 mm
Hypersil clone | 0204F200PY050 | BISCHOFF ProntoSIL Hypersorb CPS 5µm | CN | 25 | 4 | 5 | 120 | L10 | no | HPLC Column | SS | 25 x 4,0 mm
Hypersil clone | 0246F200PY050 | BISCHOFF ProntoSIL Hypersorb CPS 5µm | CN | 25 | 4.6 | 5 | 120 | L10 | no | HPLC Column | SS | 25 x 4,6 mm
Hypersil clone | 0302F200PY050 | BISCHOFF ProntoSIL Hypersorb CPS 5µm | CN | 30 | 2 | 5 | 120 | L10 | no | HPLC Column | SS | 30 x 2,0 mm
Hypersil clone | 0303F200PY050 | BISCHOFF ProntoSIL Hypersorb CPS 5µm | CN | 30 | 3 | 5 | 120 | L10 | no | HPLC Column | SS | 30 x 3,0 mm
Hypersil clone | 0304F200PY050 | BISCHOFF ProntoSIL Hypersorb CPS 5µm | CN | 30 | 4 | 5 | 120 | L10 | no | HPLC Column | SS | 30 x 4,0 mm
Hypersil clone | 0346F200PY050 | BISCHOFF ProntoSIL Hypersorb CPS 5µm | CN | 30 | 4.6 | 5 | 120 | L10 | no | HPLC Column | SS | 30 x 4,6 mm
Hypersil clone | 0402F200PY050 | BISCHOFF ProntoSIL Hypersorb CPS 5µm | CN | 33 | 2 | 5 | 120 | L10 | no | HPLC Column | SS | 33 x 2,0 mm
Hypersil clone | 0403F200PY050 | BISCHOFF ProntoSIL Hypersorb CPS 5µm | CN | 33 | 3 | 5 | 120 | L10 | no | HPLC Column | SS | 33 x 3,0 mm
Hypersil clone | 0404F200PY050 | BISCHOFF ProntoSIL Hypersorb CPS 5µm | CN | 33 | 4 | 5 | 120 | L10 | no | HPLC Column | SS | 33 x 4,0 mm
Hypersil clone | 0446F200PY050 | BISCHOFF ProntoSIL Hypersorb CPS 5µm | CN | 33 | 4.6 | 5 | 120 | L10 | no | HPLC Column | SS | 33 x 4,6 mm
Hypersil clone | A402F200PY050 | BISCHOFF ProntoSIL Hypersorb CPS 5µm | CN | 40 | 2 | 5 | 120 | L10 | no | HPLC Column | SS | 40 x 2,0 mm
Hypersil clone | A403F200PY050 | BISCHOFF ProntoSIL Hypersorb CPS 5µm | CN | 40 | 3 | 5 | 120 | L10 | no | HPLC Column | SS | 40 x 3,0 mm
Hypersil clone | A404F200PY050 | BISCHOFF ProntoSIL Hypersorb CPS 5µm | CN | 40 | 4 | 5 | 120 | L10 | no | HPLC Column | SS | 40 x 4,0 mm
Hypersil clone | A446F200PY050 | BISCHOFF ProntoSIL Hypersorb CPS 5µm | CN | 40 | 4.6 | 5 | 120 | L10 | no | HPLC Column | SS | 40 x 4,6 mm
Hypersil clone | 0502F200PY050 | BISCHOFF ProntoSIL Hypersorb CPS 5µm | CN | 50 | 2 | 5 | 120 | L10 | no | HPLC Column | SS | 50 x 2,0 mm
Hypersil clone | 0503F200PY050 | BISCHOFF ProntoSIL Hypersorb CPS 5µm | CN | 50 | 3 | 5 | 120 | L10 | no | HPLC Column | SS | 50 x 3,0 mm
Hypersil clone | 0504F200PY050 | BISCHOFF ProntoSIL Hypersorb CPS 5µm | CN | 50 | 4 | 5 | 120 | L10 | no | HPLC Column | SS | 50 x 4,0 mm
Hypersil clone | 0546F200PY050 | BISCHOFF ProntoSIL Hypersorb CPS 5µm | CN | 50 | 4.6 | 5 | 120 | L10 | no | HPLC Column | SS | 50 x 4,6 mm
Hypersil clone | 0602F200PY050 | BISCHOFF ProntoSIL Hypersorb CPS 5µm | CN | 53 | 2 | 5 | 120 | L10 | no | HPLC Column | SS | 53 x 2,0 mm
Hypersil clone | 0603F200PY050 | BISCHOFF ProntoSIL Hypersorb CPS 5µm | CN | 53 | 3 | 5 | 120 | L10 | no | HPLC Column | SS | 53 x 3,0 mm
Hypersil clone | 0604F200PY050 | BISCHOFF ProntoSIL Hypersorb CPS 5µm | CN | 53 | 4 | 5 | 120 | L10 | no | HPLC Column | SS | 53 x 4,0 mm
Hypersil clone | 0646F200PY050 | BISCHOFF ProntoSIL Hypersorb CPS 5µm | CN | 53 | 4.6 | 5 | 120 | L10 | no | HPLC Column | SS | 53 x 4,6 mm
Hypersil clone | A602F200PY050 | BISCHOFF ProntoSIL Hypersorb CPS 5µm | CN | 60 | 2 | 5 | 120 | L10 | no | HPLC Column | SS | 60 x 2,0 mm
Hypersil clone | A603F200PY050 | BISCHOFF ProntoSIL Hypersorb CPS 5µm | CN | 60 | 3 | 5 | 120 | L10 | no | HPLC Column | SS | 60 x 3,0 mm
Hypersil clone | A604F200PY050 | BISCHOFF ProntoSIL Hypersorb CPS 5µm | CN | 60 | 4 | 5 | 120 | L10 | no | HPLC Column | SS | 60 x 4,0 mm
Hypersil clone | A646F200PY050 | BISCHOFF ProntoSIL Hypersorb CPS 5µm | CN | 60 | 4.6 | 5 | 120 | L10 | no | HPLC Column | SS | 60 x 4,6 mm
Hypersil clone | 0702F200PY050 | BISCHOFF ProntoSIL Hypersorb CPS 5µm | CN | 75 | 2 | 5 | 120 | L10 | no | HPLC Column | SS | 75 x 2,0 mm
Hypersil clone | 0703F200PY050 | BISCHOFF ProntoSIL Hypersorb CPS 5µm | CN | 75 | 3 | 5 | 120 | L10 | no | HPLC Column | SS | 75 x 3,0 mm
Hypersil clone | 0704F200PY050 | BISCHOFF ProntoSIL Hypersorb CPS 5µm | CN | 75 | 4 | 5 | 120 | L10 | no | HPLC Column | SS | 75 x 4,0 mm
Hypersil clone | 0746F200PY050 | BISCHOFF ProntoSIL Hypersorb CPS 5µm | CN | 75 | 4.6 | 5 | 120 | L10 | no | HPLC Column | SS | 75 x 4,6 mm
Hypersil clone | 1002F200PY050 | BISCHOFF ProntoSIL Hypersorb CPS 5µm | CN | 100 | 2 | 5 | 120 | L10 | no | HPLC Column | SS | 100 x 2,0 mm
Hypersil clone | 1003F200PY050 | BISCHOFF ProntoSIL Hypersorb CPS 5µm | CN | 100 | 3 | 5 | 120 | L10 | no | HPLC Column | SS | 100 x 3,0 mm
Hypersil clone | 1004F200PY050 | BISCHOFF ProntoSIL Hypersorb CPS 5µm | CN | 100 | 4 | 5 | 120 | L10 | no | HPLC Column | SS | 100 x 4,0 mm
Hypersil clone | 1046F200PY050 | BISCHOFF ProntoSIL Hypersorb CPS 5µm | CN | 100 | 4.6 | 5 | 120 | L10 | no | HPLC Column | SS | 100 x 4,6 mm
Hypersil clone | 1202F200PY050 | BISCHOFF ProntoSIL Hypersorb CPS 5µm | CN | 125 | 2 | 5 | 120 | L10 | no | HPLC Column | SS | 125 x 2,0 mm
Hypersil clone | 1203F200PY050 | BISCHOFF ProntoSIL Hypersorb CPS 5µm | CN | 125 | 3 | 5 | 120 | L10 | no | HPLC Column | SS | 125 x 3,0 mm
Hypersil clone | 1204F200PY050 | BISCHOFF ProntoSIL Hypersorb CPS 5µm | CN | 125 | 4 | 5 | 120 | L10 | no | HPLC Column | SS | 125 x 4,0 mm
Hypersil clone | 1246F200PY050 | BISCHOFF ProntoSIL Hypersorb CPS 5µm | CN | 125 | 4.6 | 5 | 120 | L10 | no | HPLC Column | SS | 125 x 4,6 mm
Hypersil clone | 1502F200PY050 | BISCHOFF ProntoSIL Hypersorb CPS 5µm | CN | 150 | 2 | 5 | 120 | L10 | no | HPLC Column | SS | 150 x 2,0 mm
Hypersil clone | 1503F200PY050 | BISCHOFF ProntoSIL Hypersorb CPS 5µm | CN | 150 | 3 | 5 | 120 | L10 | no | HPLC Column | SS | 150 x 3,0 mm
Hypersil clone | 1504F200PY050 | BISCHOFF ProntoSIL Hypersorb CPS 5µm | CN | 150 | 4 | 5 | 120 | L10 | no | HPLC Column | SS | 150 x 4,0 mm
Hypersil clone | 1546F200PY050 | BISCHOFF ProntoSIL Hypersorb CPS 5µm | CN | 150 | 4.6 | 5 | 120 | L10 | no | HPLC Column | SS | 150 x 4,6 mm
Hypersil clone | 2002F200PY050 | BISCHOFF ProntoSIL Hypersorb CPS 5µm | CN | 200 | 2 | 5 | 120 | L10 | no | HPLC Column | SS | 200 x 2,0 mm
Hypersil clone | 2003F200PY050 | BISCHOFF ProntoSIL Hypersorb CPS 5µm | CN | 200 | 3 | 5 | 120 | L10 | no | HPLC Column | SS | 200 x 3,0 mm
Hypersil clone | 2004F200PY050 | BISCHOFF ProntoSIL Hypersorb CPS 5µm | CN | 200 | 4 | 5 | 120 | L10 | no | HPLC Column | SS | 200 x 4,0 mm
Hypersil clone | 2046F200PY050 | BISCHOFF ProntoSIL Hypersorb CPS 5µm | CN | 200 | 4.6 | 5 | 120 | L10 | no | HPLC Column | SS | 200 x 4,6 mm
Hypersil clone | 2502F200PY050 | BISCHOFF ProntoSIL Hypersorb CPS 5µm | CN | 250 | 2 | 5 | 120 | L10 | no | HPLC Column | SS | 250 x 2,0 mm
Hypersil clone | 2503F200PY050 | BISCHOFF ProntoSIL Hypersorb CPS 5µm | CN | 250 | 3 | 5 | 120 | L10 | no | HPLC Column | SS | 250 x 3,0 mm
Hypersil clone | 2504F200PY050 | BISCHOFF ProntoSIL Hypersorb CPS 5µm | CN | 250 | 4 | 5 | 120 | L10 | no | HPLC Column | SS | 250 x 4,0 mm
Hypersil clone | 2546F200PY050 | BISCHOFF ProntoSIL Hypersorb CPS 5µm | CN | 250 | 4.6 | 5 | 120 | L10 | no | HPLC Column | SS | 250 x 4,6 mm
Hypersil clone | 3002F200PY050 | BISCHOFF ProntoSIL Hypersorb CPS 5µm | CN | 300 | 2 | 5 | 120 | L10 | no | HPLC Column | SS | 300 x 2,0 mm
Hypersil clone | 3003F200PY050 | BISCHOFF ProntoSIL Hypersorb CPS 5µm | CN | 300 | 3 | 5 | 120 | L10 | no | HPLC Column | SS | 300 x 3,0 mm
Hypersil clone | 3004F200PY050 | BISCHOFF ProntoSIL Hypersorb CPS 5µm | CN | 300 | 4 | 5 | 120 | L10 | no | HPLC Column | SS | 300 x 4,0 mm
Hypersil clone | 3046F200PY050 | BISCHOFF ProntoSIL Hypersorb CPS 5µm | CN | 300 | 4.6 | 5 | 120 | L10 | no | HPLC Column | SS | 300 x 4,6 mm
Hypersil clone | 01P4F200PY050 | BISCHOFF ProntoSIL Hypersorb CPS 5µm | CN | 14 | 4 | 5 | 120 | L10 | no | HPLC Column | PEEK | 14 x 4,0 mm
Hypersil clone | A2P4F200PY050 | BISCHOFF ProntoSIL Hypersorb CPS 5µm | CN | 20 | 4 | 5 | 120 | L10 | no | HPLC Column | PEEK | 20 x 4,0 mm
Hypersil clone | 02P4F200PY050 | BISCHOFF ProntoSIL Hypersorb CPS 5µm | CN | 25 | 4 | 5 | 120 | L10 | no | HPLC Column | PEEK | 25 x 4,0 mm
Hypersil clone | 03P4F200PY050 | BISCHOFF ProntoSIL Hypersorb CPS 5µm | CN | 30 | 4 | 5 | 120 | L10 | no | HPLC Column | PEEK | 30 x 4,0 mm
Hypersil clone | 04P4F200PY050 | BISCHOFF ProntoSIL Hypersorb CPS 5µm | CN | 33 | 4 | 5 | 120 | L10 | no | HPLC Column | PEEK | 33 x 4,0 mm
Hypersil clone | A4P4F200PY050 | BISCHOFF ProntoSIL Hypersorb CPS 5µm | CN | 40 | 4 | 5 | 120 | L10 | no | HPLC Column | PEEK | 40 x 4,0 mm
Hypersil clone | 05P4F200PY050 | BISCHOFF ProntoSIL Hypersorb CPS 5µm | CN | 50 | 4 | 5 | 120 | L10 | no | HPLC Column | PEEK | 50 x 4,0 mm
Hypersil clone | 06P4F200PY050 | BISCHOFF ProntoSIL Hypersorb CPS 5µm | CN | 53 | 4 | 5 | 120 | L10 | no | HPLC Column | PEEK | 53 x 4,0 mm
Hypersil clone | A6P4F200PY050 | BISCHOFF ProntoSIL Hypersorb CPS 5µm | CN | 60 | 4 | 5 | 120 | L10 | no | HPLC Column | PEEK | 60 x 4,0 mm
Hypersil clone | 07P4F200PY050 | BISCHOFF ProntoSIL Hypersorb CPS 5µm | CN | 75 | 4 | 5 | 120 | L10 | no | HPLC Column | PEEK | 75 x 4,0 mm
Hypersil clone | 10P4F200PY050 | BISCHOFF ProntoSIL Hypersorb CPS 5µm | CN | 100 | 4 | 5 | 120 | L10 | no | HPLC Column | PEEK | 100 x 4,0 mm
Hypersil clone | 12P4F200PY050 | BISCHOFF ProntoSIL Hypersorb CPS 5µm | CN | 125 | 4 | 5 | 120 | L10 | no | HPLC Column | PEEK | 125 x 4,0 mm
Hypersil clone | 15P4F200PY050 | BISCHOFF ProntoSIL Hypersorb CPS 5µm | CN | 150 | 4 | 5 | 120 | L10 | no | HPLC Column | PEEK | 150 x 4,0 mm
Hypersil clone | 20P4F200PY050 | BISCHOFF ProntoSIL Hypersorb CPS 5µm | CN | 200 | 4 | 5 | 120 | L10 | no | HPLC Column | PEEK | 200 x 4,0 mm
Hypersil clone | 25P4F200PY050 | BISCHOFF ProntoSIL Hypersorb CPS 5µm | CN | 250 | 4 | 5 | 120 | L10 | no | HPLC Column | PEEK | 250 x 4,0 mm
Hypersil clone | 30P4F200PY050 | BISCHOFF ProntoSIL Hypersorb CPS 5µm | CN | 300 | 4 | 5 | 120 | L10 | no | HPLC Column | PEEK | 300 x 4,0 mm
Hypersil clone | 6305F200PY050 | BISCHOFF ProntoSIL Hypersorb CPS 5µm | CN | 5 | 4 | 5 | 120 | L10 | no | Cartridges (5 pcs.) | SS | 5 x 4,0 mm
Hypersil clone | 6301F200PY050 | BISCHOFF ProntoSIL Hypersorb CPS 5µm | CN | 10 | 4 | 5 | 120 | L10 | no | Cartridges (5 pcs.) | SS | 10 x 4,0 mm
Hypersil clone | 6302F200PY050 | BISCHOFF ProntoSIL Hypersorb CPS 5µm | CN | 20 | 4 | 5 | 120 | L10 | no | Cartridges (5 pcs.) | SS | 20 x 4,0 mm
Hypersil clone | 63P1F200PY050 | BISCHOFF ProntoSIL Hypersorb CPS 5µm | CN | 10 | 4 | 5 | 120 | L10 | no | Cartridges (5 pcs.) | PEEK | 10 x 4,0 mm
Hypersil clone | 63P2F200PY050 | BISCHOFF ProntoSIL Hypersorb CPS 5µm | CN | 20 | 4 | 5 | 120 | L10 | no | Cartridges (5 pcs.) | PEEK | 20 x 4,0 mm
Hypersil clone | 6335F200PY050 | BISCHOFF ProntoSIL Hypersorb CPS 5µm | CN | 5 | 3 | 5 | 120 | L10 | no | Cartridges (5 pcs.) | SS | 5 x 3,0 mm
Hypersil clone | 6331F200PY050 | BISCHOFF ProntoSIL Hypersorb CPS 5µm | CN | 10 | 3 | 5 | 120 | L10 | no | Cartridges (5 pcs.) | SS | 10 x 3,0 mm
Hypersil clone | 6332F200PY050 | BISCHOFF ProntoSIL Hypersorb CPS 5µm | CN | 20 | 3 | 5 | 120 | L10 | no | Cartridges (5 pcs.) | SS | 20 x 3,0 mm
Hypersil clone | 6325F200PY050 | BISCHOFF ProntoSIL Hypersorb CPS 5µm | CN | 5 | 2 | 5 | 120 | L10 | no | Cartridges (5 pcs.) | SS | 5 x 2,0 mm
Hypersil clone | 6321F200PY050 | BISCHOFF ProntoSIL Hypersorb CPS 5µm | CN | 10 | 2 | 5 | 120 | L10 | no | Cartridges (5 pcs.) | SS | 10 x 2,0 mm
Hypersil clone | 6322F200PY050 | BISCHOFF ProntoSIL Hypersorb CPS 5µm | CN | 20 | 2 | 5 | 120 | L10 | no | Cartridges (5 pcs.) | SS | 20 x 2,0 mm
Hypersil clone | 0102F190PY030 | BISCHOFF ProntoSIL Hypersorb APS1 3µm | NH2 | 14 | 2 | 3 | 120 | L8 | no | HPLC Column | SS | 14 x 2,0 mm
Hypersil clone | 0103F190PY030 | BISCHOFF ProntoSIL Hypersorb APS1 3µm | NH2 | 14 | 3 | 3 | 120 | L8 | no | HPLC Column | SS | 14 x 3,0 mm
Hypersil clone | 0104F190PY030 | BISCHOFF ProntoSIL Hypersorb APS1 3µm | NH2 | 14 | 4 | 3 | 120 | L8 | no | HPLC Column | SS | 14 x 4,0 mm
Hypersil clone | 0146F190PY030 | BISCHOFF ProntoSIL Hypersorb APS1 3µm | NH2 | 14 | 4.6 | 3 | 120 | L8 | no | HPLC Column | SS | 14 x 4,6 mm
Hypersil clone | A202F190PY030 | BISCHOFF ProntoSIL Hypersorb APS1 3µm | NH2 | 20 | 2 | 3 | 120 | L8 | no | HPLC Column | SS | 20 x 2,0 mm
Hypersil clone | A203F190PY030 | BISCHOFF ProntoSIL Hypersorb APS1 3µm | NH2 | 20 | 3 | 3 | 120 | L8 | no | HPLC Column | SS | 20 x 3,0 mm
Hypersil clone | A204F190PY030 | BISCHOFF ProntoSIL Hypersorb APS1 3µm | NH2 | 20 | 4 | 3 | 120 | L8 | no | HPLC Column | SS | 20 x 4,0 mm
Hypersil clone | A246F190PY030 | BISCHOFF ProntoSIL Hypersorb APS1 3µm | NH2 | 20 | 4.6 | 3 | 120 | L8 | no | HPLC Column | SS | 20 x 4,6 mm
Hypersil clone | 0202F190PY030 | BISCHOFF ProntoSIL Hypersorb APS1 3µm | NH2 | 25 | 2 | 3 | 120 | L8 | no | HPLC Column | SS | 25 x 2,0 mm
Hypersil clone | 0203F190PY030 | BISCHOFF ProntoSIL Hypersorb APS1 3µm | NH2 | 25 | 3 | 3 | 120 | L8 | no | HPLC Column | SS | 25 x 3,0 mm
Hypersil clone | 0204F190PY030 | BISCHOFF ProntoSIL Hypersorb APS1 3µm | NH2 | 25 | 4 | 3 | 120 | L8 | no | HPLC Column | SS | 25 x 4,0 mm
Hypersil clone | 0246F190PY030 | BISCHOFF ProntoSIL Hypersorb APS1 3µm | NH2 | 25 | 4.6 | 3 | 120 | L8 | no | HPLC Column | SS | 25 x 4,6 mm
Hypersil clone | 0302F190PY030 | BISCHOFF ProntoSIL Hypersorb APS1 3µm | NH2 | 30 | 2 | 3 | 120 | L8 | no | HPLC Column | SS | 30 x 2,0 mm
Hypersil clone | 0303F190PY030 | BISCHOFF ProntoSIL Hypersorb APS1 3µm | NH2 | 30 | 3 | 3 | 120 | L8 | no | HPLC Column | SS | 30 x 3,0 mm
Hypersil clone | 0304F190PY030 | BISCHOFF ProntoSIL Hypersorb APS1 3µm | NH2 | 30 | 4 | 3 | 120 | L8 | no | HPLC Column | SS | 30 x 4,0 mm
Hypersil clone | 0346F190PY030 | BISCHOFF ProntoSIL Hypersorb APS1 3µm | NH2 | 30 | 4.6 | 3 | 120 | L8 | no | HPLC Column | SS | 30 x 4,6 mm
Hypersil clone | 0402F190PY030 | BISCHOFF ProntoSIL Hypersorb APS1 3µm | NH2 | 33 | 2 | 3 | 120 | L8 | no | HPLC Column | SS | 33 x 2,0 mm
Hypersil clone | 0403F190PY030 | BISCHOFF ProntoSIL Hypersorb APS1 3µm | NH2 | 33 | 3 | 3 | 120 | L8 | no | HPLC Column | SS | 33 x 3,0 mm
Hypersil clone | 0404F190PY030 | BISCHOFF ProntoSIL Hypersorb APS1 3µm | NH2 | 33 | 4 | 3 | 120 | L8 | no | HPLC Column | SS | 33 x 4,0 mm
Hypersil clone | 0446F190PY030 | BISCHOFF ProntoSIL Hypersorb APS1 3µm | NH2 | 33 | 4.6 | 3 | 120 | L8 | no | HPLC Column | SS | 33 x 4,6 mm
Hypersil clone | A402F190PY030 | BISCHOFF ProntoSIL Hypersorb APS1 3µm | NH2 | 40 | 2 | 3 | 120 | L8 | no | HPLC Column | SS | 40 x 2,0 mm
Hypersil clone | A403F190PY030 | BISCHOFF ProntoSIL Hypersorb APS1 3µm | NH2 | 40 | 3 | 3 | 120 | L8 | no | HPLC Column | SS | 40 x 3,0 mm
Hypersil clone | A404F190PY030 | BISCHOFF ProntoSIL Hypersorb APS1 3µm | NH2 | 40 | 4 | 3 | 120 | L8 | no | HPLC Column | SS | 40 x 4,0 mm
Hypersil clone | A446F190PY030 | BISCHOFF ProntoSIL Hypersorb APS1 3µm | NH2 | 40 | 4.6 | 3 | 120 | L8 | no | HPLC Column | SS | 40 x 4,6 mm
Hypersil clone | 0502F190PY030 | BISCHOFF ProntoSIL Hypersorb APS1 3µm | NH2 | 50 | 2 | 3 | 120 | L8 | no | HPLC Column | SS | 50 x 2,0 mm
Hypersil clone | 0503F190PY030 | BISCHOFF ProntoSIL Hypersorb APS1 3µm | NH2 | 50 | 3 | 3 | 120 | L8 | no | HPLC Column | SS | 50 x 3,0 mm
Hypersil clone | 0504F190PY030 | BISCHOFF ProntoSIL Hypersorb APS1 3µm | NH2 | 50 | 4 | 3 | 120 | L8 | no | HPLC Column | SS | 50 x 4,0 mm
Hypersil clone | 0546F190PY030 | BISCHOFF ProntoSIL Hypersorb APS1 3µm | NH2 | 50 | 4.6 | 3 | 120 | L8 | no | HPLC Column | SS | 50 x 4,6 mm
Hypersil clone | 0602F190PY030 | BISCHOFF ProntoSIL Hypersorb APS1 3µm | NH2 | 53 | 2 | 3 | 120 | L8 | no | HPLC Column | SS | 53 x 2,0 mm
Hypersil clone | 0603F190PY030 | BISCHOFF ProntoSIL Hypersorb APS1 3µm | NH2 | 53 | 3 | 3 | 120 | L8 | no | HPLC Column | SS | 53 x 3,0 mm
Hypersil clone | 0604F190PY030 | BISCHOFF ProntoSIL Hypersorb APS1 3µm | NH2 | 53 | 4 | 3 | 120 | L8 | no | HPLC Column | SS | 53 x 4,0 mm
Hypersil clone | 0646F190PY030 | BISCHOFF ProntoSIL Hypersorb APS1 3µm | NH2 | 53 | 4.6 | 3 | 120 | L8 | no | HPLC Column | SS | 53 x 4,6 mm
Hypersil clone | A602F190PY030 | BISCHOFF ProntoSIL Hypersorb APS1 3µm | NH2 | 60 | 2 | 3 | 120 | L8 | no | HPLC Column | SS | 60 x 2,0 mm
Hypersil clone | A603F190PY030 | BISCHOFF ProntoSIL Hypersorb APS1 3µm | NH2 | 60 | 3 | 3 | 120 | L8 | no | HPLC Column | SS | 60 x 3,0 mm
Hypersil clone | A604F190PY030 | BISCHOFF ProntoSIL Hypersorb APS1 3µm | NH2 | 60 | 4 | 3 | 120 | L8 | no | HPLC Column | SS | 60 x 4,0 mm
Hypersil clone | A646F190PY030 | BISCHOFF ProntoSIL Hypersorb APS1 3µm | NH2 | 60 | 4.6 | 3 | 120 | L8 | no | HPLC Column | SS | 60 x 4,6 mm
Hypersil clone | 0702F190PY030 | BISCHOFF ProntoSIL Hypersorb APS1 3µm | NH2 | 75 | 2 | 3 | 120 | L8 | no | HPLC Column | SS | 75 x 2,0 mm
Hypersil clone | 0703F190PY030 | BISCHOFF ProntoSIL Hypersorb APS1 3µm | NH2 | 75 | 3 | 3 | 120 | L8 | no | HPLC Column | SS | 75 x 3,0 mm
Hypersil clone | 0704F190PY030 | BISCHOFF ProntoSIL Hypersorb APS1 3µm | NH2 | 75 | 4 | 3 | 120 | L8 | no | HPLC Column | SS | 75 x 4,0 mm
Hypersil clone | 0746F190PY030 | BISCHOFF ProntoSIL Hypersorb APS1 3µm | NH2 | 75 | 4.6 | 3 | 120 | L8 | no | HPLC Column | SS | 75 x 4,6 mm
Hypersil clone | 1002F190PY030 | BISCHOFF ProntoSIL Hypersorb APS1 3µm | NH2 | 100 | 2 | 3 | 120 | L8 | no | HPLC Column | SS | 100 x 2,0 mm
Hypersil clone | 1003F190PY030 | BISCHOFF ProntoSIL Hypersorb APS1 3µm | NH2 | 100 | 3 | 3 | 120 | L8 | no | HPLC Column | SS | 100 x 3,0 mm
Hypersil clone | 1004F190PY030 | BISCHOFF ProntoSIL Hypersorb APS1 3µm | NH2 | 100 | 4 | 3 | 120 | L8 | no | HPLC Column | SS | 100 x 4,0 mm
Hypersil clone | 1046F190PY030 | BISCHOFF ProntoSIL Hypersorb APS1 3µm | NH2 | 100 | 4.6 | 3 | 120 | L8 | no | HPLC Column | SS | 100 x 4,6 mm
Hypersil clone | 1202F190PY030 | BISCHOFF ProntoSIL Hypersorb APS1 3µm | NH2 | 125 | 2 | 3 | 120 | L8 | no | HPLC Column | SS | 125 x 2,0 mm
Hypersil clone | 1203F190PY030 | BISCHOFF ProntoSIL Hypersorb APS1 3µm | NH2 | 125 | 3 | 3 | 120 | L8 | no | HPLC Column | SS | 125 x 3,0 mm
Hypersil clone | 1204F190PY030 | BISCHOFF ProntoSIL Hypersorb APS1 3µm | NH2 | 125 | 4 | 3 | 120 | L8 | no | HPLC Column | SS | 125 x 4,0 mm
Hypersil clone | 1246F190PY030 | BISCHOFF ProntoSIL Hypersorb APS1 3µm | NH2 | 125 | 4.6 | 3 | 120 | L8 | no | HPLC Column | SS | 125 x 4,6 mm
Hypersil clone | 1502F190PY030 | BISCHOFF ProntoSIL Hypersorb APS1 3µm | NH2 | 150 | 2 | 3 | 120 | L8 | no | HPLC Column | SS | 150 x 2,0 mm
Hypersil clone | 1503F190PY030 | BISCHOFF ProntoSIL Hypersorb APS1 3µm | NH2 | 150 | 3 | 3 | 120 | L8 | no | HPLC Column | SS | 150 x 3,0 mm
Hypersil clone | 1504F190PY030 | BISCHOFF ProntoSIL Hypersorb APS1 3µm | NH2 | 150 | 4 | 3 | 120 | L8 | no | HPLC Column | SS | 150 x 4,0 mm
Hypersil clone | 1546F190PY030 | BISCHOFF ProntoSIL Hypersorb APS1 3µm | NH2 | 150 | 4.6 | 3 | 120 | L8 | no | HPLC Column | SS | 150 x 4,6 mm
Hypersil clone | 2002F190PY030 | BISCHOFF ProntoSIL Hypersorb APS1 3µm | NH2 | 200 | 2 | 3 | 120 | L8 | no | HPLC Column | SS | 200 x 2,0 mm
Hypersil clone | 2003F190PY030 | BISCHOFF ProntoSIL Hypersorb APS1 3µm | NH2 | 200 | 3 | 3 | 120 | L8 | no | HPLC Column | SS | 200 x 3,0 mm
Hypersil clone | 2004F190PY030 | BISCHOFF ProntoSIL Hypersorb APS1 3µm | NH2 | 200 | 4 | 3 | 120 | L8 | no | HPLC Column | SS | 200 x 4,0 mm
Hypersil clone | 2046F190PY030 | BISCHOFF ProntoSIL Hypersorb APS1 3µm | NH2 | 200 | 4.6 | 3 | 120 | L8 | no | HPLC Column | SS | 200 x 4,6 mm
Hypersil clone | 2502F190PY030 | BISCHOFF ProntoSIL Hypersorb APS1 3µm | NH2 | 250 | 2 | 3 | 120 | L8 | no | HPLC Column | SS | 250 x 2,0 mm
Hypersil clone | 2503F190PY030 | BISCHOFF ProntoSIL Hypersorb APS1 3µm | NH2 | 250 | 3 | 3 | 120 | L8 | no | HPLC Column | SS | 250 x 3,0 mm
Hypersil clone | 2504F190PY030 | BISCHOFF ProntoSIL Hypersorb APS1 3µm | NH2 | 250 | 4 | 3 | 120 | L8 | no | HPLC Column | SS | 250 x 4,0 mm
Hypersil clone | 2546F190PY030 | BISCHOFF ProntoSIL Hypersorb APS1 3µm | NH2 | 250 | 4.6 | 3 | 120 | L8 | no | HPLC Column | SS | 250 x 4,6 mm
Hypersil clone | 3002F190PY030 | BISCHOFF ProntoSIL Hypersorb APS1 3µm | NH2 | 300 | 2 | 3 | 120 | L8 | no | HPLC Column | SS | 300 x 2,0 mm
Hypersil clone | 3003F190PY030 | BISCHOFF ProntoSIL Hypersorb APS1 3µm | NH2 | 300 | 3 | 3 | 120 | L8 | no | HPLC Column | SS | 300 x 3,0 mm
Hypersil clone | 3004F190PY030 | BISCHOFF ProntoSIL Hypersorb APS1 3µm | NH2 | 300 | 4 | 3 | 120 | L8 | no | HPLC Column | SS | 300 x 4,0 mm
Hypersil clone | 3046F190PY030 | BISCHOFF ProntoSIL Hypersorb APS1 3µm | NH2 | 300 | 4.6 | 3 | 120 | L8 | no | HPLC Column | SS | 300 x 4,6 mm
Hypersil clone | 01P4F190PY030 | BISCHOFF ProntoSIL Hypersorb APS1 3µm | NH2 | 14 | 4 | 3 | 120 | L8 | no | HPLC Column | PEEK | 14 x 4,0 mm
Hypersil clone | A2P4F190PY030 | BISCHOFF ProntoSIL Hypersorb APS1 3µm | NH2 | 20 | 4 | 3 | 120 | L8 | no | HPLC Column | PEEK | 20 x 4,0 mm
Hypersil clone | 02P4F190PY030 | BISCHOFF ProntoSIL Hypersorb APS1 3µm | NH2 | 25 | 4 | 3 | 120 | L8 | no | HPLC Column | PEEK | 25 x 4,0 mm
Hypersil clone | 03P4F190PY030 | BISCHOFF ProntoSIL Hypersorb APS1 3µm | NH2 | 30 | 4 | 3 | 120 | L8 | no | HPLC Column | PEEK | 30 x 4,0 mm
Hypersil clone | 04P4F190PY030 | BISCHOFF ProntoSIL Hypersorb APS1 3µm | NH2 | 33 | 4 | 3 | 120 | L8 | no | HPLC Column | PEEK | 33 x 4,0 mm
Hypersil clone | A4P4F190PY030 | BISCHOFF ProntoSIL Hypersorb APS1 3µm | NH2 | 40 | 4 | 3 | 120 | L8 | no | HPLC Column | PEEK | 40 x 4,0 mm
Hypersil clone | 05P4F190PY030 | BISCHOFF ProntoSIL Hypersorb APS1 3µm | NH2 | 50 | 4 | 3 | 120 | L8 | no | HPLC Column | PEEK | 50 x 4,0 mm
Hypersil clone | 06P4F190PY030 | BISCHOFF ProntoSIL Hypersorb APS1 3µm | NH2 | 53 | 4 | 3 | 120 | L8 | no | HPLC Column | PEEK | 53 x 4,0 mm
Hypersil clone | A6P4F190PY030 | BISCHOFF ProntoSIL Hypersorb APS1 3µm | NH2 | 60 | 4 | 3 | 120 | L8 | no | HPLC Column | PEEK | 60 x 4,0 mm
Hypersil clone | 07P4F190PY030 | BISCHOFF ProntoSIL Hypersorb APS1 3µm | NH2 | 75 | 4 | 3 | 120 | L8 | no | HPLC Column | PEEK | 75 x 4,0 mm
Hypersil clone | 10P4F190PY030 | BISCHOFF ProntoSIL Hypersorb APS1 3µm | NH2 | 100 | 4 | 3 | 120 | L8 | no | HPLC Column | PEEK | 100 x 4,0 mm
Hypersil clone | 12P4F190PY030 | BISCHOFF ProntoSIL Hypersorb APS1 3µm | NH2 | 125 | 4 | 3 | 120 | L8 | no | HPLC Column | PEEK | 125 x 4,0 mm
Hypersil clone | 15P4F190PY030 | BISCHOFF ProntoSIL Hypersorb APS1 3µm | NH2 | 150 | 4 | 3 | 120 | L8 | no | HPLC Column | PEEK | 150 x 4,0 mm
Hypersil clone | 20P4F190PY030 | BISCHOFF ProntoSIL Hypersorb APS1 3µm | NH2 | 200 | 4 | 3 | 120 | L8 | no | HPLC Column | PEEK | 200 x 4,0 mm
Hypersil clone | 25P4F190PY030 | BISCHOFF ProntoSIL Hypersorb APS1 3µm | NH2 | 250 | 4 | 3 | 120 | L8 | no | HPLC Column | PEEK | 250 x 4,0 mm
Hypersil clone | 30P4F190PY030 | BISCHOFF ProntoSIL Hypersorb APS1 3µm | NH2 | 300 | 4 | 3 | 120 | L8 | no | HPLC Column | PEEK | 300 x 4,0 mm
Hypersil clone | 6305F190PY030 | BISCHOFF ProntoSIL Hypersorb APS1 3µm | NH2 | 5 | 4 | 3 | 120 | L8 | no | Cartridges (5 pcs.) | SS | 5 x 4,0 mm
Hypersil clone | 6301F190PY030 | BISCHOFF ProntoSIL Hypersorb APS1 3µm | NH2 | 10 | 4 | 3 | 120 | L8 | no | Cartridges (5 pcs.) | SS | 10 x 4,0 mm
Hypersil clone | 6302F190PY030 | BISCHOFF ProntoSIL Hypersorb APS1 3µm | NH2 | 20 | 4 | 3 | 120 | L8 | no | Cartridges (5 pcs.) | SS | 20 x 4,0 mm
Hypersil clone | 63P1F190PY030 | BISCHOFF ProntoSIL Hypersorb APS1 3µm | NH2 | 10 | 4 | 3 | 120 | L8 | no | Cartridges (5 pcs.) | PEEK | 10 x 4,0 mm
Hypersil clone | 63P2F190PY030 | BISCHOFF ProntoSIL Hypersorb APS1 3µm | NH2 | 20 | 4 | 3 | 120 | L8 | no | Cartridges (5 pcs.) | PEEK | 20 x 4,0 mm
Hypersil clone | 6335F190PY030 | BISCHOFF ProntoSIL Hypersorb APS1 3µm | NH2 | 5 | 3 | 3 | 120 | L8 | no | Cartridges (5 pcs.) | SS | 5 x 3,0 mm
Hypersil clone | 6331F190PY030 | BISCHOFF ProntoSIL Hypersorb APS1 3µm | NH2 | 10 | 3 | 3 | 120 | L8 | no | Cartridges (5 pcs.) | SS | 10 x 3,0 mm
Hypersil clone | 6332F190PY030 | BISCHOFF ProntoSIL Hypersorb APS1 3µm | NH2 | 20 | 3 | 3 | 120 | L8 | no | Cartridges (5 pcs.) | SS | 20 x 3,0 mm
Hypersil clone | 6325F190PY030 | BISCHOFF ProntoSIL Hypersorb APS1 3µm | NH2 | 5 | 2 | 3 | 120 | L8 | no | Cartridges (5 pcs.) | SS | 5 x 2,0 mm
Hypersil clone | 6321F190PY030 | BISCHOFF ProntoSIL Hypersorb APS1 3µm | NH2 | 10 | 2 | 3 | 120 | L8 | no | Cartridges (5 pcs.) | SS | 10 x 2,0 mm
Hypersil clone | 6322F190PY030 | BISCHOFF ProntoSIL Hypersorb APS1 3µm | NH2 | 20 | 2 | 3 | 120 | L8 | no | Cartridges (5 pcs.) | SS | 20 x 2,0 mm
Hypersil clone | 0102F190PY050 | BISCHOFF ProntoSIL Hypersorb APS1 5µm | NH2 | 14 | 2 | 5 | 120 | L8 | no | HPLC Column | SS | 14 x 2,0 mm
Hypersil clone | 0103F190PY050 | BISCHOFF ProntoSIL Hypersorb APS1 5µm | NH2 | 14 | 3 | 5 | 120 | L8 | no | HPLC Column | SS | 14 x 3,0 mm
Hypersil clone | 0104F190PY050 | BISCHOFF ProntoSIL Hypersorb APS1 5µm | NH2 | 14 | 4 | 5 | 120 | L8 | no | HPLC Column | SS | 14 x 4,0 mm
Hypersil clone | 0146F190PY050 | BISCHOFF ProntoSIL Hypersorb APS1 5µm | NH2 | 14 | 4.6 | 5 | 120 | L8 | no | HPLC Column | SS | 14 x 4,6 mm
Hypersil clone | A202F190PY050 | BISCHOFF ProntoSIL Hypersorb APS1 5µm | NH2 | 20 | 2 | 5 | 120 | L8 | no | HPLC Column | SS | 20 x 2,0 mm
Hypersil clone | A203F190PY050 | BISCHOFF ProntoSIL Hypersorb APS1 5µm | NH2 | 20 | 3 | 5 | 120 | L8 | no | HPLC Column | SS | 20 x 3,0 mm
Hypersil clone | A204F190PY050 | BISCHOFF ProntoSIL Hypersorb APS1 5µm | NH2 | 20 | 4 | 5 | 120 | L8 | no | HPLC Column | SS | 20 x 4,0 mm
Hypersil clone | A246F190PY050 | BISCHOFF ProntoSIL Hypersorb APS1 5µm | NH2 | 20 | 4.6 | 5 | 120 | L8 | no | HPLC Column | SS | 20 x 4,6 mm
Hypersil clone | 0202F190PY050 | BISCHOFF ProntoSIL Hypersorb APS1 5µm | NH2 | 25 | 2 | 5 | 120 | L8 | no | HPLC Column | SS | 25 x 2,0 mm
Hypersil clone | 0203F190PY050 | BISCHOFF ProntoSIL Hypersorb APS1 5µm | NH2 | 25 | 3 | 5 | 120 | L8 | no | HPLC Column | SS | 25 x 3,0 mm
Hypersil clone | 0204F190PY050 | BISCHOFF ProntoSIL Hypersorb APS1 5µm | NH2 | 25 | 4 | 5 | 120 | L8 | no | HPLC Column | SS | 25 x 4,0 mm
Hypersil clone | 0246F190PY050 | BISCHOFF ProntoSIL Hypersorb APS1 5µm | NH2 | 25 | 4.6 | 5 | 120 | L8 | no | HPLC Column | SS | 25 x 4,6 mm
Hypersil clone | 0302F190PY050 | BISCHOFF ProntoSIL Hypersorb APS1 5µm | NH2 | 30 | 2 | 5 | 120 | L8 | no | HPLC Column | SS | 30 x 2,0 mm
Hypersil clone | 0303F190PY050 | BISCHOFF ProntoSIL Hypersorb APS1 5µm | NH2 | 30 | 3 | 5 | 120 | L8 | no | HPLC Column | SS | 30 x 3,0 mm
Hypersil clone | 0304F190PY050 | BISCHOFF ProntoSIL Hypersorb APS1 5µm | NH2 | 30 | 4 | 5 | 120 | L8 | no | HPLC Column | SS | 30 x 4,0 mm
Hypersil clone | 0346F190PY050 | BISCHOFF ProntoSIL Hypersorb APS1 5µm | NH2 | 30 | 4.6 | 5 | 120 | L8 | no | HPLC Column | SS | 30 x 4,6 mm
Hypersil clone | 0402F190PY050 | BISCHOFF ProntoSIL Hypersorb APS1 5µm | NH2 | 33 | 2 | 5 | 120 | L8 | no | HPLC Column | SS | 33 x 2,0 mm
Hypersil clone | 0403F190PY050 | BISCHOFF ProntoSIL Hypersorb APS1 5µm | NH2 | 33 | 3 | 5 | 120 | L8 | no | HPLC Column | SS | 33 x 3,0 mm
Hypersil clone | 0404F190PY050 | BISCHOFF ProntoSIL Hypersorb APS1 5µm | NH2 | 33 | 4 | 5 | 120 | L8 | no | HPLC Column | SS | 33 x 4,0 mm
Hypersil clone | 0446F190PY050 | BISCHOFF ProntoSIL Hypersorb APS1 5µm | NH2 | 33 | 4.6 | 5 | 120 | L8 | no | HPLC Column | SS | 33 x 4,6 mm
Hypersil clone | A402F190PY050 | BISCHOFF ProntoSIL Hypersorb APS1 5µm | NH2 | 40 | 2 | 5 | 120 | L8 | no | HPLC Column | SS | 40 x 2,0 mm
Hypersil clone | A403F190PY050 | BISCHOFF ProntoSIL Hypersorb APS1 5µm | NH2 | 40 | 3 | 5 | 120 | L8 | no | HPLC Column | SS | 40 x 3,0 mm
Hypersil clone | A404F190PY050 | BISCHOFF ProntoSIL Hypersorb APS1 5µm | NH2 | 40 | 4 | 5 | 120 | L8 | no | HPLC Column | SS | 40 x 4,0 mm
Hypersil clone | A446F190PY050 | BISCHOFF ProntoSIL Hypersorb APS1 5µm | NH2 | 40 | 4.6 | 5 | 120 | L8 | no | HPLC Column | SS | 40 x 4,6 mm
Hypersil clone | 0502F190PY050 | BISCHOFF ProntoSIL Hypersorb APS1 5µm | NH2 | 50 | 2 | 5 | 120 | L8 | no | HPLC Column | SS | 50 x 2,0 mm
Hypersil clone | 0503F190PY050 | BISCHOFF ProntoSIL Hypersorb APS1 5µm | NH2 | 50 | 3 | 5 | 120 | L8 | no | HPLC Column | SS | 50 x 3,0 mm
Hypersil clone | 0504F190PY050 | BISCHOFF ProntoSIL Hypersorb APS1 5µm | NH2 | 50 | 4 | 5 | 120 | L8 | no | HPLC Column | SS | 50 x 4,0 mm
Hypersil clone | 0546F190PY050 | BISCHOFF ProntoSIL Hypersorb APS1 5µm | NH2 | 50 | 4.6 | 5 | 120 | L8 | no | HPLC Column | SS | 50 x 4,6 mm
Hypersil clone | 0602F190PY050 | BISCHOFF ProntoSIL Hypersorb APS1 5µm | NH2 | 53 | 2 | 5 | 120 | L8 | no | HPLC Column | SS | 53 x 2,0 mm
Hypersil clone | 0603F190PY050 | BISCHOFF ProntoSIL Hypersorb APS1 5µm | NH2 | 53 | 3 | 5 | 120 | L8 | no | HPLC Column | SS | 53 x 3,0 mm
Hypersil clone | 0604F190PY050 | BISCHOFF ProntoSIL Hypersorb APS1 5µm | NH2 | 53 | 4 | 5 | 120 | L8 | no | HPLC Column | SS | 53 x 4,0 mm
Hypersil clone | 0646F190PY050 | BISCHOFF ProntoSIL Hypersorb APS1 5µm | NH2 | 53 | 4.6 | 5 | 120 | L8 | no | HPLC Column | SS | 53 x 4,6 mm
Hypersil clone | A602F190PY050 | BISCHOFF ProntoSIL Hypersorb APS1 5µm | NH2 | 60 | 2 | 5 | 120 | L8 | no | HPLC Column | SS | 60 x 2,0 mm
Hypersil clone | A603F190PY050 | BISCHOFF ProntoSIL Hypersorb APS1 5µm | NH2 | 60 | 3 | 5 | 120 | L8 | no | HPLC Column | SS | 60 x 3,0 mm
Hypersil clone | A604F190PY050 | BISCHOFF ProntoSIL Hypersorb APS1 5µm | NH2 | 60 | 4 | 5 | 120 | L8 | no | HPLC Column | SS | 60 x 4,0 mm
Hypersil clone | A646F190PY050 | BISCHOFF ProntoSIL Hypersorb APS1 5µm | NH2 | 60 | 4.6 | 5 | 120 | L8 | no | HPLC Column | SS | 60 x 4,6 mm
Hypersil clone | 0702F190PY050 | BISCHOFF ProntoSIL Hypersorb APS1 5µm | NH2 | 75 | 2 | 5 | 120 | L8 | no | HPLC Column | SS | 75 x 2,0 mm
Hypersil clone | 0703F190PY050 | BISCHOFF ProntoSIL Hypersorb APS1 5µm | NH2 | 75 | 3 | 5 | 120 | L8 | no | HPLC Column | SS | 75 x 3,0 mm
Hypersil clone | 0704F190PY050 | BISCHOFF ProntoSIL Hypersorb APS1 5µm | NH2 | 75 | 4 | 5 | 120 | L8 | no | HPLC Column | SS | 75 x 4,0 mm
Hypersil clone | 0746F190PY050 | BISCHOFF ProntoSIL Hypersorb APS1 5µm | NH2 | 75 | 4.6 | 5 | 120 | L8 | no | HPLC Column | SS | 75 x 4,6 mm
Hypersil clone | 1002F190PY050 | BISCHOFF ProntoSIL Hypersorb APS1 5µm | NH2 | 100 | 2 | 5 | 120 | L8 | no | HPLC Column | SS | 100 x 2,0 mm
Hypersil clone | 1003F190PY050 | BISCHOFF ProntoSIL Hypersorb APS1 5µm | NH2 | 100 | 3 | 5 | 120 | L8 | no | HPLC Column | SS | 100 x 3,0 mm
Hypersil clone | 1004F190PY050 | BISCHOFF ProntoSIL Hypersorb APS1 5µm | NH2 | 100 | 4 | 5 | 120 | L8 | no | HPLC Column | SS | 100 x 4,0 mm
Hypersil clone | 1046F190PY050 | BISCHOFF ProntoSIL Hypersorb APS1 5µm | NH2 | 100 | 4.6 | 5 | 120 | L8 | no | HPLC Column | SS | 100 x 4,6 mm
Hypersil clone | 1202F190PY050 | BISCHOFF ProntoSIL Hypersorb APS1 5µm | NH2 | 125 | 2 | 5 | 120 | L8 | no | HPLC Column | SS | 125 x 2,0 mm
Hypersil clone | 1203F190PY050 | BISCHOFF ProntoSIL Hypersorb APS1 5µm | NH2 | 125 | 3 | 5 | 120 | L8 | no | HPLC Column | SS | 125 x 3,0 mm
Hypersil clone | 1204F190PY050 | BISCHOFF ProntoSIL Hypersorb APS1 5µm | NH2 | 125 | 4 | 5 | 120 | L8 | no | HPLC Column | SS | 125 x 4,0 mm
Hypersil clone | 1246F190PY050 | BISCHOFF ProntoSIL Hypersorb APS1 5µm | NH2 | 125 | 4.6 | 5 | 120 | L8 | no | HPLC Column | SS | 125 x 4,6 mm
Hypersil clone | 1502F190PY050 | BISCHOFF ProntoSIL Hypersorb APS1 5µm | NH2 | 150 | 2 | 5 | 120 | L8 | no | HPLC Column | SS | 150 x 2,0 mm
Hypersil clone | 1503F190PY050 | BISCHOFF ProntoSIL Hypersorb APS1 5µm | NH2 | 150 | 3 | 5 | 120 | L8 | no | HPLC Column | SS | 150 x 3,0 mm
Hypersil clone | 1504F190PY050 | BISCHOFF ProntoSIL Hypersorb APS1 5µm | NH2 | 150 | 4 | 5 | 120 | L8 | no | HPLC Column | SS | 150 x 4,0 mm
Hypersil clone | 1546F190PY050 | BISCHOFF ProntoSIL Hypersorb APS1 5µm | NH2 | 150 | 4.6 | 5 | 120 | L8 | no | HPLC Column | SS | 150 x 4,6 mm
Hypersil clone | 2002F190PY050 | BISCHOFF ProntoSIL Hypersorb APS1 5µm | NH2 | 200 | 2 | 5 | 120 | L8 | no | HPLC Column | SS | 200 x 2,0 mm
Hypersil clone | 2003F190PY050 | BISCHOFF ProntoSIL Hypersorb APS1 5µm | NH2 | 200 | 3 | 5 | 120 | L8 | no | HPLC Column | SS | 200 x 3,0 mm
Hypersil clone | 2004F190PY050 | BISCHOFF ProntoSIL Hypersorb APS1 5µm | NH2 | 200 | 4 | 5 | 120 | L8 | no | HPLC Column | SS | 200 x 4,0 mm
Hypersil clone | 2046F190PY050 | BISCHOFF ProntoSIL Hypersorb APS1 5µm | NH2 | 200 | 4.6 | 5 | 120 | L8 | no | HPLC Column | SS | 200 x 4,6 mm
Hypersil clone | 2502F190PY050 | BISCHOFF ProntoSIL Hypersorb APS1 5µm | NH2 | 250 | 2 | 5 | 120 | L8 | no | HPLC Column | SS | 250 x 2,0 mm
Hypersil clone | 2503F190PY050 | BISCHOFF ProntoSIL Hypersorb APS1 5µm | NH2 | 250 | 3 | 5 | 120 | L8 | no | HPLC Column | SS | 250 x 3,0 mm
Hypersil clone | 2504F190PY050 | BISCHOFF ProntoSIL Hypersorb APS1 5µm | NH2 | 250 | 4 | 5 | 120 | L8 | no | HPLC Column | SS | 250 x 4,0 mm
Hypersil clone | 2546F190PY050 | BISCHOFF ProntoSIL Hypersorb APS1 5µm | NH2 | 250 | 4.6 | 5 | 120 | L8 | no | HPLC Column | SS | 250 x 4,6 mm
Hypersil clone | 3002F190PY050 | BISCHOFF ProntoSIL Hypersorb APS1 5µm | NH2 | 300 | 2 | 5 | 120 | L8 | no | HPLC Column | SS | 300 x 2,0 mm
Hypersil clone | 3003F190PY050 | BISCHOFF ProntoSIL Hypersorb APS1 5µm | NH2 | 300 | 3 | 5 | 120 | L8 | no | HPLC Column | SS | 300 x 3,0 mm
Hypersil clone | 3004F190PY050 | BISCHOFF ProntoSIL Hypersorb APS1 5µm | NH2 | 300 | 4 | 5 | 120 | L8 | no | HPLC Column | SS | 300 x 4,0 mm
Hypersil clone | 3046F190PY050 | BISCHOFF ProntoSIL Hypersorb APS1 5µm | NH2 | 300 | 4.6 | 5 | 120 | L8 | no | HPLC Column | SS | 300 x 4,6 mm
Hypersil clone | 01P4F190PY050 | BISCHOFF ProntoSIL Hypersorb APS1 5µm | NH2 | 14 | 4 | 5 | 120 | L8 | no | HPLC Column | PEEK | 14 x 4,0 mm
Hypersil clone | A2P4F190PY050 | BISCHOFF ProntoSIL Hypersorb APS1 5µm | NH2 | 20 | 4 | 5 | 120 | L8 | no | HPLC Column | PEEK | 20 x 4,0 mm
Hypersil clone | 02P4F190PY050 | BISCHOFF ProntoSIL Hypersorb APS1 5µm | NH2 | 25 | 4 | 5 | 120 | L8 | no | HPLC Column | PEEK | 25 x 4,0 mm
Hypersil clone | 03P4F190PY050 | BISCHOFF ProntoSIL Hypersorb APS1 5µm | NH2 | 30 | 4 | 5 | 120 | L8 | no | HPLC Column | PEEK | 30 x 4,0 mm
Hypersil clone | 04P4F190PY050 | BISCHOFF ProntoSIL Hypersorb APS1 5µm | NH2 | 33 | 4 | 5 | 120 | L8 | no | HPLC Column | PEEK | 33 x 4,0 mm
Hypersil clone | A4P4F190PY050 | BISCHOFF ProntoSIL Hypersorb APS1 5µm | NH2 | 40 | 4 | 5 | 120 | L8 | no | HPLC Column | PEEK | 40 x 4,0 mm
Hypersil clone | 05P4F190PY050 | BISCHOFF ProntoSIL Hypersorb APS1 5µm | NH2 | 50 | 4 | 5 | 120 | L8 | no | HPLC Column | PEEK | 50 x 4,0 mm
Hypersil clone | 06P4F190PY050 | BISCHOFF ProntoSIL Hypersorb APS1 5µm | NH2 | 53 | 4 | 5 | 120 | L8 | no | HPLC Column | PEEK | 53 x 4,0 mm
Hypersil clone | A6P4F190PY050 | BISCHOFF ProntoSIL Hypersorb APS1 5µm | NH2 | 60 | 4 | 5 | 120 | L8 | no | HPLC Column | PEEK | 60 x 4,0 mm
Hypersil clone | 07P4F190PY050 | BISCHOFF ProntoSIL Hypersorb APS1 5µm | NH2 | 75 | 4 | 5 | 120 | L8 | no | HPLC Column | PEEK | 75 x 4,0 mm
Hypersil clone | 10P4F190PY050 | BISCHOFF ProntoSIL Hypersorb APS1 5µm | NH2 | 100 | 4 | 5 | 120 | L8 | no | HPLC Column | PEEK | 100 x 4,0 mm
Hypersil clone | 12P4F190PY050 | BISCHOFF ProntoSIL Hypersorb APS1 5µm | NH2 | 125 | 4 | 5 | 120 | L8 | no | HPLC Column | PEEK | 125 x 4,0 mm
Hypersil clone | 15P4F190PY050 | BISCHOFF ProntoSIL Hypersorb APS1 5µm | NH2 | 150 | 4 | 5 | 120 | L8 | no | HPLC Column | PEEK | 150 x 4,0 mm
Hypersil clone | 20P4F190PY050 | BISCHOFF ProntoSIL Hypersorb APS1 5µm | NH2 | 200 | 4 | 5 | 120 | L8 | no | HPLC Column | PEEK | 200 x 4,0 mm
Hypersil clone | 25P4F190PY050 | BISCHOFF ProntoSIL Hypersorb APS1 5µm | NH2 | 250 | 4 | 5 | 120 | L8 | no | HPLC Column | PEEK | 250 x 4,0 mm
Hypersil clone | 30P4F190PY050 | BISCHOFF ProntoSIL Hypersorb APS1 5µm | NH2 | 300 | 4 | 5 | 120 | L8 | no | HPLC Column | PEEK | 300 x 4,0 mm
Hypersil clone | 6305F190PY050 | BISCHOFF ProntoSIL Hypersorb APS1 5µm | NH2 | 5 | 4 | 5 | 120 | L8 | no | Cartridges (5 pcs.) | SS | 5 x 4,0 mm
Hypersil clone | 6301F190PY050 | BISCHOFF ProntoSIL Hypersorb APS1 5µm | NH2 | 10 | 4 | 5 | 120 | L8 | no | Cartridges (5 pcs.) | SS | 10 x 4,0 mm
Hypersil clone | 6302F190PY050 | BISCHOFF ProntoSIL Hypersorb APS1 5µm | NH2 | 20 | 4 | 5 | 120 | L8 | no | Cartridges (5 pcs.) | SS | 20 x 4,0 mm
Hypersil clone | 63P1F190PY050 | BISCHOFF ProntoSIL Hypersorb APS1 5µm | NH2 | 10 | 4 | 5 | 120 | L8 | no | Cartridges (5 pcs.) | PEEK | 10 x 4,0 mm
Hypersil clone | 63P2F190PY050 | BISCHOFF ProntoSIL Hypersorb APS1 5µm | NH2 | 20 | 4 | 5 | 120 | L8 | no | Cartridges (5 pcs.) | PEEK | 20 x 4,0 mm
Hypersil clone | 6335F190PY050 | BISCHOFF ProntoSIL Hypersorb APS1 5µm | NH2 | 5 | 3 | 5 | 120 | L8 | no | Cartridges (5 pcs.) | SS | 5 x 3,0 mm
Hypersil clone | 6331F190PY050 | BISCHOFF ProntoSIL Hypersorb APS1 5µm | NH2 | 10 | 3 | 5 | 120 | L8 | no | Cartridges (5 pcs.) | SS | 10 x 3,0 mm
Hypersil clone | 6332F190PY050 | BISCHOFF ProntoSIL Hypersorb APS1 5µm | NH2 | 20 | 3 | 5 | 120 | L8 | no | Cartridges (5 pcs.) | SS | 20 x 3,0 mm
Hypersil clone | 6325F190PY050 | BISCHOFF ProntoSIL Hypersorb APS1 5µm | NH2 | 5 | 2 | 5 | 120 | L8 | no | Cartridges (5 pcs.) | SS | 5 x 2,0 mm
Hypersil clone | 6321F190PY050 | BISCHOFF ProntoSIL Hypersorb APS1 5µm | NH2 | 10 | 2 | 5 | 120 | L8 | no | Cartridges (5 pcs.) | SS | 10 x 2,0 mm
Hypersil clone | 6322F190PY050 | BISCHOFF ProntoSIL Hypersorb APS1 5µm | NH2 | 20 | 2 | 5 | 120 | L8 | no | Cartridges (5 pcs.) | SS | 20 x 2,0 mm
Hypersil clone | 6322F190PY050 | BISCHOFF ProntoSIL Hypersorb APS1 5µm | NH2 | 20 | 2 | 5 | 120 | L8 | no | Cartridges (5 pcs.) | SS | 20 x 2,0 mm
Hypersil clone | 0102F198PY030 | BISCHOFF ProntoSIL Hypersorb APS2 3µm | NH2 | 14 | 2 | 3 | 120 | L7 | no | HPLC Column | SS | 14 x 2,0 mm
Hypersil clone | 0103F198PY030 | BISCHOFF ProntoSIL Hypersorb APS2 3µm | NH2 | 14 | 3 | 3 | 120 | L8 | no | HPLC Column | SS | 14 x 3,0 mm
Hypersil clone | 0104F198PY030 | BISCHOFF ProntoSIL Hypersorb APS2 3µm | NH2 | 14 | 4 | 3 | 120 | L8 | no | HPLC Column | SS | 14 x 4,0 mm
Hypersil clone | 0146F198PY030 | BISCHOFF ProntoSIL Hypersorb APS2 3µm | NH2 | 14 | 4.6 | 3 | 120 | L8 | no | HPLC Column | SS | 14 x 4,6 mm
Hypersil clone | A202F198PY030 | BISCHOFF ProntoSIL Hypersorb APS2 3µm | NH2 | 20 | 2 | 3 | 120 | L8 | no | HPLC Column | SS | 20 x 2,0 mm
Hypersil clone | A203F198PY030 | BISCHOFF ProntoSIL Hypersorb APS2 3µm | NH2 | 20 | 3 | 3 | 120 | L8 | no | HPLC Column | SS | 20 x 3,0 mm
Hypersil clone | A204F198PY030 | BISCHOFF ProntoSIL Hypersorb APS2 3µm | NH2 | 20 | 4 | 3 | 120 | L8 | no | HPLC Column | SS | 20 x 4,0 mm
Hypersil clone | A246F198PY030 | BISCHOFF ProntoSIL Hypersorb APS2 3µm | NH2 | 20 | 4.6 | 3 | 120 | L8 | no | HPLC Column | SS | 20 x 4,6 mm
Hypersil clone | 0202F198PY030 | BISCHOFF ProntoSIL Hypersorb APS2 3µm | NH2 | 25 | 2 | 3 | 120 | L8 | no | HPLC Column | SS | 25 x 2,0 mm
Hypersil clone | 0203F198PY030 | BISCHOFF ProntoSIL Hypersorb APS2 3µm | NH2 | 25 | 3 | 3 | 120 | L8 | no | HPLC Column | SS | 25 x 3,0 mm
Hypersil clone | 0204F198PY030 | BISCHOFF ProntoSIL Hypersorb APS2 3µm | NH2 | 25 | 4 | 3 | 120 | L8 | no | HPLC Column | SS | 25 x 4,0 mm
Hypersil clone | 0246F198PY030 | BISCHOFF ProntoSIL Hypersorb APS2 3µm | NH2 | 25 | 4.6 | 3 | 120 | L8 | no | HPLC Column | SS | 25 x 4,6 mm
Hypersil clone | 0302F198PY030 | BISCHOFF ProntoSIL Hypersorb APS2 3µm | NH2 | 30 | 2 | 3 | 120 | L8 | no | HPLC Column | SS | 30 x 2,0 mm
Hypersil clone | 0303F198PY030 | BISCHOFF ProntoSIL Hypersorb APS2 3µm | NH2 | 30 | 3 | 3 | 120 | L8 | no | HPLC Column | SS | 30 x 3,0 mm
Hypersil clone | 0304F198PY030 | BISCHOFF ProntoSIL Hypersorb APS2 3µm | NH2 | 30 | 4 | 3 | 120 | L8 | no | HPLC Column | SS | 30 x 4,0 mm
Hypersil clone | 0346F198PY030 | BISCHOFF ProntoSIL Hypersorb APS2 3µm | NH2 | 30 | 4.6 | 3 | 120 | L8 | no | HPLC Column | SS | 30 x 4,6 mm
Hypersil clone | 0402F198PY030 | BISCHOFF ProntoSIL Hypersorb APS2 3µm | NH2 | 33 | 2 | 3 | 120 | L8 | no | HPLC Column | SS | 33 x 2,0 mm
Hypersil clone | 0403F198PY030 | BISCHOFF ProntoSIL Hypersorb APS2 3µm | NH2 | 33 | 3 | 3 | 120 | L8 | no | HPLC Column | SS | 33 x 3,0 mm
Hypersil clone | 0404F198PY030 | BISCHOFF ProntoSIL Hypersorb APS2 3µm | NH2 | 33 | 4 | 3 | 120 | L8 | no | HPLC Column | SS | 33 x 4,0 mm
Hypersil clone | 0446F198PY030 | BISCHOFF ProntoSIL Hypersorb APS2 3µm | NH2 | 33 | 4.6 | 3 | 120 | L8 | no | HPLC Column | SS | 33 x 4,6 mm
Hypersil clone | A402F198PY030 | BISCHOFF ProntoSIL Hypersorb APS2 3µm | NH2 | 40 | 2 | 3 | 120 | L8 | no | HPLC Column | SS | 40 x 2,0 mm
Hypersil clone | A403F198PY030 | BISCHOFF ProntoSIL Hypersorb APS2 3µm | NH2 | 40 | 3 | 3 | 120 | L8 | no | HPLC Column | SS | 40 x 3,0 mm
Hypersil clone | A404F198PY030 | BISCHOFF ProntoSIL Hypersorb APS2 3µm | NH2 | 40 | 4 | 3 | 120 | L8 | no | HPLC Column | SS | 40 x 4,0 mm
Hypersil clone | A446F198PY030 | BISCHOFF ProntoSIL Hypersorb APS2 3µm | NH2 | 40 | 4.6 | 3 | 120 | L8 | no | HPLC Column | SS | 40 x 4,6 mm
Hypersil clone | 0502F198PY030 | BISCHOFF ProntoSIL Hypersorb APS2 3µm | NH2 | 50 | 2 | 3 | 120 | L8 | no | HPLC Column | SS | 50 x 2,0 mm
Hypersil clone | 0503F198PY030 | BISCHOFF ProntoSIL Hypersorb APS2 3µm | NH2 | 50 | 3 | 3 | 120 | L8 | no | HPLC Column | SS | 50 x 3,0 mm
Hypersil clone | 0504F198PY030 | BISCHOFF ProntoSIL Hypersorb APS2 3µm | NH2 | 50 | 4 | 3 | 120 | L8 | no | HPLC Column | SS | 50 x 4,0 mm
Hypersil clone | 0546F198PY030 | BISCHOFF ProntoSIL Hypersorb APS2 3µm | NH2 | 50 | 4.6 | 3 | 120 | L8 | no | HPLC Column | SS | 50 x 4,6 mm
Hypersil clone | 0602F198PY030 | BISCHOFF ProntoSIL Hypersorb APS2 3µm | NH2 | 53 | 2 | 3 | 120 | L8 | no | HPLC Column | SS | 53 x 2,0 mm
Hypersil clone | 0603F198PY030 | BISCHOFF ProntoSIL Hypersorb APS2 3µm | NH2 | 53 | 3 | 3 | 120 | L8 | no | HPLC Column | SS | 53 x 3,0 mm
Hypersil clone | 0604F198PY030 | BISCHOFF ProntoSIL Hypersorb APS2 3µm | NH2 | 53 | 4 | 3 | 120 | L8 | no | HPLC Column | SS | 53 x 4,0 mm
Hypersil clone | 0646F198PY030 | BISCHOFF ProntoSIL Hypersorb APS2 3µm | NH2 | 53 | 4.6 | 3 | 120 | L8 | no | HPLC Column | SS | 53 x 4,6 mm
Hypersil clone | A602F198PY030 | BISCHOFF ProntoSIL Hypersorb APS2 3µm | NH2 | 60 | 2 | 3 | 120 | L8 | no | HPLC Column | SS | 60 x 2,0 mm
Hypersil clone | A603F198PY030 | BISCHOFF ProntoSIL Hypersorb APS2 3µm | NH2 | 60 | 3 | 3 | 120 | L8 | no | HPLC Column | SS | 60 x 3,0 mm
Hypersil clone | A604F198PY030 | BISCHOFF ProntoSIL Hypersorb APS2 3µm | NH2 | 60 | 4 | 3 | 120 | L8 | no | HPLC Column | SS | 60 x 4,0 mm
Hypersil clone | A646F198PY030 | BISCHOFF ProntoSIL Hypersorb APS2 3µm | NH2 | 60 | 4.6 | 3 | 120 | L8 | no | HPLC Column | SS | 60 x 4,6 mm
Hypersil clone | 0702F198PY030 | BISCHOFF ProntoSIL Hypersorb APS2 3µm | NH2 | 75 | 2 | 3 | 120 | L8 | no | HPLC Column | SS | 75 x 2,0 mm
Hypersil clone | 0703F198PY030 | BISCHOFF ProntoSIL Hypersorb APS2 3µm | NH2 | 75 | 3 | 3 | 120 | L8 | no | HPLC Column | SS | 75 x 3,0 mm
Hypersil clone | 0704F198PY030 | BISCHOFF ProntoSIL Hypersorb APS2 3µm | NH2 | 75 | 4 | 3 | 120 | L8 | no | HPLC Column | SS | 75 x 4,0 mm
Hypersil clone | 0746F198PY030 | BISCHOFF ProntoSIL Hypersorb APS2 3µm | NH2 | 75 | 4.6 | 3 | 120 | L8 | no | HPLC Column | SS | 75 x 4,6 mm
Hypersil clone | 1002F198PY030 | BISCHOFF ProntoSIL Hypersorb APS2 3µm | NH2 | 100 | 2 | 3 | 120 | L8 | no | HPLC Column | SS | 100 x 2,0 mm
Hypersil clone | 1003F198PY030 | BISCHOFF ProntoSIL Hypersorb APS2 3µm | NH2 | 100 | 3 | 3 | 120 | L8 | no | HPLC Column | SS | 100 x 3,0 mm
Hypersil clone | 1004F198PY030 | BISCHOFF ProntoSIL Hypersorb APS2 3µm | NH2 | 100 | 4 | 3 | 120 | L8 | no | HPLC Column | SS | 100 x 4,0 mm
Hypersil clone | 1046F198PY030 | BISCHOFF ProntoSIL Hypersorb APS2 3µm | NH2 | 100 | 4.6 | 3 | 120 | L8 | no | HPLC Column | SS | 100 x 4,6 mm
Hypersil clone | 1202F198PY030 | BISCHOFF ProntoSIL Hypersorb APS2 3µm | NH2 | 125 | 2 | 3 | 120 | L8 | no | HPLC Column | SS | 125 x 2,0 mm
Hypersil clone | 1203F198PY030 | BISCHOFF ProntoSIL Hypersorb APS2 3µm | NH2 | 125 | 3 | 3 | 120 | L8 | no | HPLC Column | SS | 125 x 3,0 mm
Hypersil clone | 1204F198PY030 | BISCHOFF ProntoSIL Hypersorb APS2 3µm | NH2 | 125 | 4 | 3 | 120 | L8 | no | HPLC Column | SS | 125 x 4,0 mm
Hypersil clone | 1246F198PY030 | BISCHOFF ProntoSIL Hypersorb APS2 3µm | NH2 | 125 | 4.6 | 3 | 120 | L8 | no | HPLC Column | SS | 125 x 4,6 mm
Hypersil clone | 1502F198PY030 | BISCHOFF ProntoSIL Hypersorb APS2 3µm | NH2 | 150 | 2 | 3 | 120 | L8 | no | HPLC Column | SS | 150 x 2,0 mm
Hypersil clone | 1503F198PY030 | BISCHOFF ProntoSIL Hypersorb APS2 3µm | NH2 | 150 | 3 | 3 | 120 | L8 | no | HPLC Column | SS | 150 x 3,0 mm
Hypersil clone | 1504F198PY030 | BISCHOFF ProntoSIL Hypersorb APS2 3µm | NH2 | 150 | 4 | 3 | 120 | L8 | no | HPLC Column | SS | 150 x 4,0 mm
Hypersil clone | 1546F198PY030 | BISCHOFF ProntoSIL Hypersorb APS2 3µm | NH2 | 150 | 4.6 | 3 | 120 | L8 | no | HPLC Column | SS | 150 x 4,6 mm
Hypersil clone | 2002F198PY030 | BISCHOFF ProntoSIL Hypersorb APS2 3µm | NH2 | 200 | 2 | 3 | 120 | L8 | no | HPLC Column | SS | 200 x 2,0 mm
Hypersil clone | 2003F198PY030 | BISCHOFF ProntoSIL Hypersorb APS2 3µm | NH2 | 200 | 3 | 3 | 120 | L8 | no | HPLC Column | SS | 200 x 3,0 mm
Hypersil clone | 2004F198PY030 | BISCHOFF ProntoSIL Hypersorb APS2 3µm | NH2 | 200 | 4 | 3 | 120 | L8 | no | HPLC Column | SS | 200 x 4,0 mm
Hypersil clone | 2046F198PY030 | BISCHOFF ProntoSIL Hypersorb APS2 3µm | NH2 | 200 | 4.6 | 3 | 120 | L8 | no | HPLC Column | SS | 200 x 4,6 mm
Hypersil clone | 2502F198PY030 | BISCHOFF ProntoSIL Hypersorb APS2 3µm | NH2 | 250 | 2 | 3 | 120 | L8 | no | HPLC Column | SS | 250 x 2,0 mm
Hypersil clone | 2503F198PY030 | BISCHOFF ProntoSIL Hypersorb APS2 3µm | NH2 | 250 | 3 | 3 | 120 | L8 | no | HPLC Column | SS | 250 x 3,0 mm
Hypersil clone | 2504F198PY030 | BISCHOFF ProntoSIL Hypersorb APS2 3µm | NH2 | 250 | 4 | 3 | 120 | L8 | no | HPLC Column | SS | 250 x 4,0 mm
Hypersil clone | 2546F198PY030 | BISCHOFF ProntoSIL Hypersorb APS2 3µm | NH2 | 250 | 4.6 | 3 | 120 | L8 | no | HPLC Column | SS | 250 x 4,6 mm
Hypersil clone | 3002F198PY030 | BISCHOFF ProntoSIL Hypersorb APS2 3µm | NH2 | 300 | 2 | 3 | 120 | L8 | no | HPLC Column | SS | 300 x 2,0 mm
Hypersil clone | 3003F198PY030 | BISCHOFF ProntoSIL Hypersorb APS2 3µm | NH2 | 300 | 3 | 3 | 120 | L8 | no | HPLC Column | SS | 300 x 3,0 mm
Hypersil clone | 3004F198PY030 | BISCHOFF ProntoSIL Hypersorb APS2 3µm | NH2 | 300 | 4 | 3 | 120 | L8 | no | HPLC Column | SS | 300 x 4,0 mm
Hypersil clone | 3046F198PY030 | BISCHOFF ProntoSIL Hypersorb APS2 3µm | NH2 | 300 | 4.6 | 3 | 120 | L8 | no | HPLC Column | SS | 300 x 4,6 mm
Hypersil clone | 01P4F198PY030 | BISCHOFF ProntoSIL Hypersorb APS2 3µm | NH2 | 14 | 4 | 3 | 120 | L8 | no | HPLC Column | PEEK | 14 x 4,0 mm
Hypersil clone | A2P4F198PY030 | BISCHOFF ProntoSIL Hypersorb APS2 3µm | NH2 | 20 | 4 | 3 | 120 | L8 | no | HPLC Column | PEEK | 20 x 4,0 mm
Hypersil clone | 02P4F198PY030 | BISCHOFF ProntoSIL Hypersorb APS2 3µm | NH2 | 25 | 4 | 3 | 120 | L8 | no | HPLC Column | PEEK | 25 x 4,0 mm
Hypersil clone | 03P4F198PY030 | BISCHOFF ProntoSIL Hypersorb APS2 3µm | NH2 | 30 | 4 | 3 | 120 | L8 | no | HPLC Column | PEEK | 30 x 4,0 mm
Hypersil clone | 04P4F198PY030 | BISCHOFF ProntoSIL Hypersorb APS2 3µm | NH2 | 33 | 4 | 3 | 120 | L8 | no | HPLC Column | PEEK | 33 x 4,0 mm
Hypersil clone | A4P4F198PY030 | BISCHOFF ProntoSIL Hypersorb APS2 3µm | NH2 | 40 | 4 | 3 | 120 | L8 | no | HPLC Column | PEEK | 40 x 4,0 mm
Hypersil clone | 05P4F198PY030 | BISCHOFF ProntoSIL Hypersorb APS2 3µm | NH2 | 50 | 4 | 3 | 120 | L8 | no | HPLC Column | PEEK | 50 x 4,0 mm
Hypersil clone | 06P4F198PY030 | BISCHOFF ProntoSIL Hypersorb APS2 3µm | NH2 | 53 | 4 | 3 | 120 | L8 | no | HPLC Column | PEEK | 53 x 4,0 mm
Hypersil clone | A6P4F198PY030 | BISCHOFF ProntoSIL Hypersorb APS2 3µm | NH2 | 60 | 4 | 3 | 120 | L8 | no | HPLC Column | PEEK | 60 x 4,0 mm
Hypersil clone | 07P4F198PY030 | BISCHOFF ProntoSIL Hypersorb APS2 3µm | NH2 | 75 | 4 | 3 | 120 | L8 | no | HPLC Column | PEEK | 75 x 4,0 mm
Hypersil clone | 10P4F198PY030 | BISCHOFF ProntoSIL Hypersorb APS2 3µm | NH2 | 100 | 4 | 3 | 120 | L8 | no | HPLC Column | PEEK | 100 x 4,0 mm
Hypersil clone | 12P4F198PY030 | BISCHOFF ProntoSIL Hypersorb APS2 3µm | NH2 | 125 | 4 | 3 | 120 | L8 | no | HPLC Column | PEEK | 125 x 4,0 mm
Hypersil clone | 15P4F198PY030 | BISCHOFF ProntoSIL Hypersorb APS2 3µm | NH2 | 150 | 4 | 3 | 120 | L8 | no | HPLC Column | PEEK | 150 x 4,0 mm
Hypersil clone | 20P4F198PY030 | BISCHOFF ProntoSIL Hypersorb APS2 3µm | NH2 | 200 | 4 | 3 | 120 | L8 | no | HPLC Column | PEEK | 200 x 4,0 mm
Hypersil clone | 25P4F198PY030 | BISCHOFF ProntoSIL Hypersorb APS2 3µm | NH2 | 250 | 4 | 3 | 120 | L8 | no | HPLC Column | PEEK | 250 x 4,0 mm
Hypersil clone | 30P4F198PY030 | BISCHOFF ProntoSIL Hypersorb APS2 3µm | NH2 | 300 | 4 | 3 | 120 | L8 | no | HPLC Column | PEEK | 300 x 4,0 mm
Hypersil clone | 6305F198PY030 | BISCHOFF ProntoSIL Hypersorb APS2 3µm | NH2 | 5 | 4 | 3 | 120 | L8 | no | Cartridges (5 pcs.) | SS | 5 x 4,0 mm
Hypersil clone | 6301F198PY030 | BISCHOFF ProntoSIL Hypersorb APS2 3µm | NH2 | 10 | 4 | 3 | 120 | L8 | no | Cartridges (5 pcs.) | SS | 10 x 4,0 mm
Hypersil clone | 6302F198PY030 | BISCHOFF ProntoSIL Hypersorb APS2 3µm | NH2 | 20 | 4 | 3 | 120 | L8 | no | Cartridges (5 pcs.) | SS | 20 x 4,0 mm
Hypersil clone | 63P1F198PY030 | BISCHOFF ProntoSIL Hypersorb APS2 3µm | NH2 | 10 | 4 | 3 | 120 | L8 | no | Cartridges (5 pcs.) | PEEK | 10 x 4,0 mm
Hypersil clone | 63P2F198PY030 | BISCHOFF ProntoSIL Hypersorb APS2 3µm | NH2 | 20 | 4 | 3 | 120 | L8 | no | Cartridges (5 pcs.) | PEEK | 20 x 4,0 mm
Hypersil clone | 6335F198PY030 | BISCHOFF ProntoSIL Hypersorb APS2 3µm | NH2 | 5 | 3 | 3 | 120 | L8 | no | Cartridges (5 pcs.) | SS | 5 x 3,0 mm
Hypersil clone | 6331F198PY030 | BISCHOFF ProntoSIL Hypersorb APS2 3µm | NH2 | 10 | 3 | 3 | 120 | L8 | no | Cartridges (5 pcs.) | SS | 10 x 3,0 mm
Hypersil clone | 6332F198PY030 | BISCHOFF ProntoSIL Hypersorb APS2 3µm | NH2 | 20 | 3 | 3 | 120 | L8 | no | Cartridges (5 pcs.) | SS | 20 x 3,0 mm
Hypersil clone | 6325F198PY030 | BISCHOFF ProntoSIL Hypersorb APS2 3µm | NH2 | 5 | 2 | 3 | 120 | L8 | no | Cartridges (5 pcs.) | SS | 5 x 2,0 mm
Hypersil clone | 6321F198PY030 | BISCHOFF ProntoSIL Hypersorb APS2 3µm | NH2 | 10 | 2 | 3 | 120 | L8 | no | Cartridges (5 pcs.) | SS | 10 x 2,0 mm
Hypersil clone | 6322F198PY030 | BISCHOFF ProntoSIL Hypersorb APS2 3µm | NH2 | 20 | 2 | 3 | 120 | L8 | no | Cartridges (5 pcs.) | SS | 20 x 2,0 mm
Hypersil clone | 0102F198PY050 | BISCHOFF ProntoSIL Hypersorb APS2 5µm | NH2 | 14 | 2 | 5 | 120 | L8 | no | HPLC Column | SS | 14 x 2,0 mm
Hypersil clone | 0103F198PY050 | BISCHOFF ProntoSIL Hypersorb APS2 5µm | NH2 | 14 | 3 | 5 | 120 | L8 | no | HPLC Column | SS | 14 x 3,0 mm
Hypersil clone | 0104F198PY050 | BISCHOFF ProntoSIL Hypersorb APS2 5µm | NH2 | 14 | 4 | 5 | 120 | L8 | no | HPLC Column | SS | 14 x 4,0 mm
Hypersil clone | 0146F198PY050 | BISCHOFF ProntoSIL Hypersorb APS2 5µm | NH2 | 14 | 4.6 | 5 | 120 | L8 | no | HPLC Column | SS | 14 x 4,6 mm
Hypersil clone | A202F198PY050 | BISCHOFF ProntoSIL Hypersorb APS2 5µm | NH2 | 20 | 2 | 5 | 120 | L8 | no | HPLC Column | SS | 20 x 2,0 mm
Hypersil clone | A203F198PY050 | BISCHOFF ProntoSIL Hypersorb APS2 5µm | NH2 | 20 | 3 | 5 | 120 | L8 | no | HPLC Column | SS | 20 x 3,0 mm
Hypersil clone | A204F198PY050 | BISCHOFF ProntoSIL Hypersorb APS2 5µm | NH2 | 20 | 4 | 5 | 120 | L8 | no | HPLC Column | SS | 20 x 4,0 mm
Hypersil clone | A246F198PY050 | BISCHOFF ProntoSIL Hypersorb APS2 5µm | NH2 | 20 | 4.6 | 5 | 120 | L8 | no | HPLC Column | SS | 20 x 4,6 mm
Hypersil clone | 0202F198PY050 | BISCHOFF ProntoSIL Hypersorb APS2 5µm | NH2 | 25 | 2 | 5 | 120 | L8 | no | HPLC Column | SS | 25 x 2,0 mm
Hypersil clone | 0203F198PY050 | BISCHOFF ProntoSIL Hypersorb APS2 5µm | NH2 | 25 | 3 | 5 | 120 | L8 | no | HPLC Column | SS | 25 x 3,0 mm
Hypersil clone | 0204F198PY050 | BISCHOFF ProntoSIL Hypersorb APS2 5µm | NH2 | 25 | 4 | 5 | 120 | L8 | no | HPLC Column | SS | 25 x 4,0 mm
Hypersil clone | 0246F198PY050 | BISCHOFF ProntoSIL Hypersorb APS2 5µm | NH2 | 25 | 4.6 | 5 | 120 | L8 | no | HPLC Column | SS | 25 x 4,6 mm
Hypersil clone | 0302F198PY050 | BISCHOFF ProntoSIL Hypersorb APS2 5µm | NH2 | 30 | 2 | 5 | 120 | L8 | no | HPLC Column | SS | 30 x 2,0 mm
Hypersil clone | 0303F198PY050 | BISCHOFF ProntoSIL Hypersorb APS2 5µm | NH2 | 30 | 3 | 5 | 120 | L8 | no | HPLC Column | SS | 30 x 3,0 mm
Hypersil clone | 0304F198PY050 | BISCHOFF ProntoSIL Hypersorb APS2 5µm | NH2 | 30 | 4 | 5 | 120 | L8 | no | HPLC Column | SS | 30 x 4,0 mm
Hypersil clone | 0346F198PY050 | BISCHOFF ProntoSIL Hypersorb APS2 5µm | NH2 | 30 | 4.6 | 5 | 120 | L8 | no | HPLC Column | SS | 30 x 4,6 mm
Hypersil clone | 0402F198PY050 | BISCHOFF ProntoSIL Hypersorb APS2 5µm | NH2 | 33 | 2 | 5 | 120 | L8 | no | HPLC Column | SS | 33 x 2,0 mm
Hypersil clone | 0403F198PY050 | BISCHOFF ProntoSIL Hypersorb APS2 5µm | NH2 | 33 | 3 | 5 | 120 | L8 | no | HPLC Column | SS | 33 x 3,0 mm
Hypersil clone | 0404F198PY050 | BISCHOFF ProntoSIL Hypersorb APS2 5µm | NH2 | 33 | 4 | 5 | 120 | L8 | no | HPLC Column | SS | 33 x 4,0 mm
Hypersil clone | 0446F198PY050 | BISCHOFF ProntoSIL Hypersorb APS2 5µm | NH2 | 33 | 4.6 | 5 | 120 | L8 | no | HPLC Column | SS | 33 x 4,6 mm
Hypersil clone | A402F198PY050 | BISCHOFF ProntoSIL Hypersorb APS2 5µm | NH2 | 40 | 2 | 5 | 120 | L8 | no | HPLC Column | SS | 40 x 2,0 mm
Hypersil clone | A403F198PY050 | BISCHOFF ProntoSIL Hypersorb APS2 5µm | NH2 | 40 | 3 | 5 | 120 | L8 | no | HPLC Column | SS | 40 x 3,0 mm
Hypersil clone | A404F198PY050 | BISCHOFF ProntoSIL Hypersorb APS2 5µm | NH2 | 40 | 4 | 5 | 120 | L8 | no | HPLC Column | SS | 40 x 4,0 mm
Hypersil clone | A446F198PY050 | BISCHOFF ProntoSIL Hypersorb APS2 5µm | NH2 | 40 | 4.6 | 5 | 120 | L8 | no | HPLC Column | SS | 40 x 4,6 mm
Hypersil clone | 0502F198PY050 | BISCHOFF ProntoSIL Hypersorb APS2 5µm | NH2 | 50 | 2 | 5 | 120 | L8 | no | HPLC Column | SS | 50 x 2,0 mm
Hypersil clone | 0503F198PY050 | BISCHOFF ProntoSIL Hypersorb APS2 5µm | NH2 | 50 | 3 | 5 | 120 | L8 | no | HPLC Column | SS | 50 x 3,0 mm
Hypersil clone | 0504F198PY050 | BISCHOFF ProntoSIL Hypersorb APS2 5µm | NH2 | 50 | 4 | 5 | 120 | L8 | no | HPLC Column | SS | 50 x 4,0 mm
Hypersil clone | 0546F198PY050 | BISCHOFF ProntoSIL Hypersorb APS2 5µm | NH2 | 50 | 4.6 | 5 | 120 | L8 | no | HPLC Column | SS | 50 x 4,6 mm
Hypersil clone | 0602F198PY050 | BISCHOFF ProntoSIL Hypersorb APS2 5µm | NH2 | 53 | 2 | 5 | 120 | L8 | no | HPLC Column | SS | 53 x 2,0 mm
Hypersil clone | 0603F198PY050 | BISCHOFF ProntoSIL Hypersorb APS2 5µm | NH2 | 53 | 3 | 5 | 120 | L8 | no | HPLC Column | SS | 53 x 3,0 mm
Hypersil clone | 0604F198PY050 | BISCHOFF ProntoSIL Hypersorb APS2 5µm | NH2 | 53 | 4 | 5 | 120 | L8 | no | HPLC Column | SS | 53 x 4,0 mm
Hypersil clone | 0646F198PY050 | BISCHOFF ProntoSIL Hypersorb APS2 5µm | NH2 | 53 | 4.6 | 5 | 120 | L8 | no | HPLC Column | SS | 53 x 4,6 mm
Hypersil clone | A602F198PY050 | BISCHOFF ProntoSIL Hypersorb APS2 5µm | NH2 | 60 | 2 | 5 | 120 | L8 | no | HPLC Column | SS | 60 x 2,0 mm
Hypersil clone | A603F198PY050 | BISCHOFF ProntoSIL Hypersorb APS2 5µm | NH2 | 60 | 3 | 5 | 120 | L8 | no | HPLC Column | SS | 60 x 3,0 mm
Hypersil clone | A604F198PY050 | BISCHOFF ProntoSIL Hypersorb APS2 5µm | NH2 | 60 | 4 | 5 | 120 | L8 | no | HPLC Column | SS | 60 x 4,0 mm
Hypersil clone | A646F198PY050 | BISCHOFF ProntoSIL Hypersorb APS2 5µm | NH2 | 60 | 4.6 | 5 | 120 | L8 | no | HPLC Column | SS | 60 x 4,6 mm
Hypersil clone | 0702F198PY050 | BISCHOFF ProntoSIL Hypersorb APS2 5µm | NH2 | 75 | 2 | 5 | 120 | L8 | no | HPLC Column | SS | 75 x 2,0 mm
Hypersil clone | 0703F198PY050 | BISCHOFF ProntoSIL Hypersorb APS2 5µm | NH2 | 75 | 3 | 5 | 120 | L8 | no | HPLC Column | SS | 75 x 3,0 mm
Hypersil clone | 0704F198PY050 | BISCHOFF ProntoSIL Hypersorb APS2 5µm | NH2 | 75 | 4 | 5 | 120 | L8 | no | HPLC Column | SS | 75 x 4,0 mm
Hypersil clone | 0746F198PY050 | BISCHOFF ProntoSIL Hypersorb APS2 5µm | NH2 | 75 | 4.6 | 5 | 120 | L8 | no | HPLC Column | SS | 75 x 4,6 mm
Hypersil clone | 1002F198PY050 | BISCHOFF ProntoSIL Hypersorb APS2 5µm | NH2 | 100 | 2 | 5 | 120 | L8 | no | HPLC Column | SS | 100 x 2,0 mm
Hypersil clone | 1003F198PY050 | BISCHOFF ProntoSIL Hypersorb APS2 5µm | NH2 | 100 | 3 | 5 | 120 | L8 | no | HPLC Column | SS | 100 x 3,0 mm
Hypersil clone | 1004F198PY050 | BISCHOFF ProntoSIL Hypersorb APS2 5µm | NH2 | 100 | 4 | 5 | 120 | L8 | no | HPLC Column | SS | 100 x 4,0 mm
Hypersil clone | 1046F198PY050 | BISCHOFF ProntoSIL Hypersorb APS2 5µm | NH2 | 100 | 4.6 | 5 | 120 | L8 | no | HPLC Column | SS | 100 x 4,6 mm
Hypersil clone | 1202F198PY050 | BISCHOFF ProntoSIL Hypersorb APS2 5µm | NH2 | 125 | 2 | 5 | 120 | L8 | no | HPLC Column | SS | 125 x 2,0 mm
Hypersil clone | 1203F198PY050 | BISCHOFF ProntoSIL Hypersorb APS2 5µm | NH2 | 125 | 3 | 5 | 120 | L8 | no | HPLC Column | SS | 125 x 3,0 mm
Hypersil clone | 1204F198PY050 | BISCHOFF ProntoSIL Hypersorb APS2 5µm | NH2 | 125 | 4 | 5 | 120 | L8 | no | HPLC Column | SS | 125 x 4,0 mm
Hypersil clone | 1246F198PY050 | BISCHOFF ProntoSIL Hypersorb APS2 5µm | NH2 | 125 | 4.6 | 5 | 120 | L8 | no | HPLC Column | SS | 125 x 4,6 mm
Hypersil clone | 1502F198PY050 | BISCHOFF ProntoSIL Hypersorb APS2 5µm | NH2 | 150 | 2 | 5 | 120 | L8 | no | HPLC Column | SS | 150 x 2,0 mm
Hypersil clone | 1503F198PY050 | BISCHOFF ProntoSIL Hypersorb APS2 5µm | NH2 | 150 | 3 | 5 | 120 | L8 | no | HPLC Column | SS | 150 x 3,0 mm
Hypersil clone | 1504F198PY050 | BISCHOFF ProntoSIL Hypersorb APS2 5µm | NH2 | 150 | 4 | 5 | 120 | L8 | no | HPLC Column | SS | 150 x 4,0 mm
Hypersil clone | 1546F198PY050 | BISCHOFF ProntoSIL Hypersorb APS2 5µm | NH2 | 150 | 4.6 | 5 | 120 | L8 | no | HPLC Column | SS | 150 x 4,6 mm
Hypersil clone | 2002F198PY050 | BISCHOFF ProntoSIL Hypersorb APS2 5µm | NH2 | 200 | 2 | 5 | 120 | L8 | no | HPLC Column | SS | 200 x 2,0 mm
Hypersil clone | 2003F198PY050 | BISCHOFF ProntoSIL Hypersorb APS2 5µm | NH2 | 200 | 3 | 5 | 120 | L8 | no | HPLC Column | SS | 200 x 3,0 mm
Hypersil clone | 2004F198PY050 | BISCHOFF ProntoSIL Hypersorb APS2 5µm | NH2 | 200 | 4 | 5 | 120 | L8 | no | HPLC Column | SS | 200 x 4,0 mm
Hypersil clone | 2046F198PY050 | BISCHOFF ProntoSIL Hypersorb APS2 5µm | NH2 | 200 | 4.6 | 5 | 120 | L8 | no | HPLC Column | SS | 200 x 4,6 mm
Hypersil clone | 2502F198PY050 | BISCHOFF ProntoSIL Hypersorb APS2 5µm | NH2 | 250 | 2 | 5 | 120 | L8 | no | HPLC Column | SS | 250 x 2,0 mm
Hypersil clone | 2503F198PY050 | BISCHOFF ProntoSIL Hypersorb APS2 5µm | NH2 | 250 | 3 | 5 | 120 | L8 | no | HPLC Column | SS | 250 x 3,0 mm
Hypersil clone | 2504F198PY050 | BISCHOFF ProntoSIL Hypersorb APS2 5µm | NH2 | 250 | 4 | 5 | 120 | L8 | no | HPLC Column | SS | 250 x 4,0 mm
Hypersil clone | 2546F198PY050 | BISCHOFF ProntoSIL Hypersorb APS2 5µm | NH2 | 250 | 4.6 | 5 | 120 | L8 | no | HPLC Column | SS | 250 x 4,6 mm
Hypersil clone | 3002F198PY050 | BISCHOFF ProntoSIL Hypersorb APS2 5µm | NH2 | 300 | 2 | 5 | 120 | L8 | no | HPLC Column | SS | 300 x 2,0 mm
Hypersil clone | 3003F198PY050 | BISCHOFF ProntoSIL Hypersorb APS2 5µm | NH2 | 300 | 3 | 5 | 120 | L8 | no | HPLC Column | SS | 300 x 3,0 mm
Hypersil clone | 3004F198PY050 | BISCHOFF ProntoSIL Hypersorb APS2 5µm | NH2 | 300 | 4 | 5 | 120 | L8 | no | HPLC Column | SS | 300 x 4,0 mm
Hypersil clone | 3046F198PY050 | BISCHOFF ProntoSIL Hypersorb APS2 5µm | NH2 | 300 | 4.6 | 5 | 120 | L8 | no | HPLC Column | SS | 300 x 4,6 mm
Hypersil clone | 01P4F198PY050 | BISCHOFF ProntoSIL Hypersorb APS2 5µm | NH2 | 14 | 4 | 5 | 120 | L8 | no | HPLC Column | PEEK | 14 x 4,0 mm
Hypersil clone | A2P4F198PY050 | BISCHOFF ProntoSIL Hypersorb APS2 5µm | NH2 | 20 | 4 | 5 | 120 | L8 | no | HPLC Column | PEEK | 20 x 4,0 mm
Hypersil clone | 02P4F198PY050 | BISCHOFF ProntoSIL Hypersorb APS2 5µm | NH2 | 25 | 4 | 5 | 120 | L8 | no | HPLC Column | PEEK | 25 x 4,0 mm
Hypersil clone | 03P4F198PY050 | BISCHOFF ProntoSIL Hypersorb APS2 5µm | NH2 | 30 | 4 | 5 | 120 | L8 | no | HPLC Column | PEEK | 30 x 4,0 mm
Hypersil clone | 04P4F198PY050 | BISCHOFF ProntoSIL Hypersorb APS2 5µm | NH2 | 33 | 4 | 5 | 120 | L8 | no | HPLC Column | PEEK | 33 x 4,0 mm
Hypersil clone | A4P4F198PY050 | BISCHOFF ProntoSIL Hypersorb APS2 5µm | NH2 | 40 | 4 | 5 | 120 | L8 | no | HPLC Column | PEEK | 40 x 4,0 mm
Hypersil clone | 05P4F198PY050 | BISCHOFF ProntoSIL Hypersorb APS2 5µm | NH2 | 50 | 4 | 5 | 120 | L8 | no | HPLC Column | PEEK | 50 x 4,0 mm
Hypersil clone | 06P4F198PY050 | BISCHOFF ProntoSIL Hypersorb APS2 5µm | NH2 | 53 | 4 | 5 | 120 | L8 | no | HPLC Column | PEEK | 53 x 4,0 mm
Hypersil clone | A6P4F198PY050 | BISCHOFF ProntoSIL Hypersorb APS2 5µm | NH2 | 60 | 4 | 5 | 120 | L8 | no | HPLC Column | PEEK | 60 x 4,0 mm
Hypersil clone | 07P4F198PY050 | BISCHOFF ProntoSIL Hypersorb APS2 5µm | NH2 | 75 | 4 | 5 | 120 | L8 | no | HPLC Column | PEEK | 75 x 4,0 mm
Hypersil clone | 10P4F198PY050 | BISCHOFF ProntoSIL Hypersorb APS2 5µm | NH2 | 100 | 4 | 5 | 120 | L8 | no | HPLC Column | PEEK | 100 x 4,0 mm
Hypersil clone | 12P4F198PY050 | BISCHOFF ProntoSIL Hypersorb APS2 5µm | NH2 | 125 | 4 | 5 | 120 | L8 | no | HPLC Column | PEEK | 125 x 4,0 mm
Hypersil clone | 15P4F198PY050 | BISCHOFF ProntoSIL Hypersorb APS2 5µm | NH2 | 150 | 4 | 5 | 120 | L8 | no | HPLC Column | PEEK | 150 x 4,0 mm
Hypersil clone | 20P4F198PY050 | BISCHOFF ProntoSIL Hypersorb APS2 5µm | NH2 | 200 | 4 | 5 | 120 | L8 | no | HPLC Column | PEEK | 200 x 4,0 mm
Hypersil clone | 25P4F198PY050 | BISCHOFF ProntoSIL Hypersorb APS2 5µm | NH2 | 250 | 4 | 5 | 120 | L8 | no | HPLC Column | PEEK | 250 x 4,0 mm
Hypersil clone | 30P4F198PY050 | BISCHOFF ProntoSIL Hypersorb APS2 5µm | NH2 | 300 | 4 | 5 | 120 | L8 | no | HPLC Column | PEEK | 300 x 4,0 mm
Hypersil clone | 6305F198PY050 | BISCHOFF ProntoSIL Hypersorb APS2 5µm | NH2 | 5 | 4 | 5 | 120 | L8 | no | Cartridges (5 pcs.) | SS | 5 x 4,0 mm
Hypersil clone | 6301F198PY050 | BISCHOFF ProntoSIL Hypersorb APS2 5µm | NH2 | 10 | 4 | 5 | 120 | L8 | no | Cartridges (5 pcs.) | SS | 10 x 4,0 mm
Hypersil clone | 6302F198PY050 | BISCHOFF ProntoSIL Hypersorb APS2 5µm | NH2 | 20 | 4 | 5 | 120 | L8 | no | Cartridges (5 pcs.) | SS | 20 x 4,0 mm
Hypersil clone | 63P1F198PY050 | BISCHOFF ProntoSIL Hypersorb APS2 5µm | NH2 | 10 | 4 | 5 | 120 | L8 | no | Cartridges (5 pcs.) | PEEK | 10 x 4,0 mm
Hypersil clone | 63P2F198PY050 | BISCHOFF ProntoSIL Hypersorb APS2 5µm | NH2 | 20 | 4 | 5 | 120 | L8 | no | Cartridges (5 pcs.) | PEEK | 20 x 4,0 mm
Hypersil clone | 6335F198PY050 | BISCHOFF ProntoSIL Hypersorb APS2 5µm | NH2 | 5 | 3 | 5 | 120 | L8 | no | Cartridges (5 pcs.) | SS | 5 x 3,0 mm
Hypersil clone | 6331F198PY050 | BISCHOFF ProntoSIL Hypersorb APS2 5µm | NH2 | 10 | 3 | 5 | 120 | L8 | no | Cartridges (5 pcs.) | SS | 10 x 3,0 mm
Hypersil clone | 6332F198PY050 | BISCHOFF ProntoSIL Hypersorb APS2 5µm | NH2 | 20 | 3 | 5 | 120 | L8 | no | Cartridges (5 pcs.) | SS | 20 x 3,0 mm
Hypersil clone | 6325F198PY050 | BISCHOFF ProntoSIL Hypersorb APS2 5µm | NH2 | 5 | 2 | 5 | 120 | L8 | no | Cartridges (5 pcs.) | SS | 5 x 2,0 mm
Hypersil clone | 6321F198PY050 | BISCHOFF ProntoSIL Hypersorb APS2 5µm | NH2 | 10 | 2 | 5 | 120 | L8 | no | Cartridges (5 pcs.) | SS | 10 x 2,0 mm
Hypersil clone | 6322F198PY050 | BISCHOFF ProntoSIL Hypersorb APS2 5µm | NH2 | 20 | 2 | 5 | 120 | L8 | no | Cartridges (5 pcs.) | SS | 20 x 2,0 mm
Hypersil clone | 6322F198PY050 | BISCHOFF ProntoSIL Hypersorb APS2 5µm | NH2 | 20 | 2 | 5 | 120 | L8 | no | Cartridges (5 pcs.) | SS | 20 x 2,0 mm
Hypersil clone | 0102F000PY030 | BISCHOFF ProntoSIL Hypersorb Silica 3µm | Silica | 14 | 2 | 3 | 120 | L3 | no | HPLC Column | SS | 14 x 2,0 mm
Hypersil clone | 0103F000PY030 | BISCHOFF ProntoSIL Hypersorb Silica 3µm | Silica | 14 | 3 | 3 | 120 | L3 | no | HPLC Column | SS | 14 x 3,0 mm
Hypersil clone | 0104F000PY030 | BISCHOFF ProntoSIL Hypersorb Silica 3µm | Silica | 14 | 4 | 3 | 120 | L3 | no | HPLC Column | SS | 14 x 4,0 mm
Hypersil clone | 0146F000PY030 | BISCHOFF ProntoSIL Hypersorb Silica 3µm | Silica | 14 | 4.6 | 3 | 120 | L3 | no | HPLC Column | SS | 14 x 4,6 mm
Hypersil clone | A202F000PY030 | BISCHOFF ProntoSIL Hypersorb Silica 3µm | Silica | 20 | 2 | 3 | 120 | L3 | no | HPLC Column | SS | 20 x 2,0 mm
Hypersil clone | A203F000PY030 | BISCHOFF ProntoSIL Hypersorb Silica 3µm | Silica | 20 | 3 | 3 | 120 | L3 | no | HPLC Column | SS | 20 x 3,0 mm
Hypersil clone | A204F000PY030 | BISCHOFF ProntoSIL Hypersorb Silica 3µm | Silica | 20 | 4 | 3 | 120 | L3 | no | HPLC Column | SS | 20 x 4,0 mm
Hypersil clone | A246F000PY030 | BISCHOFF ProntoSIL Hypersorb Silica 3µm | Silica | 20 | 4.6 | 3 | 120 | L3 | no | HPLC Column | SS | 20 x 4,6 mm
Hypersil clone | 0202F000PY030 | BISCHOFF ProntoSIL Hypersorb Silica 3µm | Silica | 25 | 2 | 3 | 120 | L3 | no | HPLC Column | SS | 25 x 2,0 mm
Hypersil clone | 0203F000PY030 | BISCHOFF ProntoSIL Hypersorb Silica 3µm | Silica | 25 | 3 | 3 | 120 | L3 | no | HPLC Column | SS | 25 x 3,0 mm
Hypersil clone | 0204F000PY030 | BISCHOFF ProntoSIL Hypersorb Silica 3µm | Silica | 25 | 4 | 3 | 120 | L3 | no | HPLC Column | SS | 25 x 4,0 mm
Hypersil clone | 0246F000PY030 | BISCHOFF ProntoSIL Hypersorb Silica 3µm | Silica | 25 | 4.6 | 3 | 120 | L3 | no | HPLC Column | SS | 25 x 4,6 mm
Hypersil clone | 0302F000PY030 | BISCHOFF ProntoSIL Hypersorb Silica 3µm | Silica | 30 | 2 | 3 | 120 | L3 | no | HPLC Column | SS | 30 x 2,0 mm
Hypersil clone | 0303F000PY030 | BISCHOFF ProntoSIL Hypersorb Silica 3µm | Silica | 30 | 3 | 3 | 120 | L3 | no | HPLC Column | SS | 30 x 3,0 mm
Hypersil clone | 0304F000PY030 | BISCHOFF ProntoSIL Hypersorb Silica 3µm | Silica | 30 | 4 | 3 | 120 | L3 | no | HPLC Column | SS | 30 x 4,0 mm
Hypersil clone | 0346F000PY030 | BISCHOFF ProntoSIL Hypersorb Silica 3µm | Silica | 30 | 4.6 | 3 | 120 | L3 | no | HPLC Column | SS | 30 x 4,6 mm
Hypersil clone | 0402F000PY030 | BISCHOFF ProntoSIL Hypersorb Silica 3µm | Silica | 33 | 2 | 3 | 120 | L3 | no | HPLC Column | SS | 33 x 2,0 mm
Hypersil clone | 0403F000PY030 | BISCHOFF ProntoSIL Hypersorb Silica 3µm | Silica | 33 | 3 | 3 | 120 | L3 | no | HPLC Column | SS | 33 x 3,0 mm
Hypersil clone | 0404F000PY030 | BISCHOFF ProntoSIL Hypersorb Silica 3µm | Silica | 33 | 4 | 3 | 120 | L3 | no | HPLC Column | SS | 33 x 4,0 mm
Hypersil clone | 0446F000PY030 | BISCHOFF ProntoSIL Hypersorb Silica 3µm | Silica | 33 | 4.6 | 3 | 120 | L3 | no | HPLC Column | SS | 33 x 4,6 mm
Hypersil clone | A402F000PY030 | BISCHOFF ProntoSIL Hypersorb Silica 3µm | Silica | 40 | 2 | 3 | 120 | L3 | no | HPLC Column | SS | 40 x 2,0 mm
Hypersil clone | A403F000PY030 | BISCHOFF ProntoSIL Hypersorb Silica 3µm | Silica | 40 | 3 | 3 | 120 | L3 | no | HPLC Column | SS | 40 x 3,0 mm
Hypersil clone | A404F000PY030 | BISCHOFF ProntoSIL Hypersorb Silica 3µm | Silica | 40 | 4 | 3 | 120 | L3 | no | HPLC Column | SS | 40 x 4,0 mm
Hypersil clone | A446F000PY030 | BISCHOFF ProntoSIL Hypersorb Silica 3µm | Silica | 40 | 4.6 | 3 | 120 | L3 | no | HPLC Column | SS | 40 x 4,6 mm
Hypersil clone | 0502F000PY030 | BISCHOFF ProntoSIL Hypersorb Silica 3µm | Silica | 50 | 2 | 3 | 120 | L3 | no | HPLC Column | SS | 50 x 2,0 mm
Hypersil clone | 0503F000PY030 | BISCHOFF ProntoSIL Hypersorb Silica 3µm | Silica | 50 | 3 | 3 | 120 | L3 | no | HPLC Column | SS | 50 x 3,0 mm
Hypersil clone | 0504F000PY030 | BISCHOFF ProntoSIL Hypersorb Silica 3µm | Silica | 50 | 4 | 3 | 120 | L3 | no | HPLC Column | SS | 50 x 4,0 mm
Hypersil clone | 0546F000PY030 | BISCHOFF ProntoSIL Hypersorb Silica 3µm | Silica | 50 | 4.6 | 3 | 120 | L3 | no | HPLC Column | SS | 50 x 4,6 mm
Hypersil clone | 0602F000PY030 | BISCHOFF ProntoSIL Hypersorb Silica 3µm | Silica | 53 | 2 | 3 | 120 | L3 | no | HPLC Column | SS | 53 x 2,0 mm
Hypersil clone | 0603F000PY030 | BISCHOFF ProntoSIL Hypersorb Silica 3µm | Silica | 53 | 3 | 3 | 120 | L3 | no | HPLC Column | SS | 53 x 3,0 mm
Hypersil clone | 0604F000PY030 | BISCHOFF ProntoSIL Hypersorb Silica 3µm | Silica | 53 | 4 | 3 | 120 | L3 | no | HPLC Column | SS | 53 x 4,0 mm
Hypersil clone | 0646F000PY030 | BISCHOFF ProntoSIL Hypersorb Silica 3µm | Silica | 53 | 4.6 | 3 | 120 | L3 | no | HPLC Column | SS | 53 x 4,6 mm
Hypersil clone | A602F000PY030 | BISCHOFF ProntoSIL Hypersorb Silica 3µm | Silica | 60 | 2 | 3 | 120 | L3 | no | HPLC Column | SS | 60 x 2,0 mm
Hypersil clone | A603F000PY030 | BISCHOFF ProntoSIL Hypersorb Silica 3µm | Silica | 60 | 3 | 3 | 120 | L3 | no | HPLC Column | SS | 60 x 3,0 mm
Hypersil clone | A604F000PY030 | BISCHOFF ProntoSIL Hypersorb Silica 3µm | Silica | 60 | 4 | 3 | 120 | L3 | no | HPLC Column | SS | 60 x 4,0 mm
Hypersil clone | A646F000PY030 | BISCHOFF ProntoSIL Hypersorb Silica 3µm | Silica | 60 | 4.6 | 3 | 120 | L3 | no | HPLC Column | SS | 60 x 4,6 mm
Hypersil clone | 0702F000PY030 | BISCHOFF ProntoSIL Hypersorb Silica 3µm | Silica | 75 | 2 | 3 | 120 | L3 | no | HPLC Column | SS | 75 x 2,0 mm
Hypersil clone | 0703F000PY030 | BISCHOFF ProntoSIL Hypersorb Silica 3µm | Silica | 75 | 3 | 3 | 120 | L3 | no | HPLC Column | SS | 75 x 3,0 mm
Hypersil clone | 0704F000PY030 | BISCHOFF ProntoSIL Hypersorb Silica 3µm | Silica | 75 | 4 | 3 | 120 | L3 | no | HPLC Column | SS | 75 x 4,0 mm
Hypersil clone | 0746F000PY030 | BISCHOFF ProntoSIL Hypersorb Silica 3µm | Silica | 75 | 4.6 | 3 | 120 | L3 | no | HPLC Column | SS | 75 x 4,6 mm
Hypersil clone | 1002F000PY030 | BISCHOFF ProntoSIL Hypersorb Silica 3µm | Silica | 100 | 2 | 3 | 120 | L3 | no | HPLC Column | SS | 100 x 2,0 mm
Hypersil clone | 1003F000PY030 | BISCHOFF ProntoSIL Hypersorb Silica 3µm | Silica | 100 | 3 | 3 | 120 | L3 | no | HPLC Column | SS | 100 x 3,0 mm
Hypersil clone | 1004F000PY030 | BISCHOFF ProntoSIL Hypersorb Silica 3µm | Silica | 100 | 4 | 3 | 120 | L3 | no | HPLC Column | SS | 100 x 4,0 mm
Hypersil clone | 1046F000PY030 | BISCHOFF ProntoSIL Hypersorb Silica 3µm | Silica | 100 | 4.6 | 3 | 120 | L3 | no | HPLC Column | SS | 100 x 4,6 mm
Hypersil clone | 1202F000PY030 | BISCHOFF ProntoSIL Hypersorb Silica 3µm | Silica | 125 | 2 | 3 | 120 | L3 | no | HPLC Column | SS | 125 x 2,0 mm
Hypersil clone | 1203F000PY030 | BISCHOFF ProntoSIL Hypersorb Silica 3µm | Silica | 125 | 3 | 3 | 120 | L3 | no | HPLC Column | SS | 125 x 3,0 mm
Hypersil clone | 1204F000PY030 | BISCHOFF ProntoSIL Hypersorb Silica 3µm | Silica | 125 | 4 | 3 | 120 | L3 | no | HPLC Column | SS | 125 x 4,0 mm
Hypersil clone | 1246F000PY030 | BISCHOFF ProntoSIL Hypersorb Silica 3µm | Silica | 125 | 4.6 | 3 | 120 | L3 | no | HPLC Column | SS | 125 x 4,6 mm
Hypersil clone | 1502F000PY030 | BISCHOFF ProntoSIL Hypersorb Silica 3µm | Silica | 150 | 2 | 3 | 120 | L3 | no | HPLC Column | SS | 150 x 2,0 mm
Hypersil clone | 1503F000PY030 | BISCHOFF ProntoSIL Hypersorb Silica 3µm | Silica | 150 | 3 | 3 | 120 | L3 | no | HPLC Column | SS | 150 x 3,0 mm
Hypersil clone | 1504F000PY030 | BISCHOFF ProntoSIL Hypersorb Silica 3µm | Silica | 150 | 4 | 3 | 120 | L3 | no | HPLC Column | SS | 150 x 4,0 mm
Hypersil clone | 1546F000PY030 | BISCHOFF ProntoSIL Hypersorb Silica 3µm | Silica | 150 | 4.6 | 3 | 120 | L3 | no | HPLC Column | SS | 150 x 4,6 mm
Hypersil clone | 2002F000PY030 | BISCHOFF ProntoSIL Hypersorb Silica 3µm | Silica | 200 | 2 | 3 | 120 | L3 | no | HPLC Column | SS | 200 x 2,0 mm
Hypersil clone | 2003F000PY030 | BISCHOFF ProntoSIL Hypersorb Silica 3µm | Silica | 200 | 3 | 3 | 120 | L3 | no | HPLC Column | SS | 200 x 3,0 mm
Hypersil clone | 2004F000PY030 | BISCHOFF ProntoSIL Hypersorb Silica 3µm | Silica | 200 | 4 | 3 | 120 | L3 | no | HPLC Column | SS | 200 x 4,0 mm
Hypersil clone | 2046F000PY030 | BISCHOFF ProntoSIL Hypersorb Silica 3µm | Silica | 200 | 4.6 | 3 | 120 | L3 | no | HPLC Column | SS | 200 x 4,6 mm
Hypersil clone | 2502F000PY030 | BISCHOFF ProntoSIL Hypersorb Silica 3µm | Silica | 250 | 2 | 3 | 120 | L3 | no | HPLC Column | SS | 250 x 2,0 mm
Hypersil clone | 2503F000PY030 | BISCHOFF ProntoSIL Hypersorb Silica 3µm | Silica | 250 | 3 | 3 | 120 | L3 | no | HPLC Column | SS | 250 x 3,0 mm
Hypersil clone | 2504F000PY030 | BISCHOFF ProntoSIL Hypersorb Silica 3µm | Silica | 250 | 4 | 3 | 120 | L3 | no | HPLC Column | SS | 250 x 4,0 mm
Hypersil clone | 2546F000PY030 | BISCHOFF ProntoSIL Hypersorb Silica 3µm | Silica | 250 | 4.6 | 3 | 120 | L3 | no | HPLC Column | SS | 250 x 4,6 mm
Hypersil clone | 3002F000PY030 | BISCHOFF ProntoSIL Hypersorb Silica 3µm | Silica | 300 | 2 | 3 | 120 | L3 | no | HPLC Column | SS | 300 x 2,0 mm
Hypersil clone | 3003F000PY030 | BISCHOFF ProntoSIL Hypersorb Silica 3µm | Silica | 300 | 3 | 3 | 120 | L3 | no | HPLC Column | SS | 300 x 3,0 mm
Hypersil clone | 3004F000PY030 | BISCHOFF ProntoSIL Hypersorb Silica 3µm | Silica | 300 | 4 | 3 | 120 | L3 | no | HPLC Column | SS | 300 x 4,0 mm
Hypersil clone | 3046F000PY030 | BISCHOFF ProntoSIL Hypersorb Silica 3µm | Silica | 300 | 4.6 | 3 | 120 | L3 | no | HPLC Column | SS | 300 x 4,6 mm
Hypersil clone | 01P4F000PY030 | BISCHOFF ProntoSIL Hypersorb Silica 3µm | Silica | 14 | 4 | 3 | 120 | L3 | no | HPLC Column | PEEK | 14 x 4,0 mm
Hypersil clone | A2P4F000PY030 | BISCHOFF ProntoSIL Hypersorb Silica 3µm | Silica | 20 | 4 | 3 | 120 | L3 | no | HPLC Column | PEEK | 20 x 4,0 mm
Hypersil clone | 02P4F000PY030 | BISCHOFF ProntoSIL Hypersorb Silica 3µm | Silica | 25 | 4 | 3 | 120 | L3 | no | HPLC Column | PEEK | 25 x 4,0 mm
Hypersil clone | 03P4F000PY030 | BISCHOFF ProntoSIL Hypersorb Silica 3µm | Silica | 30 | 4 | 3 | 120 | L3 | no | HPLC Column | PEEK | 30 x 4,0 mm
Hypersil clone | 04P4F000PY030 | BISCHOFF ProntoSIL Hypersorb Silica 3µm | Silica | 33 | 4 | 3 | 120 | L3 | no | HPLC Column | PEEK | 33 x 4,0 mm
Hypersil clone | A4P4F000PY030 | BISCHOFF ProntoSIL Hypersorb Silica 3µm | Silica | 40 | 4 | 3 | 120 | L3 | no | HPLC Column | PEEK | 40 x 4,0 mm
Hypersil clone | 05P4F000PY030 | BISCHOFF ProntoSIL Hypersorb Silica 3µm | Silica | 50 | 4 | 3 | 120 | L3 | no | HPLC Column | PEEK | 50 x 4,0 mm
Hypersil clone | 06P4F000PY030 | BISCHOFF ProntoSIL Hypersorb Silica 3µm | Silica | 53 | 4 | 3 | 120 | L3 | no | HPLC Column | PEEK | 53 x 4,0 mm
Hypersil clone | A6P4F000PY030 | BISCHOFF ProntoSIL Hypersorb Silica 3µm | Silica | 60 | 4 | 3 | 120 | L3 | no | HPLC Column | PEEK | 60 x 4,0 mm
Hypersil clone | 07P4F000PY030 | BISCHOFF ProntoSIL Hypersorb Silica 3µm | Silica | 75 | 4 | 3 | 120 | L3 | no | HPLC Column | PEEK | 75 x 4,0 mm
Hypersil clone | 10P4F000PY030 | BISCHOFF ProntoSIL Hypersorb Silica 3µm | Silica | 100 | 4 | 3 | 120 | L3 | no | HPLC Column | PEEK | 100 x 4,0 mm
Hypersil clone | 12P4F000PY030 | BISCHOFF ProntoSIL Hypersorb Silica 3µm | Silica | 125 | 4 | 3 | 120 | L3 | no | HPLC Column | PEEK | 125 x 4,0 mm
Hypersil clone | 15P4F000PY030 | BISCHOFF ProntoSIL Hypersorb Silica 3µm | Silica | 150 | 4 | 3 | 120 | L3 | no | HPLC Column | PEEK | 150 x 4,0 mm
Hypersil clone | 20P4F000PY030 | BISCHOFF ProntoSIL Hypersorb Silica 3µm | Silica | 200 | 4 | 3 | 120 | L3 | no | HPLC Column | PEEK | 200 x 4,0 mm
Hypersil clone | 25P4F000PY030 | BISCHOFF ProntoSIL Hypersorb Silica 3µm | Silica | 250 | 4 | 3 | 120 | L3 | no | HPLC Column | PEEK | 250 x 4,0 mm
Hypersil clone | 30P4F000PY030 | BISCHOFF ProntoSIL Hypersorb Silica 3µm | Silica | 300 | 4 | 3 | 120 | L3 | no | HPLC Column | PEEK | 300 x 4,0 mm
Hypersil clone | 6305F000PY030 | BISCHOFF ProntoSIL Hypersorb Silica 3µm | Silica | 5 | 4 | 3 | 120 | L3 | no | Cartridges (5 pcs.) | SS | 5 x 4,0 mm
Hypersil clone | 6301F000PY030 | BISCHOFF ProntoSIL Hypersorb Silica 3µm | Silica | 10 | 4 | 3 | 120 | L3 | no | Cartridges (5 pcs.) | SS | 10 x 4,0 mm
Hypersil clone | 6302F000PY030 | BISCHOFF ProntoSIL Hypersorb Silica 3µm | Silica | 20 | 4 | 3 | 120 | L3 | no | Cartridges (5 pcs.) | SS | 20 x 4,0 mm
Hypersil clone | 63P1F000PY030 | BISCHOFF ProntoSIL Hypersorb Silica 3µm | Silica | 10 | 4 | 3 | 120 | L3 | no | Cartridges (5 pcs.) | PEEK | 10 x 4,0 mm
Hypersil clone | 63P2F000PY030 | BISCHOFF ProntoSIL Hypersorb Silica 3µm | Silica | 20 | 4 | 3 | 120 | L3 | no | Cartridges (5 pcs.) | PEEK | 20 x 4,0 mm
Hypersil clone | 6335F000PY030 | BISCHOFF ProntoSIL Hypersorb Silica 3µm | Silica | 5 | 3 | 3 | 120 | L3 | no | Cartridges (5 pcs.) | SS | 5 x 3,0 mm
Hypersil clone | 6331F000PY030 | BISCHOFF ProntoSIL Hypersorb Silica 3µm | Silica | 10 | 3 | 3 | 120 | L3 | no | Cartridges (5 pcs.) | SS | 10 x 3,0 mm
Hypersil clone | 6332F000PY030 | BISCHOFF ProntoSIL Hypersorb Silica 3µm | Silica | 20 | 3 | 3 | 120 | L3 | no | Cartridges (5 pcs.) | SS | 20 x 3,0 mm
Hypersil clone | 6325F000PY030 | BISCHOFF ProntoSIL Hypersorb Silica 3µm | Silica | 5 | 2 | 3 | 120 | L3 | no | Cartridges (5 pcs.) | SS | 5 x 2,0 mm
Hypersil clone | 6321F000PY030 | BISCHOFF ProntoSIL Hypersorb Silica 3µm | Silica | 10 | 2 | 3 | 120 | L3 | no | Cartridges (5 pcs.) | SS | 10 x 2,0 mm
Hypersil clone | 6322F000PY030 | BISCHOFF ProntoSIL Hypersorb Silica 3µm | Silica | 20 | 2 | 3 | 120 | L3 | no | Cartridges (5 pcs.) | SS | 20 x 2,0 mm
Hypersil clone | 6322F000PY030 | BISCHOFF ProntoSIL Hypersorb Silica 3µm | Silica | 20 | 2 | 3 | 120 | L3 | no | Cartridges (5 pcs.) | SS | 20 x 2,0 mm
Hypersil clone | 0102F000PY050 | BISCHOFF ProntoSIL Hypersorb Silica 5µm | Silica | 14 | 2 | 5 | 120 | L3 | no | HPLC Column | SS | 14 x 2,0 mm
Hypersil clone | 0103F000PY050 | BISCHOFF ProntoSIL Hypersorb Silica 5µm | Silica | 14 | 3 | 5 | 120 | L3 | no | HPLC Column | SS | 14 x 3,0 mm
Hypersil clone | 0104F000PY050 | BISCHOFF ProntoSIL Hypersorb Silica 5µm | Silica | 14 | 4 | 5 | 120 | L3 | no | HPLC Column | SS | 14 x 4,0 mm
Hypersil clone | 0146F000PY050 | BISCHOFF ProntoSIL Hypersorb Silica 5µm | Silica | 14 | 4.6 | 5 | 120 | L3 | no | HPLC Column | SS | 14 x 4,6 mm
Hypersil clone | A202F000PY050 | BISCHOFF ProntoSIL Hypersorb Silica 5µm | Silica | 20 | 2 | 5 | 120 | L3 | no | HPLC Column | SS | 20 x 2,0 mm
Hypersil clone | A203F000PY050 | BISCHOFF ProntoSIL Hypersorb Silica 5µm | Silica | 20 | 3 | 5 | 120 | L3 | no | HPLC Column | SS | 20 x 3,0 mm
Hypersil clone | A204F000PY050 | BISCHOFF ProntoSIL Hypersorb Silica 5µm | Silica | 20 | 4 | 5 | 120 | L3 | no | HPLC Column | SS | 20 x 4,0 mm
Hypersil clone | A246F000PY050 | BISCHOFF ProntoSIL Hypersorb Silica 5µm | Silica | 20 | 4.6 | 5 | 120 | L3 | no | HPLC Column | SS | 20 x 4,6 mm
Hypersil clone | 0202F000PY050 | BISCHOFF ProntoSIL Hypersorb Silica 5µm | Silica | 25 | 2 | 5 | 120 | L3 | no | HPLC Column | SS | 25 x 2,0 mm
Hypersil clone | 0203F000PY050 | BISCHOFF ProntoSIL Hypersorb Silica 5µm | Silica | 25 | 3 | 5 | 120 | L3 | no | HPLC Column | SS | 25 x 3,0 mm
Hypersil clone | 0204F000PY050 | BISCHOFF ProntoSIL Hypersorb Silica 5µm | Silica | 25 | 4 | 5 | 120 | L3 | no | HPLC Column | SS | 25 x 4,0 mm
Hypersil clone | 0246F000PY050 | BISCHOFF ProntoSIL Hypersorb Silica 5µm | Silica | 25 | 4.6 | 5 | 120 | L3 | no | HPLC Column | SS | 25 x 4,6 mm
Hypersil clone | 0302F000PY050 | BISCHOFF ProntoSIL Hypersorb Silica 5µm | Silica | 30 | 2 | 5 | 120 | L3 | no | HPLC Column | SS | 30 x 2,0 mm
Hypersil clone | 0303F000PY050 | BISCHOFF ProntoSIL Hypersorb Silica 5µm | Silica | 30 | 3 | 5 | 120 | L3 | no | HPLC Column | SS | 30 x 3,0 mm
Hypersil clone | 0304F000PY050 | BISCHOFF ProntoSIL Hypersorb Silica 5µm | Silica | 30 | 4 | 5 | 120 | L3 | no | HPLC Column | SS | 30 x 4,0 mm
Hypersil clone | 0346F000PY050 | BISCHOFF ProntoSIL Hypersorb Silica 5µm | Silica | 30 | 4.6 | 5 | 120 | L3 | no | HPLC Column | SS | 30 x 4,6 mm
Hypersil clone | 0402F000PY050 | BISCHOFF ProntoSIL Hypersorb Silica 5µm | Silica | 33 | 2 | 5 | 120 | L3 | no | HPLC Column | SS | 33 x 2,0 mm
Hypersil clone | 0403F000PY050 | BISCHOFF ProntoSIL Hypersorb Silica 5µm | Silica | 33 | 3 | 5 | 120 | L3 | no | HPLC Column | SS | 33 x 3,0 mm
Hypersil clone | 0404F000PY050 | BISCHOFF ProntoSIL Hypersorb Silica 5µm | Silica | 33 | 4 | 5 | 120 | L3 | no | HPLC Column | SS | 33 x 4,0 mm
Hypersil clone | 0446F000PY050 | BISCHOFF ProntoSIL Hypersorb Silica 5µm | Silica | 33 | 4.6 | 5 | 120 | L3 | no | HPLC Column | SS | 33 x 4,6 mm
Hypersil clone | A402F000PY050 | BISCHOFF ProntoSIL Hypersorb Silica 5µm | Silica | 40 | 2 | 5 | 120 | L3 | no | HPLC Column | SS | 40 x 2,0 mm
Hypersil clone | A403F000PY050 | BISCHOFF ProntoSIL Hypersorb Silica 5µm | Silica | 40 | 3 | 5 | 120 | L3 | no | HPLC Column | SS | 40 x 3,0 mm
Hypersil clone | A404F000PY050 | BISCHOFF ProntoSIL Hypersorb Silica 5µm | Silica | 40 | 4 | 5 | 120 | L3 | no | HPLC Column | SS | 40 x 4,0 mm
Hypersil clone | A446F000PY050 | BISCHOFF ProntoSIL Hypersorb Silica 5µm | Silica | 40 | 4.6 | 5 | 120 | L3 | no | HPLC Column | SS | 40 x 4,6 mm
Hypersil clone | 0502F000PY050 | BISCHOFF ProntoSIL Hypersorb Silica 5µm | Silica | 50 | 2 | 5 | 120 | L3 | no | HPLC Column | SS | 50 x 2,0 mm
Hypersil clone | 0503F000PY050 | BISCHOFF ProntoSIL Hypersorb Silica 5µm | Silica | 50 | 3 | 5 | 120 | L3 | no | HPLC Column | SS | 50 x 3,0 mm
Hypersil clone | 0504F000PY050 | BISCHOFF ProntoSIL Hypersorb Silica 5µm | Silica | 50 | 4 | 5 | 120 | L3 | no | HPLC Column | SS | 50 x 4,0 mm
Hypersil clone | 0546F000PY050 | BISCHOFF ProntoSIL Hypersorb Silica 5µm | Silica | 50 | 4.6 | 5 | 120 | L3 | no | HPLC Column | SS | 50 x 4,6 mm
Hypersil clone | 0602F000PY050 | BISCHOFF ProntoSIL Hypersorb Silica 5µm | Silica | 53 | 2 | 5 | 120 | L3 | no | HPLC Column | SS | 53 x 2,0 mm
Hypersil clone | 0603F000PY050 | BISCHOFF ProntoSIL Hypersorb Silica 5µm | Silica | 53 | 3 | 5 | 120 | L3 | no | HPLC Column | SS | 53 x 3,0 mm
Hypersil clone | 0604F000PY050 | BISCHOFF ProntoSIL Hypersorb Silica 5µm | Silica | 53 | 4 | 5 | 120 | L3 | no | HPLC Column | SS | 53 x 4,0 mm
Hypersil clone | 0646F000PY050 | BISCHOFF ProntoSIL Hypersorb Silica 5µm | Silica | 53 | 4.6 | 5 | 120 | L3 | no | HPLC Column | SS | 53 x 4,6 mm
Hypersil clone | A602F000PY050 | BISCHOFF ProntoSIL Hypersorb Silica 5µm | Silica | 60 | 2 | 5 | 120 | L3 | no | HPLC Column | SS | 60 x 2,0 mm
Hypersil clone | A603F000PY050 | BISCHOFF ProntoSIL Hypersorb Silica 5µm | Silica | 60 | 3 | 5 | 120 | L3 | no | HPLC Column | SS | 60 x 3,0 mm
Hypersil clone | A604F000PY050 | BISCHOFF ProntoSIL Hypersorb Silica 5µm | Silica | 60 | 4 | 5 | 120 | L3 | no | HPLC Column | SS | 60 x 4,0 mm
Hypersil clone | A646F000PY050 | BISCHOFF ProntoSIL Hypersorb Silica 5µm | Silica | 60 | 4.6 | 5 | 120 | L3 | no | HPLC Column | SS | 60 x 4,6 mm
Hypersil clone | 0702F000PY050 | BISCHOFF ProntoSIL Hypersorb Silica 5µm | Silica | 75 | 2 | 5 | 120 | L3 | no | HPLC Column | SS | 75 x 2,0 mm
Hypersil clone | 0703F000PY050 | BISCHOFF ProntoSIL Hypersorb Silica 5µm | Silica | 75 | 3 | 5 | 120 | L3 | no | HPLC Column | SS | 75 x 3,0 mm
Hypersil clone | 0704F000PY050 | BISCHOFF ProntoSIL Hypersorb Silica 5µm | Silica | 75 | 4 | 5 | 120 | L3 | no | HPLC Column | SS | 75 x 4,0 mm
Hypersil clone | 0746F000PY050 | BISCHOFF ProntoSIL Hypersorb Silica 5µm | Silica | 75 | 4.6 | 5 | 120 | L3 | no | HPLC Column | SS | 75 x 4,6 mm
Hypersil clone | 1002F000PY050 | BISCHOFF ProntoSIL Hypersorb Silica 5µm | Silica | 100 | 2 | 5 | 120 | L3 | no | HPLC Column | SS | 100 x 2,0 mm
Hypersil clone | 1003F000PY050 | BISCHOFF ProntoSIL Hypersorb Silica 5µm | Silica | 100 | 3 | 5 | 120 | L3 | no | HPLC Column | SS | 100 x 3,0 mm
Hypersil clone | 1004F000PY050 | BISCHOFF ProntoSIL Hypersorb Silica 5µm | Silica | 100 | 4 | 5 | 120 | L3 | no | HPLC Column | SS | 100 x 4,0 mm
Hypersil clone | 1046F000PY050 | BISCHOFF ProntoSIL Hypersorb Silica 5µm | Silica | 100 | 4.6 | 5 | 120 | L3 | no | HPLC Column | SS | 100 x 4,6 mm
Hypersil clone | 1202F000PY050 | BISCHOFF ProntoSIL Hypersorb Silica 5µm | Silica | 125 | 2 | 5 | 120 | L3 | no | HPLC Column | SS | 125 x 2,0 mm
Hypersil clone | 1203F000PY050 | BISCHOFF ProntoSIL Hypersorb Silica 5µm | Silica | 125 | 3 | 5 | 120 | L3 | no | HPLC Column | SS | 125 x 3,0 mm
Hypersil clone | 1204F000PY050 | BISCHOFF ProntoSIL Hypersorb Silica 5µm | Silica | 125 | 4 | 5 | 120 | L3 | no | HPLC Column | SS | 125 x 4,0 mm
Hypersil clone | 1246F000PY050 | BISCHOFF ProntoSIL Hypersorb Silica 5µm | Silica | 125 | 4.6 | 5 | 120 | L3 | no | HPLC Column | SS | 125 x 4,6 mm
Hypersil clone | 1502F000PY050 | BISCHOFF ProntoSIL Hypersorb Silica 5µm | Silica | 150 | 2 | 5 | 120 | L3 | no | HPLC Column | SS | 150 x 2,0 mm
Hypersil clone | 1503F000PY050 | BISCHOFF ProntoSIL Hypersorb Silica 5µm | Silica | 150 | 3 | 5 | 120 | L3 | no | HPLC Column | SS | 150 x 3,0 mm
Hypersil clone | 1504F000PY050 | BISCHOFF ProntoSIL Hypersorb Silica 5µm | Silica | 150 | 4 | 5 | 120 | L3 | no | HPLC Column | SS | 150 x 4,0 mm
Hypersil clone | 1546F000PY050 | BISCHOFF ProntoSIL Hypersorb Silica 5µm | Silica | 150 | 4.6 | 5 | 120 | L3 | no | HPLC Column | SS | 150 x 4,6 mm
Hypersil clone | 2002F000PY050 | BISCHOFF ProntoSIL Hypersorb Silica 5µm | Silica | 200 | 2 | 5 | 120 | L3 | no | HPLC Column | SS | 200 x 2,0 mm
Hypersil clone | 2003F000PY050 | BISCHOFF ProntoSIL Hypersorb Silica 5µm | Silica | 200 | 3 | 5 | 120 | L3 | no | HPLC Column | SS | 200 x 3,0 mm
Hypersil clone | 2004F000PY050 | BISCHOFF ProntoSIL Hypersorb Silica 5µm | Silica | 200 | 4 | 5 | 120 | L3 | no | HPLC Column | SS | 200 x 4,0 mm
Hypersil clone | 2046F000PY050 | BISCHOFF ProntoSIL Hypersorb Silica 5µm | Silica | 200 | 4.6 | 5 | 120 | L3 | no | HPLC Column | SS | 200 x 4,6 mm
Hypersil clone | 2502F000PY050 | BISCHOFF ProntoSIL Hypersorb Silica 5µm | Silica | 250 | 2 | 5 | 120 | L3 | no | HPLC Column | SS | 250 x 2,0 mm
Hypersil clone | 2503F000PY050 | BISCHOFF ProntoSIL Hypersorb Silica 5µm | Silica | 250 | 3 | 5 | 120 | L3 | no | HPLC Column | SS | 250 x 3,0 mm
Hypersil clone | 2504F000PY050 | BISCHOFF ProntoSIL Hypersorb Silica 5µm | Silica | 250 | 4 | 5 | 120 | L3 | no | HPLC Column | SS | 250 x 4,0 mm
Hypersil clone | 2546F000PY050 | BISCHOFF ProntoSIL Hypersorb Silica 5µm | Silica | 250 | 4.6 | 5 | 120 | L3 | no | HPLC Column | SS | 250 x 4,6 mm
Hypersil clone | 3002F000PY050 | BISCHOFF ProntoSIL Hypersorb Silica 5µm | Silica | 300 | 2 | 5 | 120 | L3 | no | HPLC Column | SS | 300 x 2,0 mm
Hypersil clone | 3003F000PY050 | BISCHOFF ProntoSIL Hypersorb Silica 5µm | Silica | 300 | 3 | 5 | 120 | L3 | no | HPLC Column | SS | 300 x 3,0 mm
Hypersil clone | 3004F000PY050 | BISCHOFF ProntoSIL Hypersorb Silica 5µm | Silica | 300 | 4 | 5 | 120 | L3 | no | HPLC Column | SS | 300 x 4,0 mm
Hypersil clone | 3046F000PY050 | BISCHOFF ProntoSIL Hypersorb Silica 5µm | Silica | 300 | 4.6 | 5 | 120 | L3 | no | HPLC Column | SS | 300 x 4,6 mm
Hypersil clone | 01P4F000PY050 | BISCHOFF ProntoSIL Hypersorb Silica 5µm | Silica | 14 | 4 | 5 | 120 | L3 | no | HPLC Column | PEEK | 14 x 4,0 mm
Hypersil clone | A2P4F000PY050 | BISCHOFF ProntoSIL Hypersorb Silica 5µm | Silica | 20 | 4 | 5 | 120 | L3 | no | HPLC Column | PEEK | 20 x 4,0 mm
Hypersil clone | 02P4F000PY050 | BISCHOFF ProntoSIL Hypersorb Silica 5µm | Silica | 25 | 4 | 5 | 120 | L3 | no | HPLC Column | PEEK | 25 x 4,0 mm
Hypersil clone | 03P4F000PY050 | BISCHOFF ProntoSIL Hypersorb Silica 5µm | Silica | 30 | 4 | 5 | 120 | L3 | no | HPLC Column | PEEK | 30 x 4,0 mm
Hypersil clone | 04P4F000PY050 | BISCHOFF ProntoSIL Hypersorb Silica 5µm | Silica | 33 | 4 | 5 | 120 | L3 | no | HPLC Column | PEEK | 33 x 4,0 mm
Hypersil clone | A4P4F000PY050 | BISCHOFF ProntoSIL Hypersorb Silica 5µm | Silica | 40 | 4 | 5 | 120 | L3 | no | HPLC Column | PEEK | 40 x 4,0 mm
Hypersil clone | 05P4F000PY050 | BISCHOFF ProntoSIL Hypersorb Silica 5µm | Silica | 50 | 4 | 5 | 120 | L3 | no | HPLC Column | PEEK | 50 x 4,0 mm
Hypersil clone | 06P4F000PY050 | BISCHOFF ProntoSIL Hypersorb Silica 5µm | Silica | 53 | 4 | 5 | 120 | L3 | no | HPLC Column | PEEK | 53 x 4,0 mm
Hypersil clone | A6P4F000PY050 | BISCHOFF ProntoSIL Hypersorb Silica 5µm | Silica | 60 | 4 | 5 | 120 | L3 | no | HPLC Column | PEEK | 60 x 4,0 mm
Hypersil clone | 07P4F000PY050 | BISCHOFF ProntoSIL Hypersorb Silica 5µm | Silica | 75 | 4 | 5 | 120 | L3 | no | HPLC Column | PEEK | 75 x 4,0 mm
Hypersil clone | 10P4F000PY050 | BISCHOFF ProntoSIL Hypersorb Silica 5µm | Silica | 100 | 4 | 5 | 120 | L3 | no | HPLC Column | PEEK | 100 x 4,0 mm
Hypersil clone | 12P4F000PY050 | BISCHOFF ProntoSIL Hypersorb Silica 5µm | Silica | 125 | 4 | 5 | 120 | L3 | no | HPLC Column | PEEK | 125 x 4,0 mm
Hypersil clone | 15P4F000PY050 | BISCHOFF ProntoSIL Hypersorb Silica 5µm | Silica | 150 | 4 | 5 | 120 | L3 | no | HPLC Column | PEEK | 150 x 4,0 mm
Hypersil clone | 20P4F000PY050 | BISCHOFF ProntoSIL Hypersorb Silica 5µm | Silica | 200 | 4 | 5 | 120 | L3 | no | HPLC Column | PEEK | 200 x 4,0 mm
Hypersil clone | 25P4F000PY050 | BISCHOFF ProntoSIL Hypersorb Silica 5µm | Silica | 250 | 4 | 5 | 120 | L3 | no | HPLC Column | PEEK | 250 x 4,0 mm
Hypersil clone | 30P4F000PY050 | BISCHOFF ProntoSIL Hypersorb Silica 5µm | Silica | 300 | 4 | 5 | 120 | L3 | no | HPLC Column | PEEK | 300 x 4,0 mm
Hypersil clone | 6305F000PY050 | BISCHOFF ProntoSIL Hypersorb Silica 5µm | Silica | 5 | 4 | 5 | 120 | L3 | no | Cartridges (5 pcs.) | SS | 5 x 4,0 mm
Hypersil clone | 6301F000PY050 | BISCHOFF ProntoSIL Hypersorb Silica 5µm | Silica | 10 | 4 | 5 | 120 | L3 | no | Cartridges (5 pcs.) | SS | 10 x 4,0 mm
Hypersil clone | 6302F000PY050 | BISCHOFF ProntoSIL Hypersorb Silica 5µm | Silica | 20 | 4 | 5 | 120 | L3 | no | Cartridges (5 pcs.) | SS | 20 x 4,0 mm
Hypersil clone | 63P1F000PY050 | BISCHOFF ProntoSIL Hypersorb Silica 5µm | Silica | 10 | 4 | 5 | 120 | L3 | no | Cartridges (5 pcs.) | PEEK | 10 x 4,0 mm
Hypersil clone | 63P2F000PY050 | BISCHOFF ProntoSIL Hypersorb Silica 5µm | Silica | 20 | 4 | 5 | 120 | L3 | no | Cartridges (5 pcs.) | PEEK | 20 x 4,0 mm
Hypersil clone | 6335F000PY050 | BISCHOFF ProntoSIL Hypersorb Silica 5µm | Silica | 5 | 3 | 5 | 120 | L3 | no | Cartridges (5 pcs.) | SS | 5 x 3,0 mm
Hypersil clone | 6331F000PY050 | BISCHOFF ProntoSIL Hypersorb Silica 5µm | Silica | 10 | 3 | 5 | 120 | L3 | no | Cartridges (5 pcs.) | SS | 10 x 3,0 mm
Hypersil clone | 6332F000PY050 | BISCHOFF ProntoSIL Hypersorb Silica 5µm | Silica | 20 | 3 | 5 | 120 | L3 | no | Cartridges (5 pcs.) | SS | 20 x 3,0 mm
Hypersil clone | 6325F000PY050 | BISCHOFF ProntoSIL Hypersorb Silica 5µm | Silica | 5 | 2 | 5 | 120 | L3 | no | Cartridges (5 pcs.) | SS | 5 x 2,0 mm
Hypersil clone | 6321F000PY050 | BISCHOFF ProntoSIL Hypersorb Silica 5µm | Silica | 10 | 2 | 5 | 120 | L3 | no | Cartridges (5 pcs.) | SS | 10 x 2,0 mm
Hypersil clone | 6322F000PY050 | BISCHOFF ProntoSIL Hypersorb Silica 5µm | Silica | 20 | 2 | 5 | 120 | L3 | no | Cartridges (5 pcs.) | SS | 20 x 2,0 mm
Hypersil clone | 6322F000PY050 | BISCHOFF ProntoSIL Hypersorb Silica 5µm | Silica | 20 | 2 | 5 | 120 | L3 | no | Cartridges (5 pcs.) | SS | 20 x 2,0 mm
Hypersil clone | 0102F150PY050 | BISCHOFF ProntoSIL Hypersorb SAX 5µm | IonExchange | 14 | 2 | 5 | 120 | L14 | no | HPLC Column | SS | 14 x 2,0 mm
Hypersil clone | 0103F150PY050 | BISCHOFF ProntoSIL Hypersorb SAX 5µm | IonExchange | 14 | 3 | 5 | 120 | L14 | no | HPLC Column | SS | 14 x 3,0 mm
Hypersil clone | 0104F150PY050 | BISCHOFF ProntoSIL Hypersorb SAX 5µm | IonExchange | 14 | 4 | 5 | 120 | L14 | no | HPLC Column | SS | 14 x 4,0 mm
Hypersil clone | 0146F150PY050 | BISCHOFF ProntoSIL Hypersorb SAX 5µm | IonExchange | 14 | 4.6 | 5 | 120 | L14 | no | HPLC Column | SS | 14 x 4,6 mm
Hypersil clone | A202F150PY050 | BISCHOFF ProntoSIL Hypersorb SAX 5µm | IonExchange | 20 | 2 | 5 | 120 | L14 | no | HPLC Column | SS | 20 x 2,0 mm
Hypersil clone | A203F150PY050 | BISCHOFF ProntoSIL Hypersorb SAX 5µm | IonExchange | 20 | 3 | 5 | 120 | L14 | no | HPLC Column | SS | 20 x 3,0 mm
Hypersil clone | A204F150PY050 | BISCHOFF ProntoSIL Hypersorb SAX 5µm | IonExchange | 20 | 4 | 5 | 120 | L14 | no | HPLC Column | SS | 20 x 4,0 mm
Hypersil clone | A246F150PY050 | BISCHOFF ProntoSIL Hypersorb SAX 5µm | IonExchange | 20 | 4.6 | 5 | 120 | L14 | no | HPLC Column | SS | 20 x 4,6 mm
Hypersil clone | 0202F150PY050 | BISCHOFF ProntoSIL Hypersorb SAX 5µm | IonExchange | 25 | 2 | 5 | 120 | L14 | no | HPLC Column | SS | 25 x 2,0 mm
Hypersil clone | 0203F150PY050 | BISCHOFF ProntoSIL Hypersorb SAX 5µm | IonExchange | 25 | 3 | 5 | 120 | L14 | no | HPLC Column | SS | 25 x 3,0 mm
Hypersil clone | 0204F150PY050 | BISCHOFF ProntoSIL Hypersorb SAX 5µm | IonExchange | 25 | 4 | 5 | 120 | L14 | no | HPLC Column | SS | 25 x 4,0 mm
Hypersil clone | 0246F150PY050 | BISCHOFF ProntoSIL Hypersorb SAX 5µm | IonExchange | 25 | 4.6 | 5 | 120 | L14 | no | HPLC Column | SS | 25 x 4,6 mm
Hypersil clone | 0302F150PY050 | BISCHOFF ProntoSIL Hypersorb SAX 5µm | IonExchange | 30 | 2 | 5 | 120 | L14 | no | HPLC Column | SS | 30 x 2,0 mm
Hypersil clone | 0303F150PY050 | BISCHOFF ProntoSIL Hypersorb SAX 5µm | IonExchange | 30 | 3 | 5 | 120 | L14 | no | HPLC Column | SS | 30 x 3,0 mm
Hypersil clone | 0304F150PY050 | BISCHOFF ProntoSIL Hypersorb SAX 5µm | IonExchange | 30 | 4 | 5 | 120 | L14 | no | HPLC Column | SS | 30 x 4,0 mm
Hypersil clone | 0346F150PY050 | BISCHOFF ProntoSIL Hypersorb SAX 5µm | IonExchange | 30 | 4.6 | 5 | 120 | L14 | no | HPLC Column | SS | 30 x 4,6 mm
Hypersil clone | 0402F150PY050 | BISCHOFF ProntoSIL Hypersorb SAX 5µm | IonExchange | 33 | 2 | 5 | 120 | L14 | no | HPLC Column | SS | 33 x 2,0 mm
Hypersil clone | 0403F150PY050 | BISCHOFF ProntoSIL Hypersorb SAX 5µm | IonExchange | 33 | 3 | 5 | 120 | L14 | no | HPLC Column | SS | 33 x 3,0 mm
Hypersil clone | 0404F150PY050 | BISCHOFF ProntoSIL Hypersorb SAX 5µm | IonExchange | 33 | 4 | 5 | 120 | L14 | no | HPLC Column | SS | 33 x 4,0 mm
Hypersil clone | 0446F150PY050 | BISCHOFF ProntoSIL Hypersorb SAX 5µm | IonExchange | 33 | 4.6 | 5 | 120 | L14 | no | HPLC Column | SS | 33 x 4,6 mm
Hypersil clone | A402F150PY050 | BISCHOFF ProntoSIL Hypersorb SAX 5µm | IonExchange | 40 | 2 | 5 | 120 | L14 | no | HPLC Column | SS | 40 x 2,0 mm
Hypersil clone | A403F150PY050 | BISCHOFF ProntoSIL Hypersorb SAX 5µm | IonExchange | 40 | 3 | 5 | 120 | L14 | no | HPLC Column | SS | 40 x 3,0 mm
Hypersil clone | A404F150PY050 | BISCHOFF ProntoSIL Hypersorb SAX 5µm | IonExchange | 40 | 4 | 5 | 120 | L14 | no | HPLC Column | SS | 40 x 4,0 mm
Hypersil clone | A446F150PY050 | BISCHOFF ProntoSIL Hypersorb SAX 5µm | IonExchange | 40 | 4.6 | 5 | 120 | L14 | no | HPLC Column | SS | 40 x 4,6 mm
Hypersil clone | 0502F150PY050 | BISCHOFF ProntoSIL Hypersorb SAX 5µm | IonExchange | 50 | 2 | 5 | 120 | L14 | no | HPLC Column | SS | 50 x 2,0 mm
Hypersil clone | 0503F150PY050 | BISCHOFF ProntoSIL Hypersorb SAX 5µm | IonExchange | 50 | 3 | 5 | 120 | L14 | no | HPLC Column | SS | 50 x 3,0 mm
Hypersil clone | 0504F150PY050 | BISCHOFF ProntoSIL Hypersorb SAX 5µm | IonExchange | 50 | 4 | 5 | 120 | L14 | no | HPLC Column | SS | 50 x 4,0 mm
Hypersil clone | 0546F150PY050 | BISCHOFF ProntoSIL Hypersorb SAX 5µm | IonExchange | 50 | 4.6 | 5 | 120 | L14 | no | HPLC Column | SS | 50 x 4,6 mm
Hypersil clone | 0602F150PY050 | BISCHOFF ProntoSIL Hypersorb SAX 5µm | IonExchange | 53 | 2 | 5 | 120 | L14 | no | HPLC Column | SS | 53 x 2,0 mm
Hypersil clone | 0603F150PY050 | BISCHOFF ProntoSIL Hypersorb SAX 5µm | IonExchange | 53 | 3 | 5 | 120 | L14 | no | HPLC Column | SS | 53 x 3,0 mm
Hypersil clone | 0604F150PY050 | BISCHOFF ProntoSIL Hypersorb SAX 5µm | IonExchange | 53 | 4 | 5 | 120 | L14 | no | HPLC Column | SS | 53 x 4,0 mm
Hypersil clone | 0646F150PY050 | BISCHOFF ProntoSIL Hypersorb SAX 5µm | IonExchange | 53 | 4.6 | 5 | 120 | L14 | no | HPLC Column | SS | 53 x 4,6 mm
Hypersil clone | A602F150PY050 | BISCHOFF ProntoSIL Hypersorb SAX 5µm | IonExchange | 60 | 2 | 5 | 120 | L14 | no | HPLC Column | SS | 60 x 2,0 mm
Hypersil clone | A603F150PY050 | BISCHOFF ProntoSIL Hypersorb SAX 5µm | IonExchange | 60 | 3 | 5 | 120 | L14 | no | HPLC Column | SS | 60 x 3,0 mm
Hypersil clone | A604F150PY050 | BISCHOFF ProntoSIL Hypersorb SAX 5µm | IonExchange | 60 | 4 | 5 | 120 | L14 | no | HPLC Column | SS | 60 x 4,0 mm
Hypersil clone | A646F150PY050 | BISCHOFF ProntoSIL Hypersorb SAX 5µm | IonExchange | 60 | 4.6 | 5 | 120 | L14 | no | HPLC Column | SS | 60 x 4,6 mm
Hypersil clone | 0702F150PY050 | BISCHOFF ProntoSIL Hypersorb SAX 5µm | IonExchange | 75 | 2 | 5 | 120 | L14 | no | HPLC Column | SS | 75 x 2,0 mm
Hypersil clone | 0703F150PY050 | BISCHOFF ProntoSIL Hypersorb SAX 5µm | IonExchange | 75 | 3 | 5 | 120 | L14 | no | HPLC Column | SS | 75 x 3,0 mm
Hypersil clone | 0704F150PY050 | BISCHOFF ProntoSIL Hypersorb SAX 5µm | IonExchange | 75 | 4 | 5 | 120 | L14 | no | HPLC Column | SS | 75 x 4,0 mm
Hypersil clone | 0746F150PY050 | BISCHOFF ProntoSIL Hypersorb SAX 5µm | IonExchange | 75 | 4.6 | 5 | 120 | L14 | no | HPLC Column | SS | 75 x 4,6 mm
Hypersil clone | 1002F150PY050 | BISCHOFF ProntoSIL Hypersorb SAX 5µm | IonExchange | 100 | 2 | 5 | 120 | L14 | no | HPLC Column | SS | 100 x 2,0 mm
Hypersil clone | 1003F150PY050 | BISCHOFF ProntoSIL Hypersorb SAX 5µm | IonExchange | 100 | 3 | 5 | 120 | L14 | no | HPLC Column | SS | 100 x 3,0 mm
Hypersil clone | 1004F150PY050 | BISCHOFF ProntoSIL Hypersorb SAX 5µm | IonExchange | 100 | 4 | 5 | 120 | L14 | no | HPLC Column | SS | 100 x 4,0 mm
Hypersil clone | 1046F150PY050 | BISCHOFF ProntoSIL Hypersorb SAX 5µm | IonExchange | 100 | 4.6 | 5 | 120 | L14 | no | HPLC Column | SS | 100 x 4,6 mm
Hypersil clone | 1202F150PY050 | BISCHOFF ProntoSIL Hypersorb SAX 5µm | IonExchange | 125 | 2 | 5 | 120 | L14 | no | HPLC Column | SS | 125 x 2,0 mm
Hypersil clone | 1203F150PY050 | BISCHOFF ProntoSIL Hypersorb SAX 5µm | IonExchange | 125 | 3 | 5 | 120 | L14 | no | HPLC Column | SS | 125 x 3,0 mm
Hypersil clone | 1204F150PY050 | BISCHOFF ProntoSIL Hypersorb SAX 5µm | IonExchange | 125 | 4 | 5 | 120 | L14 | no | HPLC Column | SS | 125 x 4,0 mm
Hypersil clone | 1246F150PY050 | BISCHOFF ProntoSIL Hypersorb SAX 5µm | IonExchange | 125 | 4.6 | 5 | 120 | L14 | no | HPLC Column | SS | 125 x 4,6 mm
Hypersil clone | 1502F150PY050 | BISCHOFF ProntoSIL Hypersorb SAX 5µm | IonExchange | 150 | 2 | 5 | 120 | L14 | no | HPLC Column | SS | 150 x 2,0 mm
Hypersil clone | 1503F150PY050 | BISCHOFF ProntoSIL Hypersorb SAX 5µm | IonExchange | 150 | 3 | 5 | 120 | L14 | no | HPLC Column | SS | 150 x 3,0 mm
Hypersil clone | 1504F150PY050 | BISCHOFF ProntoSIL Hypersorb SAX 5µm | IonExchange | 150 | 4 | 5 | 120 | L14 | no | HPLC Column | SS | 150 x 4,0 mm
Hypersil clone | 1546F150PY050 | BISCHOFF ProntoSIL Hypersorb SAX 5µm | IonExchange | 150 | 4.6 | 5 | 120 | L14 | no | HPLC Column | SS | 150 x 4,6 mm
Hypersil clone | 2002F150PY050 | BISCHOFF ProntoSIL Hypersorb SAX 5µm | IonExchange | 200 | 2 | 5 | 120 | L14 | no | HPLC Column | SS | 200 x 2,0 mm
Hypersil clone | 2003F150PY050 | BISCHOFF ProntoSIL Hypersorb SAX 5µm | IonExchange | 200 | 3 | 5 | 120 | L14 | no | HPLC Column | SS | 200 x 3,0 mm
Hypersil clone | 2004F150PY050 | BISCHOFF ProntoSIL Hypersorb SAX 5µm | IonExchange | 200 | 4 | 5 | 120 | L14 | no | HPLC Column | SS | 200 x 4,0 mm
Hypersil clone | 2046F150PY050 | BISCHOFF ProntoSIL Hypersorb SAX 5µm | IonExchange | 200 | 4.6 | 5 | 120 | L14 | no | HPLC Column | SS | 200 x 4,6 mm
Hypersil clone | 2502F150PY050 | BISCHOFF ProntoSIL Hypersorb SAX 5µm | IonExchange | 250 | 2 | 5 | 120 | L14 | no | HPLC Column | SS | 250 x 2,0 mm
Hypersil clone | 2503F150PY050 | BISCHOFF ProntoSIL Hypersorb SAX 5µm | IonExchange | 250 | 3 | 5 | 120 | L14 | no | HPLC Column | SS | 250 x 3,0 mm
Hypersil clone | 2504F150PY050 | BISCHOFF ProntoSIL Hypersorb SAX 5µm | IonExchange | 250 | 4 | 5 | 120 | L14 | no | HPLC Column | SS | 250 x 4,0 mm
Hypersil clone | 2546F150PY050 | BISCHOFF ProntoSIL Hypersorb SAX 5µm | IonExchange | 250 | 4.6 | 5 | 120 | L14 | no | HPLC Column | SS | 250 x 4,6 mm
Hypersil clone | 3002F150PY050 | BISCHOFF ProntoSIL Hypersorb SAX 5µm | IonExchange | 300 | 2 | 5 | 120 | L14 | no | HPLC Column | SS | 300 x 2,0 mm
Hypersil clone | 3003F150PY050 | BISCHOFF ProntoSIL Hypersorb SAX 5µm | IonExchange | 300 | 3 | 5 | 120 | L14 | no | HPLC Column | SS | 300 x 3,0 mm
Hypersil clone | 3004F150PY050 | BISCHOFF ProntoSIL Hypersorb SAX 5µm | IonExchange | 300 | 4 | 5 | 120 | L14 | no | HPLC Column | SS | 300 x 4,0 mm
Hypersil clone | 3046F150PY050 | BISCHOFF ProntoSIL Hypersorb SAX 5µm | IonExchange | 300 | 4.6 | 5 | 120 | L14 | no | HPLC Column | SS | 300 x 4,6 mm
Hypersil clone | 01P4F150PY050 | BISCHOFF ProntoSIL Hypersorb SAX 5µm | IonExchange | 14 | 4 | 5 | 120 | L14 | no | HPLC Column | PEEK | 14 x 4,0 mm
Hypersil clone | A2P4F150PY050 | BISCHOFF ProntoSIL Hypersorb SAX 5µm | IonExchange | 20 | 4 | 5 | 120 | L14 | no | HPLC Column | PEEK | 20 x 4,0 mm
Hypersil clone | 02P4F150PY050 | BISCHOFF ProntoSIL Hypersorb SAX 5µm | IonExchange | 25 | 4 | 5 | 120 | L14 | no | HPLC Column | PEEK | 25 x 4,0 mm
Hypersil clone | 03P4F150PY050 | BISCHOFF ProntoSIL Hypersorb SAX 5µm | IonExchange | 30 | 4 | 5 | 120 | L14 | no | HPLC Column | PEEK | 30 x 4,0 mm
Hypersil clone | 04P4F150PY050 | BISCHOFF ProntoSIL Hypersorb SAX 5µm | IonExchange | 33 | 4 | 5 | 120 | L14 | no | HPLC Column | PEEK | 33 x 4,0 mm
Hypersil clone | A4P4F150PY050 | BISCHOFF ProntoSIL Hypersorb SAX 5µm | IonExchange | 40 | 4 | 5 | 120 | L14 | no | HPLC Column | PEEK | 40 x 4,0 mm
Hypersil clone | 05P4F150PY050 | BISCHOFF ProntoSIL Hypersorb SAX 5µm | IonExchange | 50 | 4 | 5 | 120 | L14 | no | HPLC Column | PEEK | 50 x 4,0 mm
Hypersil clone | 06P4F150PY050 | BISCHOFF ProntoSIL Hypersorb SAX 5µm | IonExchange | 53 | 4 | 5 | 120 | L14 | no | HPLC Column | PEEK | 53 x 4,0 mm
Hypersil clone | A6P4F150PY050 | BISCHOFF ProntoSIL Hypersorb SAX 5µm | IonExchange | 60 | 4 | 5 | 120 | L14 | no | HPLC Column | PEEK | 60 x 4,0 mm
Hypersil clone | 07P4F150PY050 | BISCHOFF ProntoSIL Hypersorb SAX 5µm | IonExchange | 75 | 4 | 5 | 120 | L14 | no | HPLC Column | PEEK | 75 x 4,0 mm
Hypersil clone | 10P4F150PY050 | BISCHOFF ProntoSIL Hypersorb SAX 5µm | IonExchange | 100 | 4 | 5 | 120 | L14 | no | HPLC Column | PEEK | 100 x 4,0 mm
Hypersil clone | 12P4F150PY050 | BISCHOFF ProntoSIL Hypersorb SAX 5µm | IonExchange | 125 | 4 | 5 | 120 | L14 | no | HPLC Column | PEEK | 125 x 4,0 mm
Hypersil clone | 15P4F150PY050 | BISCHOFF ProntoSIL Hypersorb SAX 5µm | IonExchange | 150 | 4 | 5 | 120 | L14 | no | HPLC Column | PEEK | 150 x 4,0 mm
Hypersil clone | 20P4F150PY050 | BISCHOFF ProntoSIL Hypersorb SAX 5µm | IonExchange | 200 | 4 | 5 | 120 | L14 | no | HPLC Column | PEEK | 200 x 4,0 mm
Hypersil clone | 25P4F150PY050 | BISCHOFF ProntoSIL Hypersorb SAX 5µm | IonExchange | 250 | 4 | 5 | 120 | L14 | no | HPLC Column | PEEK | 250 x 4,0 mm
Hypersil clone | 30P4F150PY050 | BISCHOFF ProntoSIL Hypersorb SAX 5µm | IonExchange | 300 | 4 | 5 | 120 | L14 | no | HPLC Column | PEEK | 300 x 4,0 mm
Hypersil clone | 6305F150PY050 | BISCHOFF ProntoSIL Hypersorb SAX 5µm | IonExchange | 5 | 4 | 5 | 120 | L14 | no | Cartridges (5 pcs.) | SS | 5 x 4,0 mm
Hypersil clone | 6301F150PY050 | BISCHOFF ProntoSIL Hypersorb SAX 5µm | IonExchange | 10 | 4 | 5 | 120 | L14 | no | Cartridges (5 pcs.) | SS | 10 x 4,0 mm
Hypersil clone | 6302F150PY050 | BISCHOFF ProntoSIL Hypersorb SAX 5µm | IonExchange | 20 | 4 | 5 | 120 | L14 | no | Cartridges (5 pcs.) | SS | 20 x 4,0 mm
Hypersil clone | 63P1F150PY050 | BISCHOFF ProntoSIL Hypersorb SAX 5µm | IonExchange | 10 | 4 | 5 | 120 | L14 | no | Cartridges (5 pcs.) | PEEK | 10 x 4,0 mm
Hypersil clone | 63P2F150PY050 | BISCHOFF ProntoSIL Hypersorb SAX 5µm | IonExchange | 20 | 4 | 5 | 120 | L14 | no | Cartridges (5 pcs.) | PEEK | 20 x 4,0 mm
Hypersil clone | 6335F150PY050 | BISCHOFF ProntoSIL Hypersorb SAX 5µm | IonExchange | 5 | 3 | 5 | 120 | L14 | no | Cartridges (5 pcs.) | SS | 5 x 3,0 mm
Hypersil clone | 6331F150PY050 | BISCHOFF ProntoSIL Hypersorb SAX 5µm | IonExchange | 10 | 3 | 5 | 120 | L14 | no | Cartridges (5 pcs.) | SS | 10 x 3,0 mm
Hypersil clone | 6332F150PY050 | BISCHOFF ProntoSIL Hypersorb SAX 5µm | IonExchange | 20 | 3 | 5 | 120 | L14 | no | Cartridges (5 pcs.) | SS | 20 x 3,0 mm
Hypersil clone | 6325F150PY050 | BISCHOFF ProntoSIL Hypersorb SAX 5µm | IonExchange | 5 | 2 | 5 | 120 | L14 | no | Cartridges (5 pcs.) | SS | 5 x 2,0 mm
Hypersil clone | 6321F150PY050 | BISCHOFF ProntoSIL Hypersorb SAX 5µm | IonExchange | 10 | 2 | 5 | 120 | L14 | no | Cartridges (5 pcs.) | SS | 10 x 2,0 mm
Hypersil clone | 6322F150PY050 | BISCHOFF ProntoSIL Hypersorb SAX 5µm | IonExchange | 20 | 2 | 5 | 120 | L14 | no | Cartridges (5 pcs.) | SS | 20 x 2,0 mm
Kromasil clone | 0102E180PK035 | BISCHOFF ProntoSIL KromaPlus 100 C18 3.5µm | C18 | 14 | 2 | 3.5 | 100 | L1 | fully | HPLC Column | SS | 14 x 2,0 mm
Kromasil clone | 0103E180PK035 | BISCHOFF ProntoSIL KromaPlus 100 C18 3.5µm | C18 | 14 | 3 | 3.5 | 100 | L1 | fully | HPLC Column | SS | 14 x 3,0 mm
Kromasil clone | 0104E180PK035 | BISCHOFF ProntoSIL KromaPlus 100 C18 3.5µm | C18 | 14 | 4 | 3.5 | 100 | L1 | fully | HPLC Column | SS | 14 x 4,0 mm
Kromasil clone | 0146E180PK035 | BISCHOFF ProntoSIL KromaPlus 100 C18 3.5µm | C18 | 14 | 4.6 | 3.5 | 100 | L1 | fully | HPLC Column | SS | 14 x 4,6 mm
Kromasil clone | A202E180PK035 | BISCHOFF ProntoSIL KromaPlus 100 C18 3.5µm | C18 | 20 | 2 | 3.5 | 100 | L1 | fully | HPLC Column | SS | 20 x 2,0 mm
Kromasil clone | A203E180PK035 | BISCHOFF ProntoSIL KromaPlus 100 C18 3.5µm | C18 | 20 | 3 | 3.5 | 100 | L1 | fully | HPLC Column | SS | 20 x 3,0 mm
Kromasil clone | A204E180PK035 | BISCHOFF ProntoSIL KromaPlus 100 C18 3.5µm | C18 | 20 | 4 | 3.5 | 100 | L1 | fully | HPLC Column | SS | 20 x 4,0 mm
Kromasil clone | A246E180PK035 | BISCHOFF ProntoSIL KromaPlus 100 C18 3.5µm | C18 | 20 | 4.6 | 3.5 | 100 | L1 | fully | HPLC Column | SS | 20 x 4,6 mm
Kromasil clone | 0202E180PK035 | BISCHOFF ProntoSIL KromaPlus 100 C18 3.5µm | C18 | 25 | 2 | 3.5 | 100 | L1 | fully | HPLC Column | SS | 25 x 2,0 mm
Kromasil clone | 0203E180PK035 | BISCHOFF ProntoSIL KromaPlus 100 C18 3.5µm | C18 | 25 | 3 | 3.5 | 100 | L1 | fully | HPLC Column | SS | 25 x 3,0 mm
Kromasil clone | 0204E180PK035 | BISCHOFF ProntoSIL KromaPlus 100 C18 3.5µm | C18 | 25 | 4 | 3.5 | 100 | L1 | fully | HPLC Column | SS | 25 x 4,0 mm
Kromasil clone | 0246E180PK035 | BISCHOFF ProntoSIL KromaPlus 100 C18 3.5µm | C18 | 25 | 4.6 | 3.5 | 100 | L1 | fully | HPLC Column | SS | 25 x 4,6 mm
Kromasil clone | 0302E180PK035 | BISCHOFF ProntoSIL KromaPlus 100 C18 3.5µm | C18 | 30 | 2 | 3.5 | 100 | L1 | fully | HPLC Column | SS | 30 x 2,0 mm
Kromasil clone | 0303E180PK035 | BISCHOFF ProntoSIL KromaPlus 100 C18 3.5µm | C18 | 30 | 3 | 3.5 | 100 | L1 | fully | HPLC Column | SS | 30 x 3,0 mm
Kromasil clone | 0304E180PK035 | BISCHOFF ProntoSIL KromaPlus 100 C18 3.5µm | C18 | 30 | 4 | 3.5 | 100 | L1 | fully | HPLC Column | SS | 30 x 4,0 mm
Kromasil clone | 0346E180PK035 | BISCHOFF ProntoSIL KromaPlus 100 C18 3.5µm | C18 | 30 | 4.6 | 3.5 | 100 | L1 | fully | HPLC Column | SS | 30 x 4,6 mm
Kromasil clone | 0402E180PK035 | BISCHOFF ProntoSIL KromaPlus 100 C18 3.5µm | C18 | 33 | 2 | 3.5 | 100 | L1 | fully | HPLC Column | SS | 33 x 2,0 mm
Kromasil clone | 0403E180PK035 | BISCHOFF ProntoSIL KromaPlus 100 C18 3.5µm | C18 | 33 | 3 | 3.5 | 100 | L1 | fully | HPLC Column | SS | 33 x 3,0 mm
Kromasil clone | 0404E180PK035 | BISCHOFF ProntoSIL KromaPlus 100 C18 3.5µm | C18 | 33 | 4 | 3.5 | 100 | L1 | fully | HPLC Column | SS | 33 x 4,0 mm
Kromasil clone | 0446E180PK035 | BISCHOFF ProntoSIL KromaPlus 100 C18 3.5µm | C18 | 33 | 4.6 | 3.5 | 100 | L1 | fully | HPLC Column | SS | 33 x 4,6 mm
Kromasil clone | A402E180PK035 | BISCHOFF ProntoSIL KromaPlus 100 C18 3.5µm | C18 | 40 | 2 | 3.5 | 100 | L1 | fully | HPLC Column | SS | 40 x 2,0 mm
Kromasil clone | A403E180PK035 | BISCHOFF ProntoSIL KromaPlus 100 C18 3.5µm | C18 | 40 | 3 | 3.5 | 100 | L1 | fully | HPLC Column | SS | 40 x 3,0 mm
Kromasil clone | A404E180PK035 | BISCHOFF ProntoSIL KromaPlus 100 C18 3.5µm | C18 | 40 | 4 | 3.5 | 100 | L1 | fully | HPLC Column | SS | 40 x 4,0 mm
Kromasil clone | A446E180PK035 | BISCHOFF ProntoSIL KromaPlus 100 C18 3.5µm | C18 | 40 | 4.6 | 3.5 | 100 | L1 | fully | HPLC Column | SS | 40 x 4,6 mm
Kromasil clone | 0502E180PK035 | BISCHOFF ProntoSIL KromaPlus 100 C18 3.5µm | C18 | 50 | 2 | 3.5 | 100 | L1 | fully | HPLC Column | SS | 50 x 2,0 mm
Kromasil clone | 0503E180PK035 | BISCHOFF ProntoSIL KromaPlus 100 C18 3.5µm | C18 | 50 | 3 | 3.5 | 100 | L1 | fully | HPLC Column | SS | 50 x 3,0 mm
Kromasil clone | 0504E180PK035 | BISCHOFF ProntoSIL KromaPlus 100 C18 3.5µm | C18 | 50 | 4 | 3.5 | 100 | L1 | fully | HPLC Column | SS | 50 x 4,0 mm
Kromasil clone | 0546E180PK035 | BISCHOFF ProntoSIL KromaPlus 100 C18 3.5µm | C18 | 50 | 4.6 | 3.5 | 100 | L1 | fully | HPLC Column | SS | 50 x 4,6 mm
Kromasil clone | 0602E180PK035 | BISCHOFF ProntoSIL KromaPlus 100 C18 3.5µm | C18 | 53 | 2 | 3.5 | 100 | L1 | fully | HPLC Column | SS | 53 x 2,0 mm
Kromasil clone | 0603E180PK035 | BISCHOFF ProntoSIL KromaPlus 100 C18 3.5µm | C18 | 53 | 3 | 3.5 | 100 | L1 | fully | HPLC Column | SS | 53 x 3,0 mm
Kromasil clone | 0604E180PK035 | BISCHOFF ProntoSIL KromaPlus 100 C18 3.5µm | C18 | 53 | 4 | 3.5 | 100 | L1 | fully | HPLC Column | SS | 53 x 4,0 mm
Kromasil clone | 0646E180PK035 | BISCHOFF ProntoSIL KromaPlus 100 C18 3.5µm | C18 | 53 | 4.6 | 3.5 | 100 | L1 | fully | HPLC Column | SS | 53 x 4,6 mm
Kromasil clone | A602E180PK035 | BISCHOFF ProntoSIL KromaPlus 100 C18 3.5µm | C18 | 60 | 2 | 3.5 | 100 | L1 | fully | HPLC Column | SS | 60 x 2,0 mm
Kromasil clone | A603E180PK035 | BISCHOFF ProntoSIL KromaPlus 100 C18 3.5µm | C18 | 60 | 3 | 3.5 | 100 | L1 | fully | HPLC Column | SS | 60 x 3,0 mm
Kromasil clone | A604E180PK035 | BISCHOFF ProntoSIL KromaPlus 100 C18 3.5µm | C18 | 60 | 4 | 3.5 | 100 | L1 | fully | HPLC Column | SS | 60 x 4,0 mm
Kromasil clone | A646E180PK035 | BISCHOFF ProntoSIL KromaPlus 100 C18 3.5µm | C18 | 60 | 4.6 | 3.5 | 100 | L1 | fully | HPLC Column | SS | 60 x 4,6 mm
Kromasil clone | 0702E180PK035 | BISCHOFF ProntoSIL KromaPlus 100 C18 3.5µm | C18 | 75 | 2 | 3.5 | 100 | L1 | fully | HPLC Column | SS | 75 x 2,0 mm
Kromasil clone | 0703E180PK035 | BISCHOFF ProntoSIL KromaPlus 100 C18 3.5µm | C18 | 75 | 3 | 3.5 | 100 | L1 | fully | HPLC Column | SS | 75 x 3,0 mm
Kromasil clone | 0704E180PK035 | BISCHOFF ProntoSIL KromaPlus 100 C18 3.5µm | C18 | 75 | 4 | 3.5 | 100 | L1 | fully | HPLC Column | SS | 75 x 4,0 mm
Kromasil clone | 0746E180PK035 | BISCHOFF ProntoSIL KromaPlus 100 C18 3.5µm | C18 | 75 | 4.6 | 3.5 | 100 | L1 | fully | HPLC Column | SS | 75 x 4,6 mm
Kromasil clone | 1002E180PK035 | BISCHOFF ProntoSIL KromaPlus 100 C18 3.5µm | C18 | 100 | 2 | 3.5 | 100 | L1 | fully | HPLC Column | SS | 100 x 2,0 mm
Kromasil clone | 1003E180PK035 | BISCHOFF ProntoSIL KromaPlus 100 C18 3.5µm | C18 | 100 | 3 | 3.5 | 100 | L1 | fully | HPLC Column | SS | 100 x 3,0 mm
Kromasil clone | 1004E180PK035 | BISCHOFF ProntoSIL KromaPlus 100 C18 3.5µm | C18 | 100 | 4 | 3.5 | 100 | L1 | fully | HPLC Column | SS | 100 x 4,0 mm
Kromasil clone | 1046E180PK035 | BISCHOFF ProntoSIL KromaPlus 100 C18 3.5µm | C18 | 100 | 4.6 | 3.5 | 100 | L1 | fully | HPLC Column | SS | 100 x 4,6 mm
Kromasil clone | 1202E180PK035 | BISCHOFF ProntoSIL KromaPlus 100 C18 3.5µm | C18 | 125 | 2 | 3.5 | 100 | L1 | fully | HPLC Column | SS | 125 x 2,0 mm
Kromasil clone | 1203E180PK035 | BISCHOFF ProntoSIL KromaPlus 100 C18 3.5µm | C18 | 125 | 3 | 3.5 | 100 | L1 | fully | HPLC Column | SS | 125 x 3,0 mm
Kromasil clone | 1204E180PK035 | BISCHOFF ProntoSIL KromaPlus 100 C18 3.5µm | C18 | 125 | 4 | 3.5 | 100 | L1 | fully | HPLC Column | SS | 125 x 4,0 mm
Kromasil clone | 1246E180PK035 | BISCHOFF ProntoSIL KromaPlus 100 C18 3.5µm | C18 | 125 | 4.6 | 3.5 | 100 | L1 | fully | HPLC Column | SS | 125 x 4,6 mm
Kromasil clone | 1502E180PK035 | BISCHOFF ProntoSIL KromaPlus 100 C18 3.5µm | C18 | 150 | 2 | 3.5 | 100 | L1 | fully | HPLC Column | SS | 150 x 2,0 mm
Kromasil clone | 1503E180PK035 | BISCHOFF ProntoSIL KromaPlus 100 C18 3.5µm | C18 | 150 | 3 | 3.5 | 100 | L1 | fully | HPLC Column | SS | 150 x 3,0 mm
Kromasil clone | 1504E180PK035 | BISCHOFF ProntoSIL KromaPlus 100 C18 3.5µm | C18 | 150 | 4 | 3.5 | 100 | L1 | fully | HPLC Column | SS | 150 x 4,0 mm
Kromasil clone | 1546E180PK035 | BISCHOFF ProntoSIL KromaPlus 100 C18 3.5µm | C18 | 150 | 4.6 | 3.5 | 100 | L1 | fully | HPLC Column | SS | 150 x 4,6 mm
Kromasil clone | 2002E180PK035 | BISCHOFF ProntoSIL KromaPlus 100 C18 3.5µm | C18 | 200 | 2 | 3.5 | 100 | L1 | fully | HPLC Column | SS | 200 x 2,0 mm
Kromasil clone | 2003E180PK035 | BISCHOFF ProntoSIL KromaPlus 100 C18 3.5µm | C18 | 200 | 3 | 3.5 | 100 | L1 | fully | HPLC Column | SS | 200 x 3,0 mm
Kromasil clone | 2004E180PK035 | BISCHOFF ProntoSIL KromaPlus 100 C18 3.5µm | C18 | 200 | 4 | 3.5 | 100 | L1 | fully | HPLC Column | SS | 200 x 4,0 mm
Kromasil clone | 2046E180PK035 | BISCHOFF ProntoSIL KromaPlus 100 C18 3.5µm | C18 | 200 | 4.6 | 3.5 | 100 | L1 | fully | HPLC Column | SS | 200 x 4,6 mm
Kromasil clone | 2502E180PK035 | BISCHOFF ProntoSIL KromaPlus 100 C18 3.5µm | C18 | 250 | 2 | 3.5 | 100 | L1 | fully | HPLC Column | SS | 250 x 2,0 mm
Kromasil clone | 2503E180PK035 | BISCHOFF ProntoSIL KromaPlus 100 C18 3.5µm | C18 | 250 | 3 | 3.5 | 100 | L1 | fully | HPLC Column | SS | 250 x 3,0 mm
Kromasil clone | 2504E180PK035 | BISCHOFF ProntoSIL KromaPlus 100 C18 3.5µm | C18 | 250 | 4 | 3.5 | 100 | L1 | fully | HPLC Column | SS | 250 x 4,0 mm
Kromasil clone | 2546E180PK035 | BISCHOFF ProntoSIL KromaPlus 100 C18 3.5µm | C18 | 250 | 4.6 | 3.5 | 100 | L1 | fully | HPLC Column | SS | 250 x 4,6 mm
Kromasil clone | 3002E180PK035 | BISCHOFF ProntoSIL KromaPlus 100 C18 3.5µm | C18 | 300 | 2 | 3.5 | 100 | L1 | fully | HPLC Column | SS | 300 x 2,0 mm
Kromasil clone | 3003E180PK035 | BISCHOFF ProntoSIL KromaPlus 100 C18 3.5µm | C18 | 300 | 3 | 3.5 | 100 | L1 | fully | HPLC Column | SS | 300 x 3,0 mm
Kromasil clone | 3004E180PK035 | BISCHOFF ProntoSIL KromaPlus 100 C18 3.5µm | C18 | 300 | 4 | 3.5 | 100 | L1 | fully | HPLC Column | SS | 300 x 4,0 mm
Kromasil clone | 3046E180PK035 | BISCHOFF ProntoSIL KromaPlus 100 C18 3.5µm | C18 | 300 | 4.6 | 3.5 | 100 | L1 | fully | HPLC Column | SS | 300 x 4,6 mm
Kromasil clone | 01P4E180PK035 | BISCHOFF ProntoSIL KromaPlus 100 C18 3.5µm | C18 | 14 | 4 | 3.5 | 100 | L1 | fully | HPLC Column | PEEK | 14 x 4,0 mm
Kromasil clone | A2P4E180PK035 | BISCHOFF ProntoSIL KromaPlus 100 C18 3.5µm | C18 | 20 | 4 | 3.5 | 100 | L1 | fully | HPLC Column | PEEK | 20 x 4,0 mm
Kromasil clone | 02P4E180PK035 | BISCHOFF ProntoSIL KromaPlus 100 C18 3.5µm | C18 | 25 | 4 | 3.5 | 100 | L1 | fully | HPLC Column | PEEK | 25 x 4,0 mm
Kromasil clone | 03P4E180PK035 | BISCHOFF ProntoSIL KromaPlus 100 C18 3.5µm | C18 | 30 | 4 | 3.5 | 100 | L1 | fully | HPLC Column | PEEK | 30 x 4,0 mm
Kromasil clone | 04P4E180PK035 | BISCHOFF ProntoSIL KromaPlus 100 C18 3.5µm | C18 | 33 | 4 | 3.5 | 100 | L1 | fully | HPLC Column | PEEK | 33 x 4,0 mm
Kromasil clone | A4P4E180PK035 | BISCHOFF ProntoSIL KromaPlus 100 C18 3.5µm | C18 | 40 | 4 | 3.5 | 100 | L1 | fully | HPLC Column | PEEK | 40 x 4,0 mm
Kromasil clone | 05P4E180PK035 | BISCHOFF ProntoSIL KromaPlus 100 C18 3.5µm | C18 | 50 | 4 | 3.5 | 100 | L1 | fully | HPLC Column | PEEK | 50 x 4,0 mm
Kromasil clone | 06P4E180PK035 | BISCHOFF ProntoSIL KromaPlus 100 C18 3.5µm | C18 | 53 | 4 | 3.5 | 100 | L1 | fully | HPLC Column | PEEK | 53 x 4,0 mm
Kromasil clone | A6P4E180PK035 | BISCHOFF ProntoSIL KromaPlus 100 C18 3.5µm | C18 | 60 | 4 | 3.5 | 100 | L1 | fully | HPLC Column | PEEK | 60 x 4,0 mm
Kromasil clone | 07P4E180PK035 | BISCHOFF ProntoSIL KromaPlus 100 C18 3.5µm | C18 | 75 | 4 | 3.5 | 100 | L1 | fully | HPLC Column | PEEK | 75 x 4,0 mm
Kromasil clone | 10P4E180PK035 | BISCHOFF ProntoSIL KromaPlus 100 C18 3.5µm | C18 | 100 | 4 | 3.5 | 100 | L1 | fully | HPLC Column | PEEK | 100 x 4,0 mm
Kromasil clone | 12P4E180PK035 | BISCHOFF ProntoSIL KromaPlus 100 C18 3.5µm | C18 | 125 | 4 | 3.5 | 100 | L1 | fully | HPLC Column | PEEK | 125 x 4,0 mm
Kromasil clone | 15P4E180PK035 | BISCHOFF ProntoSIL KromaPlus 100 C18 3.5µm | C18 | 150 | 4 | 3.5 | 100 | L1 | fully | HPLC Column | PEEK | 150 x 4,0 mm
Kromasil clone | 20P4E180PK035 | BISCHOFF ProntoSIL KromaPlus 100 C18 3.5µm | C18 | 200 | 4 | 3.5 | 100 | L1 | fully | HPLC Column | PEEK | 200 x 4,0 mm
Kromasil clone | 25P4E180PK035 | BISCHOFF ProntoSIL KromaPlus 100 C18 3.5µm | C18 | 250 | 4 | 3.5 | 100 | L1 | fully | HPLC Column | PEEK | 250 x 4,0 mm
Kromasil clone | 30P4E180PK035 | BISCHOFF ProntoSIL KromaPlus 100 C18 3.5µm | C18 | 300 | 4 | 3.5 | 100 | L1 | fully | HPLC Column | PEEK | 300 x 4,0 mm
Kromasil clone | 6305E180PK035 | BISCHOFF ProntoSIL KromaPlus 100 C18 3.5µm | C18 | 5 | 4 | 3.5 | 100 | L1 | fully | Cartridges (5 pcs.) | SS | 5 x 4,0 mm
Kromasil clone | 6301E180PK035 | BISCHOFF ProntoSIL KromaPlus 100 C18 3.5µm | C18 | 10 | 4 | 3.5 | 100 | L1 | fully | Cartridges (5 pcs.) | SS | 10 x 4,0 mm
Kromasil clone | 6302E180PK035 | BISCHOFF ProntoSIL KromaPlus 100 C18 3.5µm | C18 | 20 | 4 | 3.5 | 100 | L1 | fully | Cartridges (5 pcs.) | SS | 20 x 4,0 mm
Kromasil clone | 63P1E180PK035 | BISCHOFF ProntoSIL KromaPlus 100 C18 3.5µm | C18 | 10 | 4 | 3.5 | 100 | L1 | fully | Cartridges (5 pcs.) | PEEK | 10 x 4,0 mm
Kromasil clone | 63P2E180PK035 | BISCHOFF ProntoSIL KromaPlus 100 C18 3.5µm | C18 | 20 | 4 | 3.5 | 100 | L1 | fully | Cartridges (5 pcs.) | PEEK | 20 x 4,0 mm
Kromasil clone | 6335E180PK035 | BISCHOFF ProntoSIL KromaPlus 100 C18 3.5µm | C18 | 5 | 3 | 3.5 | 100 | L1 | fully | Cartridges (5 pcs.) | SS | 5 x 3,0 mm
Kromasil clone | 6331E180PK035 | BISCHOFF ProntoSIL KromaPlus 100 C18 3.5µm | C18 | 10 | 3 | 3.5 | 100 | L1 | fully | Cartridges (5 pcs.) | SS | 10 x 3,0 mm
Kromasil clone | 6332E180PK035 | BISCHOFF ProntoSIL KromaPlus 100 C18 3.5µm | C18 | 20 | 3 | 3.5 | 100 | L1 | fully | Cartridges (5 pcs.) | SS | 20 x 3,0 mm
Kromasil clone | 6325E180PK035 | BISCHOFF ProntoSIL KromaPlus 100 C18 3.5µm | C18 | 5 | 2 | 3.5 | 100 | L1 | fully | Cartridges (5 pcs.) | SS | 5 x 2,0 mm
Kromasil clone | 6321E180PK035 | BISCHOFF ProntoSIL KromaPlus 100 C18 3.5µm | C18 | 10 | 2 | 3.5 | 100 | L1 | fully | Cartridges (5 pcs.) | SS | 10 x 2,0 mm
Kromasil clone | 6322E180PK035 | BISCHOFF ProntoSIL KromaPlus 100 C18 3.5µm | C18 | 20 | 2 | 3.5 | 100 | L1 | fully | Cartridges (5 pcs.) | SS | 20 x 2,0 mm
Kromasil clone | 0102E180PK050 | BISCHOFF ProntoSIL KromaPlus 100 C18 5µm | C18 | 14 | 2 | 5 | 100 | L1 | fully | HPLC Column | SS | 14 x 2,0 mm
Kromasil clone | 0103E180PK050 | BISCHOFF ProntoSIL KromaPlus 100 C18 5µm | C18 | 14 | 3 | 5 | 100 | L1 | fully | HPLC Column | SS | 14 x 3,0 mm
Kromasil clone | 0104E180PK050 | BISCHOFF ProntoSIL KromaPlus 100 C18 5µm | C18 | 14 | 4 | 5 | 100 | L1 | fully | HPLC Column | SS | 14 x 4,0 mm
Kromasil clone | 0146E180PK050 | BISCHOFF ProntoSIL KromaPlus 100 C18 5µm | C18 | 14 | 4.6 | 5 | 100 | L1 | fully | HPLC Column | SS | 14 x 4,6 mm
Kromasil clone | A202E180PK050 | BISCHOFF ProntoSIL KromaPlus 100 C18 5µm | C18 | 20 | 2 | 5 | 100 | L1 | fully | HPLC Column | SS | 20 x 2,0 mm
Kromasil clone | A203E180PK050 | BISCHOFF ProntoSIL KromaPlus 100 C18 5µm | C18 | 20 | 3 | 5 | 100 | L1 | fully | HPLC Column | SS | 20 x 3,0 mm
Kromasil clone | A204E180PK050 | BISCHOFF ProntoSIL KromaPlus 100 C18 5µm | C18 | 20 | 4 | 5 | 100 | L1 | fully | HPLC Column | SS | 20 x 4,0 mm
Kromasil clone | A246E180PK050 | BISCHOFF ProntoSIL KromaPlus 100 C18 5µm | C18 | 20 | 4.6 | 5 | 100 | L1 | fully | HPLC Column | SS | 20 x 4,6 mm
Kromasil clone | 0202E180PK050 | BISCHOFF ProntoSIL KromaPlus 100 C18 5µm | C18 | 25 | 2 | 5 | 100 | L1 | fully | HPLC Column | SS | 25 x 2,0 mm
Kromasil clone | 0203E180PK050 | BISCHOFF ProntoSIL KromaPlus 100 C18 5µm | C18 | 25 | 3 | 5 | 100 | L1 | fully | HPLC Column | SS | 25 x 3,0 mm
Kromasil clone | 0204E180PK050 | BISCHOFF ProntoSIL KromaPlus 100 C18 5µm | C18 | 25 | 4 | 5 | 100 | L1 | fully | HPLC Column | SS | 25 x 4,0 mm
Kromasil clone | 0246E180PK050 | BISCHOFF ProntoSIL KromaPlus 100 C18 5µm | C18 | 25 | 4.6 | 5 | 100 | L1 | fully | HPLC Column | SS | 25 x 4,6 mm
Kromasil clone | 0302E180PK050 | BISCHOFF ProntoSIL KromaPlus 100 C18 5µm | C18 | 30 | 2 | 5 | 100 | L1 | fully | HPLC Column | SS | 30 x 2,0 mm
Kromasil clone | 0303E180PK050 | BISCHOFF ProntoSIL KromaPlus 100 C18 5µm | C18 | 30 | 3 | 5 | 100 | L1 | fully | HPLC Column | SS | 30 x 3,0 mm
Kromasil clone | 0304E180PK050 | BISCHOFF ProntoSIL KromaPlus 100 C18 5µm | C18 | 30 | 4 | 5 | 100 | L1 | fully | HPLC Column | SS | 30 x 4,0 mm
Kromasil clone | 0346E180PK050 | BISCHOFF ProntoSIL KromaPlus 100 C18 5µm | C18 | 30 | 4.6 | 5 | 100 | L1 | fully | HPLC Column | SS | 30 x 4,6 mm
Kromasil clone | 0402E180PK050 | BISCHOFF ProntoSIL KromaPlus 100 C18 5µm | C18 | 33 | 2 | 5 | 100 | L1 | fully | HPLC Column | SS | 33 x 2,0 mm
Kromasil clone | 0403E180PK050 | BISCHOFF ProntoSIL KromaPlus 100 C18 5µm | C18 | 33 | 3 | 5 | 100 | L1 | fully | HPLC Column | SS | 33 x 3,0 mm
Kromasil clone | 0404E180PK050 | BISCHOFF ProntoSIL KromaPlus 100 C18 5µm | C18 | 33 | 4 | 5 | 100 | L1 | fully | HPLC Column | SS | 33 x 4,0 mm
Kromasil clone | 0446E180PK050 | BISCHOFF ProntoSIL KromaPlus 100 C18 5µm | C18 | 33 | 4.6 | 5 | 100 | L1 | fully | HPLC Column | SS | 33 x 4,6 mm
Kromasil clone | A402E180PK050 | BISCHOFF ProntoSIL KromaPlus 100 C18 5µm | C18 | 40 | 2 | 5 | 100 | L1 | fully | HPLC Column | SS | 40 x 2,0 mm
Kromasil clone | A403E180PK050 | BISCHOFF ProntoSIL KromaPlus 100 C18 5µm | C18 | 40 | 3 | 5 | 100 | L1 | fully | HPLC Column | SS | 40 x 3,0 mm
Kromasil clone | A404E180PK050 | BISCHOFF ProntoSIL KromaPlus 100 C18 5µm | C18 | 40 | 4 | 5 | 100 | L1 | fully | HPLC Column | SS | 40 x 4,0 mm
Kromasil clone | A446E180PK050 | BISCHOFF ProntoSIL KromaPlus 100 C18 5µm | C18 | 40 | 4.6 | 5 | 100 | L1 | fully | HPLC Column | SS | 40 x 4,6 mm
Kromasil clone | 0502E180PK050 | BISCHOFF ProntoSIL KromaPlus 100 C18 5µm | C18 | 50 | 2 | 5 | 100 | L1 | fully | HPLC Column | SS | 50 x 2,0 mm
Kromasil clone | 0503E180PK050 | BISCHOFF ProntoSIL KromaPlus 100 C18 5µm | C18 | 50 | 3 | 5 | 100 | L1 | fully | HPLC Column | SS | 50 x 3,0 mm
Kromasil clone | 0504E180PK050 | BISCHOFF ProntoSIL KromaPlus 100 C18 5µm | C18 | 50 | 4 | 5 | 100 | L1 | fully | HPLC Column | SS | 50 x 4,0 mm
Kromasil clone | 0546E180PK050 | BISCHOFF ProntoSIL KromaPlus 100 C18 5µm | C18 | 50 | 4.6 | 5 | 100 | L1 | fully | HPLC Column | SS | 50 x 4,6 mm
Kromasil clone | 0602E180PK050 | BISCHOFF ProntoSIL KromaPlus 100 C18 5µm | C18 | 53 | 2 | 5 | 100 | L1 | fully | HPLC Column | SS | 53 x 2,0 mm
Kromasil clone | 0603E180PK050 | BISCHOFF ProntoSIL KromaPlus 100 C18 5µm | C18 | 53 | 3 | 5 | 100 | L1 | fully | HPLC Column | SS | 53 x 3,0 mm
Kromasil clone | 0604E180PK050 | BISCHOFF ProntoSIL KromaPlus 100 C18 5µm | C18 | 53 | 4 | 5 | 100 | L1 | fully | HPLC Column | SS | 53 x 4,0 mm
Kromasil clone | 0646E180PK050 | BISCHOFF ProntoSIL KromaPlus 100 C18 5µm | C18 | 53 | 4.6 | 5 | 100 | L1 | fully | HPLC Column | SS | 53 x 4,6 mm
Kromasil clone | A602E180PK050 | BISCHOFF ProntoSIL KromaPlus 100 C18 5µm | C18 | 60 | 2 | 5 | 100 | L1 | fully | HPLC Column | SS | 60 x 2,0 mm
Kromasil clone | A603E180PK050 | BISCHOFF ProntoSIL KromaPlus 100 C18 5µm | C18 | 60 | 3 | 5 | 100 | L1 | fully | HPLC Column | SS | 60 x 3,0 mm
Kromasil clone | A604E180PK050 | BISCHOFF ProntoSIL KromaPlus 100 C18 5µm | C18 | 60 | 4 | 5 | 100 | L1 | fully | HPLC Column | SS | 60 x 4,0 mm
Kromasil clone | A646E180PK050 | BISCHOFF ProntoSIL KromaPlus 100 C18 5µm | C18 | 60 | 4.6 | 5 | 100 | L1 | fully | HPLC Column | SS | 60 x 4,6 mm
Kromasil clone | 0702E180PK050 | BISCHOFF ProntoSIL KromaPlus 100 C18 5µm | C18 | 75 | 2 | 5 | 100 | L1 | fully | HPLC Column | SS | 75 x 2,0 mm
Kromasil clone | 0703E180PK050 | BISCHOFF ProntoSIL KromaPlus 100 C18 5µm | C18 | 75 | 3 | 5 | 100 | L1 | fully | HPLC Column | SS | 75 x 3,0 mm
Kromasil clone | 0704E180PK050 | BISCHOFF ProntoSIL KromaPlus 100 C18 5µm | C18 | 75 | 4 | 5 | 100 | L1 | fully | HPLC Column | SS | 75 x 4,0 mm
Kromasil clone | 0746E180PK050 | BISCHOFF ProntoSIL KromaPlus 100 C18 5µm | C18 | 75 | 4.6 | 5 | 100 | L1 | fully | HPLC Column | SS | 75 x 4,6 mm
Kromasil clone | 1002E180PK050 | BISCHOFF ProntoSIL KromaPlus 100 C18 5µm | C18 | 100 | 2 | 5 | 100 | L1 | fully | HPLC Column | SS | 100 x 2,0 mm
Kromasil clone | 1003E180PK050 | BISCHOFF ProntoSIL KromaPlus 100 C18 5µm | C18 | 100 | 3 | 5 | 100 | L1 | fully | HPLC Column | SS | 100 x 3,0 mm
Kromasil clone | 1004E180PK050 | BISCHOFF ProntoSIL KromaPlus 100 C18 5µm | C18 | 100 | 4 | 5 | 100 | L1 | fully | HPLC Column | SS | 100 x 4,0 mm
Kromasil clone | 1046E180PK050 | BISCHOFF ProntoSIL KromaPlus 100 C18 5µm | C18 | 100 | 4.6 | 5 | 100 | L1 | fully | HPLC Column | SS | 100 x 4,6 mm
Kromasil clone | 1202E180PK050 | BISCHOFF ProntoSIL KromaPlus 100 C18 5µm | C18 | 125 | 2 | 5 | 100 | L1 | fully | HPLC Column | SS | 125 x 2,0 mm
Kromasil clone | 1203E180PK050 | BISCHOFF ProntoSIL KromaPlus 100 C18 5µm | C18 | 125 | 3 | 5 | 100 | L1 | fully | HPLC Column | SS | 125 x 3,0 mm
Kromasil clone | 1204E180PK050 | BISCHOFF ProntoSIL KromaPlus 100 C18 5µm | C18 | 125 | 4 | 5 | 100 | L1 | fully | HPLC Column | SS | 125 x 4,0 mm
Kromasil clone | 1246E180PK050 | BISCHOFF ProntoSIL KromaPlus 100 C18 5µm | C18 | 125 | 4.6 | 5 | 100 | L1 | fully | HPLC Column | SS | 125 x 4,6 mm
Kromasil clone | 1502E180PK050 | BISCHOFF ProntoSIL KromaPlus 100 C18 5µm | C18 | 150 | 2 | 5 | 100 | L1 | fully | HPLC Column | SS | 150 x 2,0 mm
Kromasil clone | 1503E180PK050 | BISCHOFF ProntoSIL KromaPlus 100 C18 5µm | C18 | 150 | 3 | 5 | 100 | L1 | fully | HPLC Column | SS | 150 x 3,0 mm
Kromasil clone | 1504E180PK050 | BISCHOFF ProntoSIL KromaPlus 100 C18 5µm | C18 | 150 | 4 | 5 | 100 | L1 | fully | HPLC Column | SS | 150 x 4,0 mm
Kromasil clone | 1546E180PK050 | BISCHOFF ProntoSIL KromaPlus 100 C18 5µm | C18 | 150 | 4.6 | 5 | 100 | L1 | fully | HPLC Column | SS | 150 x 4,6 mm
Kromasil clone | 2002E180PK050 | BISCHOFF ProntoSIL KromaPlus 100 C18 5µm | C18 | 200 | 2 | 5 | 100 | L1 | fully | HPLC Column | SS | 200 x 2,0 mm
Kromasil clone | 2003E180PK050 | BISCHOFF ProntoSIL KromaPlus 100 C18 5µm | C18 | 200 | 3 | 5 | 100 | L1 | fully | HPLC Column | SS | 200 x 3,0 mm
Kromasil clone | 2004E180PK050 | BISCHOFF ProntoSIL KromaPlus 100 C18 5µm | C18 | 200 | 4 | 5 | 100 | L1 | fully | HPLC Column | SS | 200 x 4,0 mm
Kromasil clone | 2046E180PK050 | BISCHOFF ProntoSIL KromaPlus 100 C18 5µm | C18 | 200 | 4.6 | 5 | 100 | L1 | fully | HPLC Column | SS | 200 x 4,6 mm
Kromasil clone | 2502E180PK050 | BISCHOFF ProntoSIL KromaPlus 100 C18 5µm | C18 | 250 | 2 | 5 | 100 | L1 | fully | HPLC Column | SS | 250 x 2,0 mm
Kromasil clone | 2503E180PK050 | BISCHOFF ProntoSIL KromaPlus 100 C18 5µm | C18 | 250 | 3 | 5 | 100 | L1 | fully | HPLC Column | SS | 250 x 3,0 mm
Kromasil clone | 2504E180PK050 | BISCHOFF ProntoSIL KromaPlus 100 C18 5µm | C18 | 250 | 4 | 5 | 100 | L1 | fully | HPLC Column | SS | 250 x 4,0 mm
Kromasil clone | 2546E180PK050 | BISCHOFF ProntoSIL KromaPlus 100 C18 5µm | C18 | 250 | 4.6 | 5 | 100 | L1 | fully | HPLC Column | SS | 250 x 4,6 mm
Kromasil clone | 3002E180PK050 | BISCHOFF ProntoSIL KromaPlus 100 C18 5µm | C18 | 300 | 2 | 5 | 100 | L1 | fully | HPLC Column | SS | 300 x 2,0 mm
Kromasil clone | 3003E180PK050 | BISCHOFF ProntoSIL KromaPlus 100 C18 5µm | C18 | 300 | 3 | 5 | 100 | L1 | fully | HPLC Column | SS | 300 x 3,0 mm
Kromasil clone | 3004E180PK050 | BISCHOFF ProntoSIL KromaPlus 100 C18 5µm | C18 | 300 | 4 | 5 | 100 | L1 | fully | HPLC Column | SS | 300 x 4,0 mm
Kromasil clone | 3046E180PK050 | BISCHOFF ProntoSIL KromaPlus 100 C18 5µm | C18 | 300 | 4.6 | 5 | 100 | L1 | fully | HPLC Column | SS | 300 x 4,6 mm
Kromasil clone | 01P4E180PK050 | BISCHOFF ProntoSIL KromaPlus 100 C18 5µm | C18 | 14 | 4 | 5 | 100 | L1 | fully | HPLC Column | PEEK | 14 x 4,0 mm
Kromasil clone | A2P4E180PK050 | BISCHOFF ProntoSIL KromaPlus 100 C18 5µm | C18 | 20 | 4 | 5 | 100 | L1 | fully | HPLC Column | PEEK | 20 x 4,0 mm
Kromasil clone | 02P4E180PK050 | BISCHOFF ProntoSIL KromaPlus 100 C18 5µm | C18 | 25 | 4 | 5 | 100 | L1 | fully | HPLC Column | PEEK | 25 x 4,0 mm
Kromasil clone | 03P4E180PK050 | BISCHOFF ProntoSIL KromaPlus 100 C18 5µm | C18 | 30 | 4 | 5 | 100 | L1 | fully | HPLC Column | PEEK | 30 x 4,0 mm
Kromasil clone | 04P4E180PK050 | BISCHOFF ProntoSIL KromaPlus 100 C18 5µm | C18 | 33 | 4 | 5 | 100 | L1 | fully | HPLC Column | PEEK | 33 x 4,0 mm
Kromasil clone | A4P4E180PK050 | BISCHOFF ProntoSIL KromaPlus 100 C18 5µm | C18 | 40 | 4 | 5 | 100 | L1 | fully | HPLC Column | PEEK | 40 x 4,0 mm
Kromasil clone | 05P4E180PK050 | BISCHOFF ProntoSIL KromaPlus 100 C18 5µm | C18 | 50 | 4 | 5 | 100 | L1 | fully | HPLC Column | PEEK | 50 x 4,0 mm
Kromasil clone | 06P4E180PK050 | BISCHOFF ProntoSIL KromaPlus 100 C18 5µm | C18 | 53 | 4 | 5 | 100 | L1 | fully | HPLC Column | PEEK | 53 x 4,0 mm
Kromasil clone | A6P4E180PK050 | BISCHOFF ProntoSIL KromaPlus 100 C18 5µm | C18 | 60 | 4 | 5 | 100 | L1 | fully | HPLC Column | PEEK | 60 x 4,0 mm
Kromasil clone | 07P4E180PK050 | BISCHOFF ProntoSIL KromaPlus 100 C18 5µm | C18 | 75 | 4 | 5 | 100 | L1 | fully | HPLC Column | PEEK | 75 x 4,0 mm
Kromasil clone | 10P4E180PK050 | BISCHOFF ProntoSIL KromaPlus 100 C18 5µm | C18 | 100 | 4 | 5 | 100 | L1 | fully | HPLC Column | PEEK | 100 x 4,0 mm
Kromasil clone | 12P4E180PK050 | BISCHOFF ProntoSIL KromaPlus 100 C18 5µm | C18 | 125 | 4 | 5 | 100 | L1 | fully | HPLC Column | PEEK | 125 x 4,0 mm
Kromasil clone | 15P4E180PK050 | BISCHOFF ProntoSIL KromaPlus 100 C18 5µm | C18 | 150 | 4 | 5 | 100 | L1 | fully | HPLC Column | PEEK | 150 x 4,0 mm
Kromasil clone | 20P4E180PK050 | BISCHOFF ProntoSIL KromaPlus 100 C18 5µm | C18 | 200 | 4 | 5 | 100 | L1 | fully | HPLC Column | PEEK | 200 x 4,0 mm
Kromasil clone | 25P4E180PK050 | BISCHOFF ProntoSIL KromaPlus 100 C18 5µm | C18 | 250 | 4 | 5 | 100 | L1 | fully | HPLC Column | PEEK | 250 x 4,0 mm
Kromasil clone | 30P4E180PK050 | BISCHOFF ProntoSIL KromaPlus 100 C18 5µm | C18 | 300 | 4 | 5 | 100 | L1 | fully | HPLC Column | PEEK | 300 x 4,0 mm
Kromasil clone | 6305E180PK050 | BISCHOFF ProntoSIL KromaPlus 100 C18 5µm | C18 | 5 | 4 | 5 | 100 | L1 | fully | Cartridges (5 pcs.) | SS | 5 x 4,0 mm
Kromasil clone | 6301E180PK050 | BISCHOFF ProntoSIL KromaPlus 100 C18 5µm | C18 | 10 | 4 | 5 | 100 | L1 | fully | Cartridges (5 pcs.) | SS | 10 x 4,0 mm
Kromasil clone | 6302E180PK050 | BISCHOFF ProntoSIL KromaPlus 100 C18 5µm | C18 | 20 | 4 | 5 | 100 | L1 | fully | Cartridges (5 pcs.) | SS | 20 x 4,0 mm
Kromasil clone | 63P1E180PK050 | BISCHOFF ProntoSIL KromaPlus 100 C18 5µm | C18 | 10 | 4 | 5 | 100 | L1 | fully | Cartridges (5 pcs.) | PEEK | 10 x 4,0 mm
Kromasil clone | 63P2E180PK050 | BISCHOFF ProntoSIL KromaPlus 100 C18 5µm | C18 | 20 | 4 | 5 | 100 | L1 | fully | Cartridges (5 pcs.) | PEEK | 20 x 4,0 mm
Kromasil clone | 6335E180PK050 | BISCHOFF ProntoSIL KromaPlus 100 C18 5µm | C18 | 5 | 3 | 5 | 100 | L1 | fully | Cartridges (5 pcs.) | SS | 5 x 3,0 mm
Kromasil clone | 6331E180PK050 | BISCHOFF ProntoSIL KromaPlus 100 C18 5µm | C18 | 10 | 3 | 5 | 100 | L1 | fully | Cartridges (5 pcs.) | SS | 10 x 3,0 mm
Kromasil clone | 6332E180PK050 | BISCHOFF ProntoSIL KromaPlus 100 C18 5µm | C18 | 20 | 3 | 5 | 100 | L1 | fully | Cartridges (5 pcs.) | SS | 20 x 3,0 mm
Kromasil clone | 6325E180PK050 | BISCHOFF ProntoSIL KromaPlus 100 C18 5µm | C18 | 5 | 2 | 5 | 100 | L1 | fully | Cartridges (5 pcs.) | SS | 5 x 2,0 mm
Kromasil clone | 6321E180PK050 | BISCHOFF ProntoSIL KromaPlus 100 C18 5µm | C18 | 10 | 2 | 5 | 100 | L1 | fully | Cartridges (5 pcs.) | SS | 10 x 2,0 mm
Kromasil clone | 6322E180PK050 | BISCHOFF ProntoSIL KromaPlus 100 C18 5µm | C18 | 20 | 2 | 5 | 100 | L1 | fully | Cartridges (5 pcs.) | SS | 20 x 2,0 mm
Kromasil clone | 0102E180PK100 | BISCHOFF ProntoSIL KromaPlus 100 C18 10µm | C18 | 14 | 2 | 10 | 100 | L1 | fully | HPLC Column | SS | 14 x 2,0 mm
Kromasil clone | 0103E180PK100 | BISCHOFF ProntoSIL KromaPlus 100 C18 10µm | C18 | 14 | 3 | 10 | 100 | L1 | fully | HPLC Column | SS | 14 x 3,0 mm
Kromasil clone | 0104E180PK100 | BISCHOFF ProntoSIL KromaPlus 100 C18 10µm | C18 | 14 | 4 | 10 | 100 | L1 | fully | HPLC Column | SS | 14 x 4,0 mm
Kromasil clone | 0146E180PK100 | BISCHOFF ProntoSIL KromaPlus 100 C18 10µm | C18 | 14 | 4.6 | 10 | 100 | L1 | fully | HPLC Column | SS | 14 x 4,6 mm
Kromasil clone | A202E180PK100 | BISCHOFF ProntoSIL KromaPlus 100 C18 10µm | C18 | 20 | 2 | 10 | 100 | L1 | fully | HPLC Column | SS | 20 x 2,0 mm
Kromasil clone | A203E180PK100 | BISCHOFF ProntoSIL KromaPlus 100 C18 10µm | C18 | 20 | 3 | 10 | 100 | L1 | fully | HPLC Column | SS | 20 x 3,0 mm
Kromasil clone | A204E180PK100 | BISCHOFF ProntoSIL KromaPlus 100 C18 10µm | C18 | 20 | 4 | 10 | 100 | L1 | fully | HPLC Column | SS | 20 x 4,0 mm
Kromasil clone | A246E180PK100 | BISCHOFF ProntoSIL KromaPlus 100 C18 10µm | C18 | 20 | 4.6 | 10 | 100 | L1 | fully | HPLC Column | SS | 20 x 4,6 mm
Kromasil clone | 0202E180PK100 | BISCHOFF ProntoSIL KromaPlus 100 C18 10µm | C18 | 25 | 2 | 10 | 100 | L1 | fully | HPLC Column | SS | 25 x 2,0 mm
Kromasil clone | 0203E180PK100 | BISCHOFF ProntoSIL KromaPlus 100 C18 10µm | C18 | 25 | 3 | 10 | 100 | L1 | fully | HPLC Column | SS | 25 x 3,0 mm
Kromasil clone | 0204E180PK100 | BISCHOFF ProntoSIL KromaPlus 100 C18 10µm | C18 | 25 | 4 | 10 | 100 | L1 | fully | HPLC Column | SS | 25 x 4,0 mm
Kromasil clone | 0246E180PK100 | BISCHOFF ProntoSIL KromaPlus 100 C18 10µm | C18 | 25 | 4.6 | 10 | 100 | L1 | fully | HPLC Column | SS | 25 x 4,6 mm
Kromasil clone | 0302E180PK100 | BISCHOFF ProntoSIL KromaPlus 100 C18 10µm | C18 | 30 | 2 | 10 | 100 | L1 | fully | HPLC Column | SS | 30 x 2,0 mm
Kromasil clone | 0303E180PK100 | BISCHOFF ProntoSIL KromaPlus 100 C18 10µm | C18 | 30 | 3 | 10 | 100 | L1 | fully | HPLC Column | SS | 30 x 3,0 mm
Kromasil clone | 0304E180PK100 | BISCHOFF ProntoSIL KromaPlus 100 C18 10µm | C18 | 30 | 4 | 10 | 100 | L1 | fully | HPLC Column | SS | 30 x 4,0 mm
Kromasil clone | 0346E180PK100 | BISCHOFF ProntoSIL KromaPlus 100 C18 10µm | C18 | 30 | 4.6 | 10 | 100 | L1 | fully | HPLC Column | SS | 30 x 4,6 mm
Kromasil clone | 0402E180PK100 | BISCHOFF ProntoSIL KromaPlus 100 C18 10µm | C18 | 33 | 2 | 10 | 100 | L1 | fully | HPLC Column | SS | 33 x 2,0 mm
Kromasil clone | 0403E180PK100 | BISCHOFF ProntoSIL KromaPlus 100 C18 10µm | C18 | 33 | 3 | 10 | 100 | L1 | fully | HPLC Column | SS | 33 x 3,0 mm
Kromasil clone | 0404E180PK100 | BISCHOFF ProntoSIL KromaPlus 100 C18 10µm | C18 | 33 | 4 | 10 | 100 | L1 | fully | HPLC Column | SS | 33 x 4,0 mm
Kromasil clone | 0446E180PK100 | BISCHOFF ProntoSIL KromaPlus 100 C18 10µm | C18 | 33 | 4.6 | 10 | 100 | L1 | fully | HPLC Column | SS | 33 x 4,6 mm
Kromasil clone | A402E180PK100 | BISCHOFF ProntoSIL KromaPlus 100 C18 10µm | C18 | 40 | 2 | 10 | 100 | L1 | fully | HPLC Column | SS | 40 x 2,0 mm
Kromasil clone | A403E180PK100 | BISCHOFF ProntoSIL KromaPlus 100 C18 10µm | C18 | 40 | 3 | 10 | 100 | L1 | fully | HPLC Column | SS | 40 x 3,0 mm
Kromasil clone | A404E180PK100 | BISCHOFF ProntoSIL KromaPlus 100 C18 10µm | C18 | 40 | 4 | 10 | 100 | L1 | fully | HPLC Column | SS | 40 x 4,0 mm
Kromasil clone | A446E180PK100 | BISCHOFF ProntoSIL KromaPlus 100 C18 10µm | C18 | 40 | 4.6 | 10 | 100 | L1 | fully | HPLC Column | SS | 40 x 4,6 mm
Kromasil clone | 0502E180PK100 | BISCHOFF ProntoSIL KromaPlus 100 C18 10µm | C18 | 50 | 2 | 10 | 100 | L1 | fully | HPLC Column | SS | 50 x 2,0 mm
Kromasil clone | 0503E180PK100 | BISCHOFF ProntoSIL KromaPlus 100 C18 10µm | C18 | 50 | 3 | 10 | 100 | L1 | fully | HPLC Column | SS | 50 x 3,0 mm
Kromasil clone | 0504E180PK100 | BISCHOFF ProntoSIL KromaPlus 100 C18 10µm | C18 | 50 | 4 | 10 | 100 | L1 | fully | HPLC Column | SS | 50 x 4,0 mm
Kromasil clone | 0546E180PK100 | BISCHOFF ProntoSIL KromaPlus 100 C18 10µm | C18 | 50 | 4.6 | 10 | 100 | L1 | fully | HPLC Column | SS | 50 x 4,6 mm
Kromasil clone | 0602E180PK100 | BISCHOFF ProntoSIL KromaPlus 100 C18 10µm | C18 | 53 | 2 | 10 | 100 | L1 | fully | HPLC Column | SS | 53 x 2,0 mm
Kromasil clone | 0603E180PK100 | BISCHOFF ProntoSIL KromaPlus 100 C18 10µm | C18 | 53 | 3 | 10 | 100 | L1 | fully | HPLC Column | SS | 53 x 3,0 mm
Kromasil clone | 0604E180PK100 | BISCHOFF ProntoSIL KromaPlus 100 C18 10µm | C18 | 53 | 4 | 10 | 100 | L1 | fully | HPLC Column | SS | 53 x 4,0 mm
Kromasil clone | 0646E180PK100 | BISCHOFF ProntoSIL KromaPlus 100 C18 10µm | C18 | 53 | 4.6 | 10 | 100 | L1 | fully | HPLC Column | SS | 53 x 4,6 mm
Kromasil clone | A602E180PK100 | BISCHOFF ProntoSIL KromaPlus 100 C18 10µm | C18 | 60 | 2 | 10 | 100 | L1 | fully | HPLC Column | SS | 60 x 2,0 mm
Kromasil clone | A603E180PK100 | BISCHOFF ProntoSIL KromaPlus 100 C18 10µm | C18 | 60 | 3 | 10 | 100 | L1 | fully | HPLC Column | SS | 60 x 3,0 mm
Kromasil clone | A604E180PK100 | BISCHOFF ProntoSIL KromaPlus 100 C18 10µm | C18 | 60 | 4 | 10 | 100 | L1 | fully | HPLC Column | SS | 60 x 4,0 mm
Kromasil clone | A646E180PK100 | BISCHOFF ProntoSIL KromaPlus 100 C18 10µm | C18 | 60 | 4.6 | 10 | 100 | L1 | fully | HPLC Column | SS | 60 x 4,6 mm
Kromasil clone | 0702E180PK100 | BISCHOFF ProntoSIL KromaPlus 100 C18 10µm | C18 | 75 | 2 | 10 | 100 | L1 | fully | HPLC Column | SS | 75 x 2,0 mm
Kromasil clone | 0703E180PK100 | BISCHOFF ProntoSIL KromaPlus 100 C18 10µm | C18 | 75 | 3 | 10 | 100 | L1 | fully | HPLC Column | SS | 75 x 3,0 mm
Kromasil clone | 0704E180PK100 | BISCHOFF ProntoSIL KromaPlus 100 C18 10µm | C18 | 75 | 4 | 10 | 100 | L1 | fully | HPLC Column | SS | 75 x 4,0 mm
Kromasil clone | 0746E180PK100 | BISCHOFF ProntoSIL KromaPlus 100 C18 10µm | C18 | 75 | 4.6 | 10 | 100 | L1 | fully | HPLC Column | SS | 75 x 4,6 mm
Kromasil clone | 1002E180PK100 | BISCHOFF ProntoSIL KromaPlus 100 C18 10µm | C18 | 100 | 2 | 10 | 100 | L1 | fully | HPLC Column | SS | 100 x 2,0 mm
Kromasil clone | 1003E180PK100 | BISCHOFF ProntoSIL KromaPlus 100 C18 10µm | C18 | 100 | 3 | 10 | 100 | L1 | fully | HPLC Column | SS | 100 x 3,0 mm
Kromasil clone | 1004E180PK100 | BISCHOFF ProntoSIL KromaPlus 100 C18 10µm | C18 | 100 | 4 | 10 | 100 | L1 | fully | HPLC Column | SS | 100 x 4,0 mm
Kromasil clone | 1046E180PK100 | BISCHOFF ProntoSIL KromaPlus 100 C18 10µm | C18 | 100 | 4.6 | 10 | 100 | L1 | fully | HPLC Column | SS | 100 x 4,6 mm
Kromasil clone | 1202E180PK100 | BISCHOFF ProntoSIL KromaPlus 100 C18 10µm | C18 | 125 | 2 | 10 | 100 | L1 | fully | HPLC Column | SS | 125 x 2,0 mm
Kromasil clone | 1203E180PK100 | BISCHOFF ProntoSIL KromaPlus 100 C18 10µm | C18 | 125 | 3 | 10 | 100 | L1 | fully | HPLC Column | SS | 125 x 3,0 mm
Kromasil clone | 1204E180PK100 | BISCHOFF ProntoSIL KromaPlus 100 C18 10µm | C18 | 125 | 4 | 10 | 100 | L1 | fully | HPLC Column | SS | 125 x 4,0 mm
Kromasil clone | 1246E180PK100 | BISCHOFF ProntoSIL KromaPlus 100 C18 10µm | C18 | 125 | 4.6 | 10 | 100 | L1 | fully | HPLC Column | SS | 125 x 4,6 mm
Kromasil clone | 1502E180PK100 | BISCHOFF ProntoSIL KromaPlus 100 C18 10µm | C18 | 150 | 2 | 10 | 100 | L1 | fully | HPLC Column | SS | 150 x 2,0 mm
Kromasil clone | 1503E180PK100 | BISCHOFF ProntoSIL KromaPlus 100 C18 10µm | C18 | 150 | 3 | 10 | 100 | L1 | fully | HPLC Column | SS | 150 x 3,0 mm
Kromasil clone | 1504E180PK100 | BISCHOFF ProntoSIL KromaPlus 100 C18 10µm | C18 | 150 | 4 | 10 | 100 | L1 | fully | HPLC Column | SS | 150 x 4,0 mm
Kromasil clone | 1546E180PK100 | BISCHOFF ProntoSIL KromaPlus 100 C18 10µm | C18 | 150 | 4.6 | 10 | 100 | L1 | fully | HPLC Column | SS | 150 x 4,6 mm
Kromasil clone | 2002E180PK100 | BISCHOFF ProntoSIL KromaPlus 100 C18 10µm | C18 | 200 | 2 | 10 | 100 | L1 | fully | HPLC Column | SS | 200 x 2,0 mm
Kromasil clone | 2003E180PK100 | BISCHOFF ProntoSIL KromaPlus 100 C18 10µm | C18 | 200 | 3 | 10 | 100 | L1 | fully | HPLC Column | SS | 200 x 3,0 mm
Kromasil clone | 2004E180PK100 | BISCHOFF ProntoSIL KromaPlus 100 C18 10µm | C18 | 200 | 4 | 10 | 100 | L1 | fully | HPLC Column | SS | 200 x 4,0 mm
Kromasil clone | 2046E180PK100 | BISCHOFF ProntoSIL KromaPlus 100 C18 10µm | C18 | 200 | 4.6 | 10 | 100 | L1 | fully | HPLC Column | SS | 200 x 4,6 mm
Kromasil clone | 2502E180PK100 | BISCHOFF ProntoSIL KromaPlus 100 C18 10µm | C18 | 250 | 2 | 10 | 100 | L1 | fully | HPLC Column | SS | 250 x 2,0 mm
Kromasil clone | 2503E180PK100 | BISCHOFF ProntoSIL KromaPlus 100 C18 10µm | C18 | 250 | 3 | 10 | 100 | L1 | fully | HPLC Column | SS | 250 x 3,0 mm
Kromasil clone | 2504E180PK100 | BISCHOFF ProntoSIL KromaPlus 100 C18 10µm | C18 | 250 | 4 | 10 | 100 | L1 | fully | HPLC Column | SS | 250 x 4,0 mm
Kromasil clone | 2546E180PK100 | BISCHOFF ProntoSIL KromaPlus 100 C18 10µm | C18 | 250 | 4.6 | 10 | 100 | L1 | fully | HPLC Column | SS | 250 x 4,6 mm
Kromasil clone | 3002E180PK100 | BISCHOFF ProntoSIL KromaPlus 100 C18 10µm | C18 | 300 | 2 | 10 | 100 | L1 | fully | HPLC Column | SS | 300 x 2,0 mm
Kromasil clone | 3003E180PK100 | BISCHOFF ProntoSIL KromaPlus 100 C18 10µm | C18 | 300 | 3 | 10 | 100 | L1 | fully | HPLC Column | SS | 300 x 3,0 mm
Kromasil clone | 3004E180PK100 | BISCHOFF ProntoSIL KromaPlus 100 C18 10µm | C18 | 300 | 4 | 10 | 100 | L1 | fully | HPLC Column | SS | 300 x 4,0 mm
Kromasil clone | 3046E180PK100 | BISCHOFF ProntoSIL KromaPlus 100 C18 10µm | C18 | 300 | 4.6 | 10 | 100 | L1 | fully | HPLC Column | SS | 300 x 4,6 mm
Kromasil clone | 01P4E180PK100 | BISCHOFF ProntoSIL KromaPlus 100 C18 10µm | C18 | 14 | 4 | 10 | 100 | L1 | fully | HPLC Column | PEEK | 14 x 4,0 mm
Kromasil clone | A2P4E180PK100 | BISCHOFF ProntoSIL KromaPlus 100 C18 10µm | C18 | 20 | 4 | 10 | 100 | L1 | fully | HPLC Column | PEEK | 20 x 4,0 mm
Kromasil clone | 02P4E180PK100 | BISCHOFF ProntoSIL KromaPlus 100 C18 10µm | C18 | 25 | 4 | 10 | 100 | L1 | fully | HPLC Column | PEEK | 25 x 4,0 mm
Kromasil clone | 03P4E180PK100 | BISCHOFF ProntoSIL KromaPlus 100 C18 10µm | C18 | 30 | 4 | 10 | 100 | L1 | fully | HPLC Column | PEEK | 30 x 4,0 mm
Kromasil clone | 04P4E180PK100 | BISCHOFF ProntoSIL KromaPlus 100 C18 10µm | C18 | 33 | 4 | 10 | 100 | L1 | fully | HPLC Column | PEEK | 33 x 4,0 mm
Kromasil clone | A4P4E180PK100 | BISCHOFF ProntoSIL KromaPlus 100 C18 10µm | C18 | 40 | 4 | 10 | 100 | L1 | fully | HPLC Column | PEEK | 40 x 4,0 mm
Kromasil clone | 05P4E180PK100 | BISCHOFF ProntoSIL KromaPlus 100 C18 10µm | C18 | 50 | 4 | 10 | 100 | L1 | fully | HPLC Column | PEEK | 50 x 4,0 mm
Kromasil clone | 06P4E180PK100 | BISCHOFF ProntoSIL KromaPlus 100 C18 10µm | C18 | 53 | 4 | 10 | 100 | L1 | fully | HPLC Column | PEEK | 53 x 4,0 mm
Kromasil clone | A6P4E180PK100 | BISCHOFF ProntoSIL KromaPlus 100 C18 10µm | C18 | 60 | 4 | 10 | 100 | L1 | fully | HPLC Column | PEEK | 60 x 4,0 mm
Kromasil clone | 07P4E180PK100 | BISCHOFF ProntoSIL KromaPlus 100 C18 10µm | C18 | 75 | 4 | 10 | 100 | L1 | fully | HPLC Column | PEEK | 75 x 4,0 mm
Kromasil clone | 10P4E180PK100 | BISCHOFF ProntoSIL KromaPlus 100 C18 10µm | C18 | 100 | 4 | 10 | 100 | L1 | fully | HPLC Column | PEEK | 100 x 4,0 mm
Kromasil clone | 12P4E180PK100 | BISCHOFF ProntoSIL KromaPlus 100 C18 10µm | C18 | 125 | 4 | 10 | 100 | L1 | fully | HPLC Column | PEEK | 125 x 4,0 mm
Kromasil clone | 15P4E180PK100 | BISCHOFF ProntoSIL KromaPlus 100 C18 10µm | C18 | 150 | 4 | 10 | 100 | L1 | fully | HPLC Column | PEEK | 150 x 4,0 mm
Kromasil clone | 20P4E180PK100 | BISCHOFF ProntoSIL KromaPlus 100 C18 10µm | C18 | 200 | 4 | 10 | 100 | L1 | fully | HPLC Column | PEEK | 200 x 4,0 mm
Kromasil clone | 25P4E180PK100 | BISCHOFF ProntoSIL KromaPlus 100 C18 10µm | C18 | 250 | 4 | 10 | 100 | L1 | fully | HPLC Column | PEEK | 250 x 4,0 mm
Kromasil clone | 30P4E180PK100 | BISCHOFF ProntoSIL KromaPlus 100 C18 10µm | C18 | 300 | 4 | 10 | 100 | L1 | fully | HPLC Column | PEEK | 300 x 4,0 mm
Kromasil clone | 6305E180PK100 | BISCHOFF ProntoSIL KromaPlus 100 C18 10µm | C18 | 5 | 4 | 10 | 100 | L1 | fully | Cartridges (5 pcs.) | SS | 5 x 4,0 mm
Kromasil clone | 6301E180PK100 | BISCHOFF ProntoSIL KromaPlus 100 C18 10µm | C18 | 10 | 4 | 10 | 100 | L1 | fully | Cartridges (5 pcs.) | SS | 10 x 4,0 mm
Kromasil clone | 6302E180PK100 | BISCHOFF ProntoSIL KromaPlus 100 C18 10µm | C18 | 20 | 4 | 10 | 100 | L1 | fully | Cartridges (5 pcs.) | SS | 20 x 4,0 mm
Kromasil clone | 63P1E180PK100 | BISCHOFF ProntoSIL KromaPlus 100 C18 10µm | C18 | 10 | 4 | 10 | 100 | L1 | fully | Cartridges (5 pcs.) | PEEK | 10 x 4,0 mm
Kromasil clone | 63P2E180PK100 | BISCHOFF ProntoSIL KromaPlus 100 C18 10µm | C18 | 20 | 4 | 10 | 100 | L1 | fully | Cartridges (5 pcs.) | PEEK | 20 x 4,0 mm
Kromasil clone | 6335E180PK100 | BISCHOFF ProntoSIL KromaPlus 100 C18 10µm | C18 | 5 | 3 | 10 | 100 | L1 | fully | Cartridges (5 pcs.) | SS | 5 x 3,0 mm
Kromasil clone | 6331E180PK100 | BISCHOFF ProntoSIL KromaPlus 100 C18 10µm | C18 | 10 | 3 | 10 | 100 | L1 | fully | Cartridges (5 pcs.) | SS | 10 x 3,0 mm
Kromasil clone | 6332E180PK100 | BISCHOFF ProntoSIL KromaPlus 100 C18 10µm | C18 | 20 | 3 | 10 | 100 | L1 | fully | Cartridges (5 pcs.) | SS | 20 x 3,0 mm
Kromasil clone | 6325E180PK100 | BISCHOFF ProntoSIL KromaPlus 100 C18 10µm | C18 | 5 | 2 | 10 | 100 | L1 | fully | Cartridges (5 pcs.) | SS | 5 x 2,0 mm
Kromasil clone | 6321E180PK100 | BISCHOFF ProntoSIL KromaPlus 100 C18 10µm | C18 | 10 | 2 | 10 | 100 | L1 | fully | Cartridges (5 pcs.) | SS | 10 x 2,0 mm
Kromasil clone | 6322E180PK100 | BISCHOFF ProntoSIL KromaPlus 100 C18 10µm | C18 | 20 | 2 | 10 | 100 | L1 | fully | Cartridges (5 pcs.) | SS | 20 x 2,0 mm
Kromasil clone | 0102E080PK035 | BISCHOFF ProntoSIL KromaPlus 100 C8 3.5µm | C8 | 14 | 2 | 3.5 | 100 | L7 | fully | HPLC Column | SS | 14 x 2,0 mm
Kromasil clone | 0103E080PK035 | BISCHOFF ProntoSIL KromaPlus 100 C8 3.5µm | C8 | 14 | 3 | 3.5 | 100 | L7 | fully | HPLC Column | SS | 14 x 3,0 mm
Kromasil clone | 0104E080PK035 | BISCHOFF ProntoSIL KromaPlus 100 C8 3.5µm | C8 | 14 | 4 | 3.5 | 100 | L7 | fully | HPLC Column | SS | 14 x 4,0 mm
Kromasil clone | 0146E080PK035 | BISCHOFF ProntoSIL KromaPlus 100 C8 3.5µm | C8 | 14 | 4.6 | 3.5 | 100 | L7 | fully | HPLC Column | SS | 14 x 4,6 mm
Kromasil clone | A202E080PK035 | BISCHOFF ProntoSIL KromaPlus 100 C8 3.5µm | C8 | 20 | 2 | 3.5 | 100 | L7 | fully | HPLC Column | SS | 20 x 2,0 mm
Kromasil clone | A203E080PK035 | BISCHOFF ProntoSIL KromaPlus 100 C8 3.5µm | C8 | 20 | 3 | 3.5 | 100 | L7 | fully | HPLC Column | SS | 20 x 3,0 mm
Kromasil clone | A204E080PK035 | BISCHOFF ProntoSIL KromaPlus 100 C8 3.5µm | C8 | 20 | 4 | 3.5 | 100 | L7 | fully | HPLC Column | SS | 20 x 4,0 mm
Kromasil clone | A246E080PK035 | BISCHOFF ProntoSIL KromaPlus 100 C8 3.5µm | C8 | 20 | 4.6 | 3.5 | 100 | L7 | fully | HPLC Column | SS | 20 x 4,6 mm
Kromasil clone | 0202E080PK035 | BISCHOFF ProntoSIL KromaPlus 100 C8 3.5µm | C8 | 25 | 2 | 3.5 | 100 | L7 | fully | HPLC Column | SS | 25 x 2,0 mm
Kromasil clone | 0203E080PK035 | BISCHOFF ProntoSIL KromaPlus 100 C8 3.5µm | C8 | 25 | 3 | 3.5 | 100 | L7 | fully | HPLC Column | SS | 25 x 3,0 mm
Kromasil clone | 0204E080PK035 | BISCHOFF ProntoSIL KromaPlus 100 C8 3.5µm | C8 | 25 | 4 | 3.5 | 100 | L7 | fully | HPLC Column | SS | 25 x 4,0 mm
Kromasil clone | 0246E080PK035 | BISCHOFF ProntoSIL KromaPlus 100 C8 3.5µm | C8 | 25 | 4.6 | 3.5 | 100 | L7 | fully | HPLC Column | SS | 25 x 4,6 mm
Kromasil clone | 0302E080PK035 | BISCHOFF ProntoSIL KromaPlus 100 C8 3.5µm | C8 | 30 | 2 | 3.5 | 100 | L7 | fully | HPLC Column | SS | 30 x 2,0 mm
Kromasil clone | 0303E080PK035 | BISCHOFF ProntoSIL KromaPlus 100 C8 3.5µm | C8 | 30 | 3 | 3.5 | 100 | L7 | fully | HPLC Column | SS | 30 x 3,0 mm
Kromasil clone | 0304E080PK035 | BISCHOFF ProntoSIL KromaPlus 100 C8 3.5µm | C8 | 30 | 4 | 3.5 | 100 | L7 | fully | HPLC Column | SS | 30 x 4,0 mm
Kromasil clone | 0346E080PK035 | BISCHOFF ProntoSIL KromaPlus 100 C8 3.5µm | C8 | 30 | 4.6 | 3.5 | 100 | L7 | fully | HPLC Column | SS | 30 x 4,6 mm
Kromasil clone | 0402E080PK035 | BISCHOFF ProntoSIL KromaPlus 100 C8 3.5µm | C8 | 33 | 2 | 3.5 | 100 | L7 | fully | HPLC Column | SS | 33 x 2,0 mm
Kromasil clone | 0403E080PK035 | BISCHOFF ProntoSIL KromaPlus 100 C8 3.5µm | C8 | 33 | 3 | 3.5 | 100 | L7 | fully | HPLC Column | SS | 33 x 3,0 mm
Kromasil clone | 0404E080PK035 | BISCHOFF ProntoSIL KromaPlus 100 C8 3.5µm | C8 | 33 | 4 | 3.5 | 100 | L7 | fully | HPLC Column | SS | 33 x 4,0 mm
Kromasil clone | 0446E080PK035 | BISCHOFF ProntoSIL KromaPlus 100 C8 3.5µm | C8 | 33 | 4.6 | 3.5 | 100 | L7 | fully | HPLC Column | SS | 33 x 4,6 mm
Kromasil clone | A402E080PK035 | BISCHOFF ProntoSIL KromaPlus 100 C8 3.5µm | C8 | 40 | 2 | 3.5 | 100 | L7 | fully | HPLC Column | SS | 40 x 2,0 mm
Kromasil clone | A403E080PK035 | BISCHOFF ProntoSIL KromaPlus 100 C8 3.5µm | C8 | 40 | 3 | 3.5 | 100 | L7 | fully | HPLC Column | SS | 40 x 3,0 mm
Kromasil clone | A404E080PK035 | BISCHOFF ProntoSIL KromaPlus 100 C8 3.5µm | C8 | 40 | 4 | 3.5 | 100 | L7 | fully | HPLC Column | SS | 40 x 4,0 mm
Kromasil clone | A446E080PK035 | BISCHOFF ProntoSIL KromaPlus 100 C8 3.5µm | C8 | 40 | 4.6 | 3.5 | 100 | L7 | fully | HPLC Column | SS | 40 x 4,6 mm
Kromasil clone | 0502E080PK035 | BISCHOFF ProntoSIL KromaPlus 100 C8 3.5µm | C8 | 50 | 2 | 3.5 | 100 | L7 | fully | HPLC Column | SS | 50 x 2,0 mm
Kromasil clone | 0503E080PK035 | BISCHOFF ProntoSIL KromaPlus 100 C8 3.5µm | C8 | 50 | 3 | 3.5 | 100 | L7 | fully | HPLC Column | SS | 50 x 3,0 mm
Kromasil clone | 0504E080PK035 | BISCHOFF ProntoSIL KromaPlus 100 C8 3.5µm | C8 | 50 | 4 | 3.5 | 100 | L7 | fully | HPLC Column | SS | 50 x 4,0 mm
Kromasil clone | 0546E080PK035 | BISCHOFF ProntoSIL KromaPlus 100 C8 3.5µm | C8 | 50 | 4.6 | 3.5 | 100 | L7 | fully | HPLC Column | SS | 50 x 4,6 mm
Kromasil clone | 0602E080PK035 | BISCHOFF ProntoSIL KromaPlus 100 C8 3.5µm | C8 | 53 | 2 | 3.5 | 100 | L7 | fully | HPLC Column | SS | 53 x 2,0 mm
Kromasil clone | 0603E080PK035 | BISCHOFF ProntoSIL KromaPlus 100 C8 3.5µm | C8 | 53 | 3 | 3.5 | 100 | L7 | fully | HPLC Column | SS | 53 x 3,0 mm
Kromasil clone | 0604E080PK035 | BISCHOFF ProntoSIL KromaPlus 100 C8 3.5µm | C8 | 53 | 4 | 3.5 | 100 | L7 | fully | HPLC Column | SS | 53 x 4,0 mm
Kromasil clone | 0646E080PK035 | BISCHOFF ProntoSIL KromaPlus 100 C8 3.5µm | C8 | 53 | 4.6 | 3.5 | 100 | L7 | fully | HPLC Column | SS | 53 x 4,6 mm
Kromasil clone | A602E080PK035 | BISCHOFF ProntoSIL KromaPlus 100 C8 3.5µm | C8 | 60 | 2 | 3.5 | 100 | L7 | fully | HPLC Column | SS | 60 x 2,0 mm
Kromasil clone | A603E080PK035 | BISCHOFF ProntoSIL KromaPlus 100 C8 3.5µm | C8 | 60 | 3 | 3.5 | 100 | L7 | fully | HPLC Column | SS | 60 x 3,0 mm
Kromasil clone | A604E080PK035 | BISCHOFF ProntoSIL KromaPlus 100 C8 3.5µm | C8 | 60 | 4 | 3.5 | 100 | L7 | fully | HPLC Column | SS | 60 x 4,0 mm
Kromasil clone | A646E080PK035 | BISCHOFF ProntoSIL KromaPlus 100 C8 3.5µm | C8 | 60 | 4.6 | 3.5 | 100 | L7 | fully | HPLC Column | SS | 60 x 4,6 mm
Kromasil clone | 0702E080PK035 | BISCHOFF ProntoSIL KromaPlus 100 C8 3.5µm | C8 | 75 | 2 | 3.5 | 100 | L7 | fully | HPLC Column | SS | 75 x 2,0 mm
Kromasil clone | 0703E080PK035 | BISCHOFF ProntoSIL KromaPlus 100 C8 3.5µm | C8 | 75 | 3 | 3.5 | 100 | L7 | fully | HPLC Column | SS | 75 x 3,0 mm
Kromasil clone | 0704E080PK035 | BISCHOFF ProntoSIL KromaPlus 100 C8 3.5µm | C8 | 75 | 4 | 3.5 | 100 | L7 | fully | HPLC Column | SS | 75 x 4,0 mm
Kromasil clone | 0746E080PK035 | BISCHOFF ProntoSIL KromaPlus 100 C8 3.5µm | C8 | 75 | 4.6 | 3.5 | 100 | L7 | fully | HPLC Column | SS | 75 x 4,6 mm
Kromasil clone | 1002E080PK035 | BISCHOFF ProntoSIL KromaPlus 100 C8 3.5µm | C8 | 100 | 2 | 3.5 | 100 | L7 | fully | HPLC Column | SS | 100 x 2,0 mm
Kromasil clone | 1003E080PK035 | BISCHOFF ProntoSIL KromaPlus 100 C8 3.5µm | C8 | 100 | 3 | 3.5 | 100 | L7 | fully | HPLC Column | SS | 100 x 3,0 mm
Kromasil clone | 1004E080PK035 | BISCHOFF ProntoSIL KromaPlus 100 C8 3.5µm | C8 | 100 | 4 | 3.5 | 100 | L7 | fully | HPLC Column | SS | 100 x 4,0 mm
Kromasil clone | 1046E080PK035 | BISCHOFF ProntoSIL KromaPlus 100 C8 3.5µm | C8 | 100 | 4.6 | 3.5 | 100 | L7 | fully | HPLC Column | SS | 100 x 4,6 mm
Kromasil clone | 1202E080PK035 | BISCHOFF ProntoSIL KromaPlus 100 C8 3.5µm | C8 | 125 | 2 | 3.5 | 100 | L7 | fully | HPLC Column | SS | 125 x 2,0 mm
Kromasil clone | 1203E080PK035 | BISCHOFF ProntoSIL KromaPlus 100 C8 3.5µm | C8 | 125 | 3 | 3.5 | 100 | L7 | fully | HPLC Column | SS | 125 x 3,0 mm
Kromasil clone | 1204E080PK035 | BISCHOFF ProntoSIL KromaPlus 100 C8 3.5µm | C8 | 125 | 4 | 3.5 | 100 | L7 | fully | HPLC Column | SS | 125 x 4,0 mm
Kromasil clone | 1246E080PK035 | BISCHOFF ProntoSIL KromaPlus 100 C8 3.5µm | C8 | 125 | 4.6 | 3.5 | 100 | L7 | fully | HPLC Column | SS | 125 x 4,6 mm
Kromasil clone | 1502E080PK035 | BISCHOFF ProntoSIL KromaPlus 100 C8 3.5µm | C8 | 150 | 2 | 3.5 | 100 | L7 | fully | HPLC Column | SS | 150 x 2,0 mm
Kromasil clone | 1503E080PK035 | BISCHOFF ProntoSIL KromaPlus 100 C8 3.5µm | C8 | 150 | 3 | 3.5 | 100 | L7 | fully | HPLC Column | SS | 150 x 3,0 mm
Kromasil clone | 1504E080PK035 | BISCHOFF ProntoSIL KromaPlus 100 C8 3.5µm | C8 | 150 | 4 | 3.5 | 100 | L7 | fully | HPLC Column | SS | 150 x 4,0 mm
Kromasil clone | 1546E080PK035 | BISCHOFF ProntoSIL KromaPlus 100 C8 3.5µm | C8 | 150 | 4.6 | 3.5 | 100 | L7 | fully | HPLC Column | SS | 150 x 4,6 mm
Kromasil clone | 2002E080PK035 | BISCHOFF ProntoSIL KromaPlus 100 C8 3.5µm | C8 | 200 | 2 | 3.5 | 100 | L7 | fully | HPLC Column | SS | 200 x 2,0 mm
Kromasil clone | 2003E080PK035 | BISCHOFF ProntoSIL KromaPlus 100 C8 3.5µm | C8 | 200 | 3 | 3.5 | 100 | L7 | fully | HPLC Column | SS | 200 x 3,0 mm
Kromasil clone | 2004E080PK035 | BISCHOFF ProntoSIL KromaPlus 100 C8 3.5µm | C8 | 200 | 4 | 3.5 | 100 | L7 | fully | HPLC Column | SS | 200 x 4,0 mm
Kromasil clone | 2046E080PK035 | BISCHOFF ProntoSIL KromaPlus 100 C8 3.5µm | C8 | 200 | 4.6 | 3.5 | 100 | L7 | fully | HPLC Column | SS | 200 x 4,6 mm
Kromasil clone | 2502E080PK035 | BISCHOFF ProntoSIL KromaPlus 100 C8 3.5µm | C8 | 250 | 2 | 3.5 | 100 | L7 | fully | HPLC Column | SS | 250 x 2,0 mm
Kromasil clone | 2503E080PK035 | BISCHOFF ProntoSIL KromaPlus 100 C8 3.5µm | C8 | 250 | 3 | 3.5 | 100 | L7 | fully | HPLC Column | SS | 250 x 3,0 mm
Kromasil clone | 2504E080PK035 | BISCHOFF ProntoSIL KromaPlus 100 C8 3.5µm | C8 | 250 | 4 | 3.5 | 100 | L7 | fully | HPLC Column | SS | 250 x 4,0 mm
Kromasil clone | 2546E080PK035 | BISCHOFF ProntoSIL KromaPlus 100 C8 3.5µm | C8 | 250 | 4.6 | 3.5 | 100 | L7 | fully | HPLC Column | SS | 250 x 4,6 mm
Kromasil clone | 3002E080PK035 | BISCHOFF ProntoSIL KromaPlus 100 C8 3.5µm | C8 | 300 | 2 | 3.5 | 100 | L7 | fully | HPLC Column | SS | 300 x 2,0 mm
Kromasil clone | 3003E080PK035 | BISCHOFF ProntoSIL KromaPlus 100 C8 3.5µm | C8 | 300 | 3 | 3.5 | 100 | L7 | fully | HPLC Column | SS | 300 x 3,0 mm
Kromasil clone | 3004E080PK035 | BISCHOFF ProntoSIL KromaPlus 100 C8 3.5µm | C8 | 300 | 4 | 3.5 | 100 | L7 | fully | HPLC Column | SS | 300 x 4,0 mm
Kromasil clone | 3046E080PK035 | BISCHOFF ProntoSIL KromaPlus 100 C8 3.5µm | C8 | 300 | 4.6 | 3.5 | 100 | L7 | fully | HPLC Column | SS | 300 x 4,6 mm
Kromasil clone | 01P4E080PK035 | BISCHOFF ProntoSIL KromaPlus 100 C8 3.5µm | C8 | 14 | 4 | 3.5 | 100 | L7 | fully | HPLC Column | PEEK | 14 x 4,0 mm
Kromasil clone | A2P4E080PK035 | BISCHOFF ProntoSIL KromaPlus 100 C8 3.5µm | C8 | 20 | 4 | 3.5 | 100 | L7 | fully | HPLC Column | PEEK | 20 x 4,0 mm
Kromasil clone | 02P4E080PK035 | BISCHOFF ProntoSIL KromaPlus 100 C8 3.5µm | C8 | 25 | 4 | 3.5 | 100 | L7 | fully | HPLC Column | PEEK | 25 x 4,0 mm
Kromasil clone | 03P4E080PK035 | BISCHOFF ProntoSIL KromaPlus 100 C8 3.5µm | C8 | 30 | 4 | 3.5 | 100 | L7 | fully | HPLC Column | PEEK | 30 x 4,0 mm
Kromasil clone | 04P4E080PK035 | BISCHOFF ProntoSIL KromaPlus 100 C8 3.5µm | C8 | 33 | 4 | 3.5 | 100 | L7 | fully | HPLC Column | PEEK | 33 x 4,0 mm
Kromasil clone | A4P4E080PK035 | BISCHOFF ProntoSIL KromaPlus 100 C8 3.5µm | C8 | 40 | 4 | 3.5 | 100 | L7 | fully | HPLC Column | PEEK | 40 x 4,0 mm
Kromasil clone | 05P4E080PK035 | BISCHOFF ProntoSIL KromaPlus 100 C8 3.5µm | C8 | 50 | 4 | 3.5 | 100 | L7 | fully | HPLC Column | PEEK | 50 x 4,0 mm
Kromasil clone | 06P4E080PK035 | BISCHOFF ProntoSIL KromaPlus 100 C8 3.5µm | C8 | 53 | 4 | 3.5 | 100 | L7 | fully | HPLC Column | PEEK | 53 x 4,0 mm
Kromasil clone | A6P4E080PK035 | BISCHOFF ProntoSIL KromaPlus 100 C8 3.5µm | C8 | 60 | 4 | 3.5 | 100 | L7 | fully | HPLC Column | PEEK | 60 x 4,0 mm
Kromasil clone | 07P4E080PK035 | BISCHOFF ProntoSIL KromaPlus 100 C8 3.5µm | C8 | 75 | 4 | 3.5 | 100 | L7 | fully | HPLC Column | PEEK | 75 x 4,0 mm
Kromasil clone | 10P4E080PK035 | BISCHOFF ProntoSIL KromaPlus 100 C8 3.5µm | C8 | 100 | 4 | 3.5 | 100 | L7 | fully | HPLC Column | PEEK | 100 x 4,0 mm
Kromasil clone | 12P4E080PK035 | BISCHOFF ProntoSIL KromaPlus 100 C8 3.5µm | C8 | 125 | 4 | 3.5 | 100 | L7 | fully | HPLC Column | PEEK | 125 x 4,0 mm
Kromasil clone | 15P4E080PK035 | BISCHOFF ProntoSIL KromaPlus 100 C8 3.5µm | C8 | 150 | 4 | 3.5 | 100 | L7 | fully | HPLC Column | PEEK | 150 x 4,0 mm
Kromasil clone | 20P4E080PK035 | BISCHOFF ProntoSIL KromaPlus 100 C8 3.5µm | C8 | 200 | 4 | 3.5 | 100 | L7 | fully | HPLC Column | PEEK | 200 x 4,0 mm
Kromasil clone | 25P4E080PK035 | BISCHOFF ProntoSIL KromaPlus 100 C8 3.5µm | C8 | 250 | 4 | 3.5 | 100 | L7 | fully | HPLC Column | PEEK | 250 x 4,0 mm
Kromasil clone | 30P4E080PK035 | BISCHOFF ProntoSIL KromaPlus 100 C8 3.5µm | C8 | 300 | 4 | 3.5 | 100 | L7 | fully | HPLC Column | PEEK | 300 x 4,0 mm
Kromasil clone | 6305E080PK035 | BISCHOFF ProntoSIL KromaPlus 100 C8 3.5µm | C8 | 5 | 4 | 3.5 | 100 | L7 | fully | Cartridges (5 pcs.) | SS | 5 x 4,0 mm
Kromasil clone | 6301E080PK035 | BISCHOFF ProntoSIL KromaPlus 100 C8 3.5µm | C8 | 10 | 4 | 3.5 | 100 | L7 | fully | Cartridges (5 pcs.) | SS | 10 x 4,0 mm
Kromasil clone | 6302E080PK035 | BISCHOFF ProntoSIL KromaPlus 100 C8 3.5µm | C8 | 20 | 4 | 3.5 | 100 | L7 | fully | Cartridges (5 pcs.) | SS | 20 x 4,0 mm
Kromasil clone | 63P1E080PK035 | BISCHOFF ProntoSIL KromaPlus 100 C8 3.5µm | C8 | 10 | 4 | 3.5 | 100 | L7 | fully | Cartridges (5 pcs.) | PEEK | 10 x 4,0 mm
Kromasil clone | 63P2E080PK035 | BISCHOFF ProntoSIL KromaPlus 100 C8 3.5µm | C8 | 20 | 4 | 3.5 | 100 | L7 | fully | Cartridges (5 pcs.) | PEEK | 20 x 4,0 mm
Kromasil clone | 6335E080PK035 | BISCHOFF ProntoSIL KromaPlus 100 C8 3.5µm | C8 | 5 | 3 | 3.5 | 100 | L7 | fully | Cartridges (5 pcs.) | SS | 5 x 3,0 mm
Kromasil clone | 6331E080PK035 | BISCHOFF ProntoSIL KromaPlus 100 C8 3.5µm | C8 | 10 | 3 | 3.5 | 100 | L7 | fully | Cartridges (5 pcs.) | SS | 10 x 3,0 mm
Kromasil clone | 6332E080PK035 | BISCHOFF ProntoSIL KromaPlus 100 C8 3.5µm | C8 | 20 | 3 | 3.5 | 100 | L7 | fully | Cartridges (5 pcs.) | SS | 20 x 3,0 mm
Kromasil clone | 6325E080PK035 | BISCHOFF ProntoSIL KromaPlus 100 C8 3.5µm | C8 | 5 | 2 | 3.5 | 100 | L7 | fully | Cartridges (5 pcs.) | SS | 5 x 2,0 mm
Kromasil clone | 6321E080PK035 | BISCHOFF ProntoSIL KromaPlus 100 C8 3.5µm | C8 | 10 | 2 | 3.5 | 100 | L7 | fully | Cartridges (5 pcs.) | SS | 10 x 2,0 mm
Kromasil clone | 6322E080PK035 | BISCHOFF ProntoSIL KromaPlus 100 C8 3.5µm | C8 | 20 | 2 | 3.5 | 100 | L7 | fully | Cartridges (5 pcs.) | SS | 20 x 2,0 mm
Kromasil clone | 0102E080PK050 | BISCHOFF ProntoSIL KromaPlus 100 C8 5µm | C8 | 14 | 2 | 5 | 100 | L7 | fully | HPLC Column | SS | 14 x 2,0 mm
Kromasil clone | 0103E080PK050 | BISCHOFF ProntoSIL KromaPlus 100 C8 5µm | C8 | 14 | 3 | 5 | 100 | L7 | fully | HPLC Column | SS | 14 x 3,0 mm
Kromasil clone | 0104E080PK050 | BISCHOFF ProntoSIL KromaPlus 100 C8 5µm | C8 | 14 | 4 | 5 | 100 | L7 | fully | HPLC Column | SS | 14 x 4,0 mm
Kromasil clone | 0146E080PK050 | BISCHOFF ProntoSIL KromaPlus 100 C8 5µm | C8 | 14 | 4.6 | 5 | 100 | L7 | fully | HPLC Column | SS | 14 x 4,6 mm
Kromasil clone | A202E080PK050 | BISCHOFF ProntoSIL KromaPlus 100 C8 5µm | C8 | 20 | 2 | 5 | 100 | L7 | fully | HPLC Column | SS | 20 x 2,0 mm
Kromasil clone | A203E080PK050 | BISCHOFF ProntoSIL KromaPlus 100 C8 5µm | C8 | 20 | 3 | 5 | 100 | L7 | fully | HPLC Column | SS | 20 x 3,0 mm
Kromasil clone | A204E080PK050 | BISCHOFF ProntoSIL KromaPlus 100 C8 5µm | C8 | 20 | 4 | 5 | 100 | L7 | fully | HPLC Column | SS | 20 x 4,0 mm
Kromasil clone | A246E080PK050 | BISCHOFF ProntoSIL KromaPlus 100 C8 5µm | C8 | 20 | 4.6 | 5 | 100 | L7 | fully | HPLC Column | SS | 20 x 4,6 mm
Kromasil clone | 0202E080PK050 | BISCHOFF ProntoSIL KromaPlus 100 C8 5µm | C8 | 25 | 2 | 5 | 100 | L7 | fully | HPLC Column | SS | 25 x 2,0 mm
Kromasil clone | 0203E080PK050 | BISCHOFF ProntoSIL KromaPlus 100 C8 5µm | C8 | 25 | 3 | 5 | 100 | L7 | fully | HPLC Column | SS | 25 x 3,0 mm
Kromasil clone | 0204E080PK050 | BISCHOFF ProntoSIL KromaPlus 100 C8 5µm | C8 | 25 | 4 | 5 | 100 | L7 | fully | HPLC Column | SS | 25 x 4,0 mm
Kromasil clone | 0246E080PK050 | BISCHOFF ProntoSIL KromaPlus 100 C8 5µm | C8 | 25 | 4.6 | 5 | 100 | L7 | fully | HPLC Column | SS | 25 x 4,6 mm
Kromasil clone | 0302E080PK050 | BISCHOFF ProntoSIL KromaPlus 100 C8 5µm | C8 | 30 | 2 | 5 | 100 | L7 | fully | HPLC Column | SS | 30 x 2,0 mm
Kromasil clone | 0303E080PK050 | BISCHOFF ProntoSIL KromaPlus 100 C8 5µm | C8 | 30 | 3 | 5 | 100 | L7 | fully | HPLC Column | SS | 30 x 3,0 mm
Kromasil clone | 0304E080PK050 | BISCHOFF ProntoSIL KromaPlus 100 C8 5µm | C8 | 30 | 4 | 5 | 100 | L7 | fully | HPLC Column | SS | 30 x 4,0 mm
Kromasil clone | 0346E080PK050 | BISCHOFF ProntoSIL KromaPlus 100 C8 5µm | C8 | 30 | 4.6 | 5 | 100 | L7 | fully | HPLC Column | SS | 30 x 4,6 mm
Kromasil clone | 0402E080PK050 | BISCHOFF ProntoSIL KromaPlus 100 C8 5µm | C8 | 33 | 2 | 5 | 100 | L7 | fully | HPLC Column | SS | 33 x 2,0 mm
Kromasil clone | 0403E080PK050 | BISCHOFF ProntoSIL KromaPlus 100 C8 5µm | C8 | 33 | 3 | 5 | 100 | L7 | fully | HPLC Column | SS | 33 x 3,0 mm
Kromasil clone | 0404E080PK050 | BISCHOFF ProntoSIL KromaPlus 100 C8 5µm | C8 | 33 | 4 | 5 | 100 | L7 | fully | HPLC Column | SS | 33 x 4,0 mm
Kromasil clone | 0446E080PK050 | BISCHOFF ProntoSIL KromaPlus 100 C8 5µm | C8 | 33 | 4.6 | 5 | 100 | L7 | fully | HPLC Column | SS | 33 x 4,6 mm
Kromasil clone | A402E080PK050 | BISCHOFF ProntoSIL KromaPlus 100 C8 5µm | C8 | 40 | 2 | 5 | 100 | L7 | fully | HPLC Column | SS | 40 x 2,0 mm
Kromasil clone | A403E080PK050 | BISCHOFF ProntoSIL KromaPlus 100 C8 5µm | C8 | 40 | 3 | 5 | 100 | L7 | fully | HPLC Column | SS | 40 x 3,0 mm
Kromasil clone | A404E080PK050 | BISCHOFF ProntoSIL KromaPlus 100 C8 5µm | C8 | 40 | 4 | 5 | 100 | L7 | fully | HPLC Column | SS | 40 x 4,0 mm
Kromasil clone | A446E080PK050 | BISCHOFF ProntoSIL KromaPlus 100 C8 5µm | C8 | 40 | 4.6 | 5 | 100 | L7 | fully | HPLC Column | SS | 40 x 4,6 mm
Kromasil clone | 0502E080PK050 | BISCHOFF ProntoSIL KromaPlus 100 C8 5µm | C8 | 50 | 2 | 5 | 100 | L7 | fully | HPLC Column | SS | 50 x 2,0 mm
Kromasil clone | 0503E080PK050 | BISCHOFF ProntoSIL KromaPlus 100 C8 5µm | C8 | 50 | 3 | 5 | 100 | L7 | fully | HPLC Column | SS | 50 x 3,0 mm
Kromasil clone | 0504E080PK050 | BISCHOFF ProntoSIL KromaPlus 100 C8 5µm | C8 | 50 | 4 | 5 | 100 | L7 | fully | HPLC Column | SS | 50 x 4,0 mm
Kromasil clone | 0546E080PK050 | BISCHOFF ProntoSIL KromaPlus 100 C8 5µm | C8 | 50 | 4.6 | 5 | 100 | L7 | fully | HPLC Column | SS | 50 x 4,6 mm
Kromasil clone | 0602E080PK050 | BISCHOFF ProntoSIL KromaPlus 100 C8 5µm | C8 | 53 | 2 | 5 | 100 | L7 | fully | HPLC Column | SS | 53 x 2,0 mm
Kromasil clone | 0603E080PK050 | BISCHOFF ProntoSIL KromaPlus 100 C8 5µm | C8 | 53 | 3 | 5 | 100 | L7 | fully | HPLC Column | SS | 53 x 3,0 mm
Kromasil clone | 0604E080PK050 | BISCHOFF ProntoSIL KromaPlus 100 C8 5µm | C8 | 53 | 4 | 5 | 100 | L7 | fully | HPLC Column | SS | 53 x 4,0 mm
Kromasil clone | 0646E080PK050 | BISCHOFF ProntoSIL KromaPlus 100 C8 5µm | C8 | 53 | 4.6 | 5 | 100 | L7 | fully | HPLC Column | SS | 53 x 4,6 mm
Kromasil clone | A602E080PK050 | BISCHOFF ProntoSIL KromaPlus 100 C8 5µm | C8 | 60 | 2 | 5 | 100 | L7 | fully | HPLC Column | SS | 60 x 2,0 mm
Kromasil clone | A603E080PK050 | BISCHOFF ProntoSIL KromaPlus 100 C8 5µm | C8 | 60 | 3 | 5 | 100 | L7 | fully | HPLC Column | SS | 60 x 3,0 mm
Kromasil clone | A604E080PK050 | BISCHOFF ProntoSIL KromaPlus 100 C8 5µm | C8 | 60 | 4 | 5 | 100 | L7 | fully | HPLC Column | SS | 60 x 4,0 mm
Kromasil clone | A646E080PK050 | BISCHOFF ProntoSIL KromaPlus 100 C8 5µm | C8 | 60 | 4.6 | 5 | 100 | L7 | fully | HPLC Column | SS | 60 x 4,6 mm
Kromasil clone | 0702E080PK050 | BISCHOFF ProntoSIL KromaPlus 100 C8 5µm | C8 | 75 | 2 | 5 | 100 | L7 | fully | HPLC Column | SS | 75 x 2,0 mm
Kromasil clone | 0703E080PK050 | BISCHOFF ProntoSIL KromaPlus 100 C8 5µm | C8 | 75 | 3 | 5 | 100 | L7 | fully | HPLC Column | SS | 75 x 3,0 mm
Kromasil clone | 0704E080PK050 | BISCHOFF ProntoSIL KromaPlus 100 C8 5µm | C8 | 75 | 4 | 5 | 100 | L7 | fully | HPLC Column | SS | 75 x 4,0 mm
Kromasil clone | 0746E080PK050 | BISCHOFF ProntoSIL KromaPlus 100 C8 5µm | C8 | 75 | 4.6 | 5 | 100 | L7 | fully | HPLC Column | SS | 75 x 4,6 mm
Kromasil clone | 1002E080PK050 | BISCHOFF ProntoSIL KromaPlus 100 C8 5µm | C8 | 100 | 2 | 5 | 100 | L7 | fully | HPLC Column | SS | 100 x 2,0 mm
Kromasil clone | 1003E080PK050 | BISCHOFF ProntoSIL KromaPlus 100 C8 5µm | C8 | 100 | 3 | 5 | 100 | L7 | fully | HPLC Column | SS | 100 x 3,0 mm
Kromasil clone | 1004E080PK050 | BISCHOFF ProntoSIL KromaPlus 100 C8 5µm | C8 | 100 | 4 | 5 | 100 | L7 | fully | HPLC Column | SS | 100 x 4,0 mm
Kromasil clone | 1046E080PK050 | BISCHOFF ProntoSIL KromaPlus 100 C8 5µm | C8 | 100 | 4.6 | 5 | 100 | L7 | fully | HPLC Column | SS | 100 x 4,6 mm
Kromasil clone | 1202E080PK050 | BISCHOFF ProntoSIL KromaPlus 100 C8 5µm | C8 | 125 | 2 | 5 | 100 | L7 | fully | HPLC Column | SS | 125 x 2,0 mm
Kromasil clone | 1203E080PK050 | BISCHOFF ProntoSIL KromaPlus 100 C8 5µm | C8 | 125 | 3 | 5 | 100 | L7 | fully | HPLC Column | SS | 125 x 3,0 mm
Kromasil clone | 1204E080PK050 | BISCHOFF ProntoSIL KromaPlus 100 C8 5µm | C8 | 125 | 4 | 5 | 100 | L7 | fully | HPLC Column | SS | 125 x 4,0 mm
Kromasil clone | 1246E080PK050 | BISCHOFF ProntoSIL KromaPlus 100 C8 5µm | C8 | 125 | 4.6 | 5 | 100 | L7 | fully | HPLC Column | SS | 125 x 4,6 mm
Kromasil clone | 1502E080PK050 | BISCHOFF ProntoSIL KromaPlus 100 C8 5µm | C8 | 150 | 2 | 5 | 100 | L7 | fully | HPLC Column | SS | 150 x 2,0 mm
Kromasil clone | 1503E080PK050 | BISCHOFF ProntoSIL KromaPlus 100 C8 5µm | C8 | 150 | 3 | 5 | 100 | L7 | fully | HPLC Column | SS | 150 x 3,0 mm
Kromasil clone | 1504E080PK050 | BISCHOFF ProntoSIL KromaPlus 100 C8 5µm | C8 | 150 | 4 | 5 | 100 | L7 | fully | HPLC Column | SS | 150 x 4,0 mm
Kromasil clone | 1546E080PK050 | BISCHOFF ProntoSIL KromaPlus 100 C8 5µm | C8 | 150 | 4.6 | 5 | 100 | L7 | fully | HPLC Column | SS | 150 x 4,6 mm
Kromasil clone | 2002E080PK050 | BISCHOFF ProntoSIL KromaPlus 100 C8 5µm | C8 | 200 | 2 | 5 | 100 | L7 | fully | HPLC Column | SS | 200 x 2,0 mm
Kromasil clone | 2003E080PK050 | BISCHOFF ProntoSIL KromaPlus 100 C8 5µm | C8 | 200 | 3 | 5 | 100 | L7 | fully | HPLC Column | SS | 200 x 3,0 mm
Kromasil clone | 2004E080PK050 | BISCHOFF ProntoSIL KromaPlus 100 C8 5µm | C8 | 200 | 4 | 5 | 100 | L7 | fully | HPLC Column | SS | 200 x 4,0 mm
Kromasil clone | 2046E080PK050 | BISCHOFF ProntoSIL KromaPlus 100 C8 5µm | C8 | 200 | 4.6 | 5 | 100 | L7 | fully | HPLC Column | SS | 200 x 4,6 mm
Kromasil clone | 2502E080PK050 | BISCHOFF ProntoSIL KromaPlus 100 C8 5µm | C8 | 250 | 2 | 5 | 100 | L7 | fully | HPLC Column | SS | 250 x 2,0 mm
Kromasil clone | 2503E080PK050 | BISCHOFF ProntoSIL KromaPlus 100 C8 5µm | C8 | 250 | 3 | 5 | 100 | L7 | fully | HPLC Column | SS | 250 x 3,0 mm
Kromasil clone | 2504E080PK050 | BISCHOFF ProntoSIL KromaPlus 100 C8 5µm | C8 | 250 | 4 | 5 | 100 | L7 | fully | HPLC Column | SS | 250 x 4,0 mm
Kromasil clone | 2546E080PK050 | BISCHOFF ProntoSIL KromaPlus 100 C8 5µm | C8 | 250 | 4.6 | 5 | 100 | L7 | fully | HPLC Column | SS | 250 x 4,6 mm
Kromasil clone | 3002E080PK050 | BISCHOFF ProntoSIL KromaPlus 100 C8 5µm | C8 | 300 | 2 | 5 | 100 | L7 | fully | HPLC Column | SS | 300 x 2,0 mm
Kromasil clone | 3003E080PK050 | BISCHOFF ProntoSIL KromaPlus 100 C8 5µm | C8 | 300 | 3 | 5 | 100 | L7 | fully | HPLC Column | SS | 300 x 3,0 mm
Kromasil clone | 3004E080PK050 | BISCHOFF ProntoSIL KromaPlus 100 C8 5µm | C8 | 300 | 4 | 5 | 100 | L7 | fully | HPLC Column | SS | 300 x 4,0 mm
Kromasil clone | 3046E080PK050 | BISCHOFF ProntoSIL KromaPlus 100 C8 5µm | C8 | 300 | 4.6 | 5 | 100 | L7 | fully | HPLC Column | SS | 300 x 4,6 mm
Kromasil clone | 01P4E080PK050 | BISCHOFF ProntoSIL KromaPlus 100 C8 5µm | C8 | 14 | 4 | 5 | 100 | L7 | fully | HPLC Column | PEEK | 14 x 4,0 mm
Kromasil clone | A2P4E080PK050 | BISCHOFF ProntoSIL KromaPlus 100 C8 5µm | C8 | 20 | 4 | 5 | 100 | L7 | fully | HPLC Column | PEEK | 20 x 4,0 mm
Kromasil clone | 02P4E080PK050 | BISCHOFF ProntoSIL KromaPlus 100 C8 5µm | C8 | 25 | 4 | 5 | 100 | L7 | fully | HPLC Column | PEEK | 25 x 4,0 mm
Kromasil clone | 03P4E080PK050 | BISCHOFF ProntoSIL KromaPlus 100 C8 5µm | C8 | 30 | 4 | 5 | 100 | L7 | fully | HPLC Column | PEEK | 30 x 4,0 mm
Kromasil clone | 04P4E080PK050 | BISCHOFF ProntoSIL KromaPlus 100 C8 5µm | C8 | 33 | 4 | 5 | 100 | L7 | fully | HPLC Column | PEEK | 33 x 4,0 mm
Kromasil clone | A4P4E080PK050 | BISCHOFF ProntoSIL KromaPlus 100 C8 5µm | C8 | 40 | 4 | 5 | 100 | L7 | fully | HPLC Column | PEEK | 40 x 4,0 mm
Kromasil clone | 05P4E080PK050 | BISCHOFF ProntoSIL KromaPlus 100 C8 5µm | C8 | 50 | 4 | 5 | 100 | L7 | fully | HPLC Column | PEEK | 50 x 4,0 mm
Kromasil clone | 06P4E080PK050 | BISCHOFF ProntoSIL KromaPlus 100 C8 5µm | C8 | 53 | 4 | 5 | 100 | L7 | fully | HPLC Column | PEEK | 53 x 4,0 mm
Kromasil clone | A6P4E080PK050 | BISCHOFF ProntoSIL KromaPlus 100 C8 5µm | C8 | 60 | 4 | 5 | 100 | L7 | fully | HPLC Column | PEEK | 60 x 4,0 mm
Kromasil clone | 07P4E080PK050 | BISCHOFF ProntoSIL KromaPlus 100 C8 5µm | C8 | 75 | 4 | 5 | 100 | L7 | fully | HPLC Column | PEEK | 75 x 4,0 mm
Kromasil clone | 10P4E080PK050 | BISCHOFF ProntoSIL KromaPlus 100 C8 5µm | C8 | 100 | 4 | 5 | 100 | L7 | fully | HPLC Column | PEEK | 100 x 4,0 mm
Kromasil clone | 12P4E080PK050 | BISCHOFF ProntoSIL KromaPlus 100 C8 5µm | C8 | 125 | 4 | 5 | 100 | L7 | fully | HPLC Column | PEEK | 125 x 4,0 mm
Kromasil clone | 15P4E080PK050 | BISCHOFF ProntoSIL KromaPlus 100 C8 5µm | C8 | 150 | 4 | 5 | 100 | L7 | fully | HPLC Column | PEEK | 150 x 4,0 mm
Kromasil clone | 20P4E080PK050 | BISCHOFF ProntoSIL KromaPlus 100 C8 5µm | C8 | 200 | 4 | 5 | 100 | L7 | fully | HPLC Column | PEEK | 200 x 4,0 mm
Kromasil clone | 25P4E080PK050 | BISCHOFF ProntoSIL KromaPlus 100 C8 5µm | C8 | 250 | 4 | 5 | 100 | L7 | fully | HPLC Column | PEEK | 250 x 4,0 mm
Kromasil clone | 30P4E080PK050 | BISCHOFF ProntoSIL KromaPlus 100 C8 5µm | C8 | 300 | 4 | 5 | 100 | L7 | fully | HPLC Column | PEEK | 300 x 4,0 mm
Kromasil clone | 6305E080PK050 | BISCHOFF ProntoSIL KromaPlus 100 C8 5µm | C8 | 5 | 4 | 5 | 100 | L7 | fully | Cartridges (5 pcs.) | SS | 5 x 4,0 mm
Kromasil clone | 6301E080PK050 | BISCHOFF ProntoSIL KromaPlus 100 C8 5µm | C8 | 10 | 4 | 5 | 100 | L7 | fully | Cartridges (5 pcs.) | SS | 10 x 4,0 mm
Kromasil clone | 6302E080PK050 | BISCHOFF ProntoSIL KromaPlus 100 C8 5µm | C8 | 20 | 4 | 5 | 100 | L7 | fully | Cartridges (5 pcs.) | SS | 20 x 4,0 mm
Kromasil clone | 63P1E080PK050 | BISCHOFF ProntoSIL KromaPlus 100 C8 5µm | C8 | 10 | 4 | 5 | 100 | L7 | fully | Cartridges (5 pcs.) | PEEK | 10 x 4,0 mm
Kromasil clone | 63P2E080PK050 | BISCHOFF ProntoSIL KromaPlus 100 C8 5µm | C8 | 20 | 4 | 5 | 100 | L7 | fully | Cartridges (5 pcs.) | PEEK | 20 x 4,0 mm
Kromasil clone | 6335E080PK050 | BISCHOFF ProntoSIL KromaPlus 100 C8 5µm | C8 | 5 | 3 | 5 | 100 | L7 | fully | Cartridges (5 pcs.) | SS | 5 x 3,0 mm
Kromasil clone | 6331E080PK050 | BISCHOFF ProntoSIL KromaPlus 100 C8 5µm | C8 | 10 | 3 | 5 | 100 | L7 | fully | Cartridges (5 pcs.) | SS | 10 x 3,0 mm
Kromasil clone | 6332E080PK050 | BISCHOFF ProntoSIL KromaPlus 100 C8 5µm | C8 | 20 | 3 | 5 | 100 | L7 | fully | Cartridges (5 pcs.) | SS | 20 x 3,0 mm
Kromasil clone | 6325E080PK050 | BISCHOFF ProntoSIL KromaPlus 100 C8 5µm | C8 | 5 | 2 | 5 | 100 | L7 | fully | Cartridges (5 pcs.) | SS | 5 x 2,0 mm
Kromasil clone | 6321E080PK050 | BISCHOFF ProntoSIL KromaPlus 100 C8 5µm | C8 | 10 | 2 | 5 | 100 | L7 | fully | Cartridges (5 pcs.) | SS | 10 x 2,0 mm
Kromasil clone | 6322E080PK050 | BISCHOFF ProntoSIL KromaPlus 100 C8 5µm | C8 | 20 | 2 | 5 | 100 | L7 | fully | Cartridges (5 pcs.) | SS | 20 x 2,0 mm
Kromasil clone | 0102E080PK100 | BISCHOFF ProntoSIL KromaPlus 100 C8 10µm | C8 | 14 | 2 | 10 | 100 | L7 | fully | HPLC Column | SS | 14 x 2,0 mm
Kromasil clone | 0103E080PK100 | BISCHOFF ProntoSIL KromaPlus 100 C8 10µm | C8 | 14 | 3 | 10 | 100 | L7 | fully | HPLC Column | SS | 14 x 3,0 mm
Kromasil clone | 0104E080PK100 | BISCHOFF ProntoSIL KromaPlus 100 C8 10µm | C8 | 14 | 4 | 10 | 100 | L7 | fully | HPLC Column | SS | 14 x 4,0 mm
Kromasil clone | 0146E080PK100 | BISCHOFF ProntoSIL KromaPlus 100 C8 10µm | C8 | 14 | 4.6 | 10 | 100 | L7 | fully | HPLC Column | SS | 14 x 4,6 mm
Kromasil clone | A202E080PK100 | BISCHOFF ProntoSIL KromaPlus 100 C8 10µm | C8 | 20 | 2 | 10 | 100 | L7 | fully | HPLC Column | SS | 20 x 2,0 mm
Kromasil clone | A203E080PK100 | BISCHOFF ProntoSIL KromaPlus 100 C8 10µm | C8 | 20 | 3 | 10 | 100 | L7 | fully | HPLC Column | SS | 20 x 3,0 mm
Kromasil clone | A204E080PK100 | BISCHOFF ProntoSIL KromaPlus 100 C8 10µm | C8 | 20 | 4 | 10 | 100 | L7 | fully | HPLC Column | SS | 20 x 4,0 mm
Kromasil clone | A246E080PK100 | BISCHOFF ProntoSIL KromaPlus 100 C8 10µm | C8 | 20 | 4.6 | 10 | 100 | L7 | fully | HPLC Column | SS | 20 x 4,6 mm
Kromasil clone | 0202E080PK100 | BISCHOFF ProntoSIL KromaPlus 100 C8 10µm | C8 | 25 | 2 | 10 | 100 | L7 | fully | HPLC Column | SS | 25 x 2,0 mm
Kromasil clone | 0203E080PK100 | BISCHOFF ProntoSIL KromaPlus 100 C8 10µm | C8 | 25 | 3 | 10 | 100 | L7 | fully | HPLC Column | SS | 25 x 3,0 mm
Kromasil clone | 0204E080PK100 | BISCHOFF ProntoSIL KromaPlus 100 C8 10µm | C8 | 25 | 4 | 10 | 100 | L7 | fully | HPLC Column | SS | 25 x 4,0 mm
Kromasil clone | 0246E080PK100 | BISCHOFF ProntoSIL KromaPlus 100 C8 10µm | C8 | 25 | 4.6 | 10 | 100 | L7 | fully | HPLC Column | SS | 25 x 4,6 mm
Kromasil clone | 0302E080PK100 | BISCHOFF ProntoSIL KromaPlus 100 C8 10µm | C8 | 30 | 2 | 10 | 100 | L7 | fully | HPLC Column | SS | 30 x 2,0 mm
Kromasil clone | 0303E080PK100 | BISCHOFF ProntoSIL KromaPlus 100 C8 10µm | C8 | 30 | 3 | 10 | 100 | L7 | fully | HPLC Column | SS | 30 x 3,0 mm
Kromasil clone | 0304E080PK100 | BISCHOFF ProntoSIL KromaPlus 100 C8 10µm | C8 | 30 | 4 | 10 | 100 | L7 | fully | HPLC Column | SS | 30 x 4,0 mm
Kromasil clone | 0346E080PK100 | BISCHOFF ProntoSIL KromaPlus 100 C8 10µm | C8 | 30 | 4.6 | 10 | 100 | L7 | fully | HPLC Column | SS | 30 x 4,6 mm
Kromasil clone | 0402E080PK100 | BISCHOFF ProntoSIL KromaPlus 100 C8 10µm | C8 | 33 | 2 | 10 | 100 | L7 | fully | HPLC Column | SS | 33 x 2,0 mm
Kromasil clone | 0403E080PK100 | BISCHOFF ProntoSIL KromaPlus 100 C8 10µm | C8 | 33 | 3 | 10 | 100 | L7 | fully | HPLC Column | SS | 33 x 3,0 mm
Kromasil clone | 0404E080PK100 | BISCHOFF ProntoSIL KromaPlus 100 C8 10µm | C8 | 33 | 4 | 10 | 100 | L7 | fully | HPLC Column | SS | 33 x 4,0 mm
Kromasil clone | 0446E080PK100 | BISCHOFF ProntoSIL KromaPlus 100 C8 10µm | C8 | 33 | 4.6 | 10 | 100 | L7 | fully | HPLC Column | SS | 33 x 4,6 mm
Kromasil clone | A402E080PK100 | BISCHOFF ProntoSIL KromaPlus 100 C8 10µm | C8 | 40 | 2 | 10 | 100 | L7 | fully | HPLC Column | SS | 40 x 2,0 mm
Kromasil clone | A403E080PK100 | BISCHOFF ProntoSIL KromaPlus 100 C8 10µm | C8 | 40 | 3 | 10 | 100 | L7 | fully | HPLC Column | SS | 40 x 3,0 mm
Kromasil clone | A404E080PK100 | BISCHOFF ProntoSIL KromaPlus 100 C8 10µm | C8 | 40 | 4 | 10 | 100 | L7 | fully | HPLC Column | SS | 40 x 4,0 mm
Kromasil clone | A446E080PK100 | BISCHOFF ProntoSIL KromaPlus 100 C8 10µm | C8 | 40 | 4.6 | 10 | 100 | L7 | fully | HPLC Column | SS | 40 x 4,6 mm
Kromasil clone | 0502E080PK100 | BISCHOFF ProntoSIL KromaPlus 100 C8 10µm | C8 | 50 | 2 | 10 | 100 | L7 | fully | HPLC Column | SS | 50 x 2,0 mm
Kromasil clone | 0503E080PK100 | BISCHOFF ProntoSIL KromaPlus 100 C8 10µm | C8 | 50 | 3 | 10 | 100 | L7 | fully | HPLC Column | SS | 50 x 3,0 mm
Kromasil clone | 0504E080PK100 | BISCHOFF ProntoSIL KromaPlus 100 C8 10µm | C8 | 50 | 4 | 10 | 100 | L7 | fully | HPLC Column | SS | 50 x 4,0 mm
Kromasil clone | 0546E080PK100 | BISCHOFF ProntoSIL KromaPlus 100 C8 10µm | C8 | 50 | 4.6 | 10 | 100 | L7 | fully | HPLC Column | SS | 50 x 4,6 mm
Kromasil clone | 0602E080PK100 | BISCHOFF ProntoSIL KromaPlus 100 C8 10µm | C8 | 53 | 2 | 10 | 100 | L7 | fully | HPLC Column | SS | 53 x 2,0 mm
Kromasil clone | 0603E080PK100 | BISCHOFF ProntoSIL KromaPlus 100 C8 10µm | C8 | 53 | 3 | 10 | 100 | L7 | fully | HPLC Column | SS | 53 x 3,0 mm
Kromasil clone | 0604E080PK100 | BISCHOFF ProntoSIL KromaPlus 100 C8 10µm | C8 | 53 | 4 | 10 | 100 | L7 | fully | HPLC Column | SS | 53 x 4,0 mm
Kromasil clone | 0646E080PK100 | BISCHOFF ProntoSIL KromaPlus 100 C8 10µm | C8 | 53 | 4.6 | 10 | 100 | L7 | fully | HPLC Column | SS | 53 x 4,6 mm
Kromasil clone | A602E080PK100 | BISCHOFF ProntoSIL KromaPlus 100 C8 10µm | C8 | 60 | 2 | 10 | 100 | L7 | fully | HPLC Column | SS | 60 x 2,0 mm
Kromasil clone | A603E080PK100 | BISCHOFF ProntoSIL KromaPlus 100 C8 10µm | C8 | 60 | 3 | 10 | 100 | L7 | fully | HPLC Column | SS | 60 x 3,0 mm
Kromasil clone | A604E080PK100 | BISCHOFF ProntoSIL KromaPlus 100 C8 10µm | C8 | 60 | 4 | 10 | 100 | L7 | fully | HPLC Column | SS | 60 x 4,0 mm
Kromasil clone | A646E080PK100 | BISCHOFF ProntoSIL KromaPlus 100 C8 10µm | C8 | 60 | 4.6 | 10 | 100 | L7 | fully | HPLC Column | SS | 60 x 4,6 mm
Kromasil clone | 0702E080PK100 | BISCHOFF ProntoSIL KromaPlus 100 C8 10µm | C8 | 75 | 2 | 10 | 100 | L7 | fully | HPLC Column | SS | 75 x 2,0 mm
Kromasil clone | 0703E080PK100 | BISCHOFF ProntoSIL KromaPlus 100 C8 10µm | C8 | 75 | 3 | 10 | 100 | L7 | fully | HPLC Column | SS | 75 x 3,0 mm
Kromasil clone | 0704E080PK100 | BISCHOFF ProntoSIL KromaPlus 100 C8 10µm | C8 | 75 | 4 | 10 | 100 | L7 | fully | HPLC Column | SS | 75 x 4,0 mm
Kromasil clone | 0746E080PK100 | BISCHOFF ProntoSIL KromaPlus 100 C8 10µm | C8 | 75 | 4.6 | 10 | 100 | L7 | fully | HPLC Column | SS | 75 x 4,6 mm
Kromasil clone | 1002E080PK100 | BISCHOFF ProntoSIL KromaPlus 100 C8 10µm | C8 | 100 | 2 | 10 | 100 | L7 | fully | HPLC Column | SS | 100 x 2,0 mm
Kromasil clone | 1003E080PK100 | BISCHOFF ProntoSIL KromaPlus 100 C8 10µm | C8 | 100 | 3 | 10 | 100 | L7 | fully | HPLC Column | SS | 100 x 3,0 mm
Kromasil clone | 1004E080PK100 | BISCHOFF ProntoSIL KromaPlus 100 C8 10µm | C8 | 100 | 4 | 10 | 100 | L7 | fully | HPLC Column | SS | 100 x 4,0 mm
Kromasil clone | 1046E080PK100 | BISCHOFF ProntoSIL KromaPlus 100 C8 10µm | C8 | 100 | 4.6 | 10 | 100 | L7 | fully | HPLC Column | SS | 100 x 4,6 mm
Kromasil clone | 1202E080PK100 | BISCHOFF ProntoSIL KromaPlus 100 C8 10µm | C8 | 125 | 2 | 10 | 100 | L7 | fully | HPLC Column | SS | 125 x 2,0 mm
Kromasil clone | 1203E080PK100 | BISCHOFF ProntoSIL KromaPlus 100 C8 10µm | C8 | 125 | 3 | 10 | 100 | L7 | fully | HPLC Column | SS | 125 x 3,0 mm
Kromasil clone | 1204E080PK100 | BISCHOFF ProntoSIL KromaPlus 100 C8 10µm | C8 | 125 | 4 | 10 | 100 | L7 | fully | HPLC Column | SS | 125 x 4,0 mm
Kromasil clone | 1246E080PK100 | BISCHOFF ProntoSIL KromaPlus 100 C8 10µm | C8 | 125 | 4.6 | 10 | 100 | L7 | fully | HPLC Column | SS | 125 x 4,6 mm
Kromasil clone | 1502E080PK100 | BISCHOFF ProntoSIL KromaPlus 100 C8 10µm | C8 | 150 | 2 | 10 | 100 | L7 | fully | HPLC Column | SS | 150 x 2,0 mm
Kromasil clone | 1503E080PK100 | BISCHOFF ProntoSIL KromaPlus 100 C8 10µm | C8 | 150 | 3 | 10 | 100 | L7 | fully | HPLC Column | SS | 150 x 3,0 mm
Kromasil clone | 1504E080PK100 | BISCHOFF ProntoSIL KromaPlus 100 C8 10µm | C8 | 150 | 4 | 10 | 100 | L7 | fully | HPLC Column | SS | 150 x 4,0 mm
Kromasil clone | 1546E080PK100 | BISCHOFF ProntoSIL KromaPlus 100 C8 10µm | C8 | 150 | 4.6 | 10 | 100 | L7 | fully | HPLC Column | SS | 150 x 4,6 mm
Kromasil clone | 2002E080PK100 | BISCHOFF ProntoSIL KromaPlus 100 C8 10µm | C8 | 200 | 2 | 10 | 100 | L7 | fully | HPLC Column | SS | 200 x 2,0 mm
Kromasil clone | 2003E080PK100 | BISCHOFF ProntoSIL KromaPlus 100 C8 10µm | C8 | 200 | 3 | 10 | 100 | L7 | fully | HPLC Column | SS | 200 x 3,0 mm
Kromasil clone | 2004E080PK100 | BISCHOFF ProntoSIL KromaPlus 100 C8 10µm | C8 | 200 | 4 | 10 | 100 | L7 | fully | HPLC Column | SS | 200 x 4,0 mm
Kromasil clone | 2046E080PK100 | BISCHOFF ProntoSIL KromaPlus 100 C8 10µm | C8 | 200 | 4.6 | 10 | 100 | L7 | fully | HPLC Column | SS | 200 x 4,6 mm
Kromasil clone | 2502E080PK100 | BISCHOFF ProntoSIL KromaPlus 100 C8 10µm | C8 | 250 | 2 | 10 | 100 | L7 | fully | HPLC Column | SS | 250 x 2,0 mm
Kromasil clone | 2503E080PK100 | BISCHOFF ProntoSIL KromaPlus 100 C8 10µm | C8 | 250 | 3 | 10 | 100 | L7 | fully | HPLC Column | SS | 250 x 3,0 mm
Kromasil clone | 2504E080PK100 | BISCHOFF ProntoSIL KromaPlus 100 C8 10µm | C8 | 250 | 4 | 10 | 100 | L7 | fully | HPLC Column | SS | 250 x 4,0 mm
Kromasil clone | 2546E080PK100 | BISCHOFF ProntoSIL KromaPlus 100 C8 10µm | C8 | 250 | 4.6 | 10 | 100 | L7 | fully | HPLC Column | SS | 250 x 4,6 mm
Kromasil clone | 3002E080PK100 | BISCHOFF ProntoSIL KromaPlus 100 C8 10µm | C8 | 300 | 2 | 10 | 100 | L7 | fully | HPLC Column | SS | 300 x 2,0 mm
Kromasil clone | 3003E080PK100 | BISCHOFF ProntoSIL KromaPlus 100 C8 10µm | C8 | 300 | 3 | 10 | 100 | L7 | fully | HPLC Column | SS | 300 x 3,0 mm
Kromasil clone | 3004E080PK100 | BISCHOFF ProntoSIL KromaPlus 100 C8 10µm | C8 | 300 | 4 | 10 | 100 | L7 | fully | HPLC Column | SS | 300 x 4,0 mm
Kromasil clone | 3046E080PK100 | BISCHOFF ProntoSIL KromaPlus 100 C8 10µm | C8 | 300 | 4.6 | 10 | 100 | L7 | fully | HPLC Column | SS | 300 x 4,6 mm
Kromasil clone | 01P4E080PK100 | BISCHOFF ProntoSIL KromaPlus 100 C8 10µm | C8 | 14 | 4 | 10 | 100 | L7 | fully | HPLC Column | PEEK | 14 x 4,0 mm
Kromasil clone | A2P4E080PK100 | BISCHOFF ProntoSIL KromaPlus 100 C8 10µm | C8 | 20 | 4 | 10 | 100 | L7 | fully | HPLC Column | PEEK | 20 x 4,0 mm
Kromasil clone | 02P4E080PK100 | BISCHOFF ProntoSIL KromaPlus 100 C8 10µm | C8 | 25 | 4 | 10 | 100 | L7 | fully | HPLC Column | PEEK | 25 x 4,0 mm
Kromasil clone | 03P4E080PK100 | BISCHOFF ProntoSIL KromaPlus 100 C8 10µm | C8 | 30 | 4 | 10 | 100 | L7 | fully | HPLC Column | PEEK | 30 x 4,0 mm
Kromasil clone | 04P4E080PK100 | BISCHOFF ProntoSIL KromaPlus 100 C8 10µm | C8 | 33 | 4 | 10 | 100 | L7 | fully | HPLC Column | PEEK | 33 x 4,0 mm
Kromasil clone | A4P4E080PK100 | BISCHOFF ProntoSIL KromaPlus 100 C8 10µm | C8 | 40 | 4 | 10 | 100 | L7 | fully | HPLC Column | PEEK | 40 x 4,0 mm
Kromasil clone | 05P4E080PK100 | BISCHOFF ProntoSIL KromaPlus 100 C8 10µm | C8 | 50 | 4 | 10 | 100 | L7 | fully | HPLC Column | PEEK | 50 x 4,0 mm
Kromasil clone | 06P4E080PK100 | BISCHOFF ProntoSIL KromaPlus 100 C8 10µm | C8 | 53 | 4 | 10 | 100 | L7 | fully | HPLC Column | PEEK | 53 x 4,0 mm
Kromasil clone | A6P4E080PK100 | BISCHOFF ProntoSIL KromaPlus 100 C8 10µm | C8 | 60 | 4 | 10 | 100 | L7 | fully | HPLC Column | PEEK | 60 x 4,0 mm
Kromasil clone | 07P4E080PK100 | BISCHOFF ProntoSIL KromaPlus 100 C8 10µm | C8 | 75 | 4 | 10 | 100 | L7 | fully | HPLC Column | PEEK | 75 x 4,0 mm
Kromasil clone | 10P4E080PK100 | BISCHOFF ProntoSIL KromaPlus 100 C8 10µm | C8 | 100 | 4 | 10 | 100 | L7 | fully | HPLC Column | PEEK | 100 x 4,0 mm
Kromasil clone | 12P4E080PK100 | BISCHOFF ProntoSIL KromaPlus 100 C8 10µm | C8 | 125 | 4 | 10 | 100 | L7 | fully | HPLC Column | PEEK | 125 x 4,0 mm
Kromasil clone | 15P4E080PK100 | BISCHOFF ProntoSIL KromaPlus 100 C8 10µm | C8 | 150 | 4 | 10 | 100 | L7 | fully | HPLC Column | PEEK | 150 x 4,0 mm
Kromasil clone | 20P4E080PK100 | BISCHOFF ProntoSIL KromaPlus 100 C8 10µm | C8 | 200 | 4 | 10 | 100 | L7 | fully | HPLC Column | PEEK | 200 x 4,0 mm
Kromasil clone | 25P4E080PK100 | BISCHOFF ProntoSIL KromaPlus 100 C8 10µm | C8 | 250 | 4 | 10 | 100 | L7 | fully | HPLC Column | PEEK | 250 x 4,0 mm
Kromasil clone | 30P4E080PK100 | BISCHOFF ProntoSIL KromaPlus 100 C8 10µm | C8 | 300 | 4 | 10 | 100 | L7 | fully | HPLC Column | PEEK | 300 x 4,0 mm
Kromasil clone | 6305E080PK100 | BISCHOFF ProntoSIL KromaPlus 100 C8 10µm | C8 | 5 | 4 | 10 | 100 | L7 | fully | Cartridges (5 pcs.) | SS | 5 x 4,0 mm
Kromasil clone | 6301E080PK100 | BISCHOFF ProntoSIL KromaPlus 100 C8 10µm | C8 | 10 | 4 | 10 | 100 | L7 | fully | Cartridges (5 pcs.) | SS | 10 x 4,0 mm
Kromasil clone | 6302E080PK100 | BISCHOFF ProntoSIL KromaPlus 100 C8 10µm | C8 | 20 | 4 | 10 | 100 | L7 | fully | Cartridges (5 pcs.) | SS | 20 x 4,0 mm
Kromasil clone | 63P1E080PK100 | BISCHOFF ProntoSIL KromaPlus 100 C8 10µm | C8 | 10 | 4 | 10 | 100 | L7 | fully | Cartridges (5 pcs.) | PEEK | 10 x 4,0 mm
Kromasil clone | 63P2E080PK100 | BISCHOFF ProntoSIL KromaPlus 100 C8 10µm | C8 | 20 | 4 | 10 | 100 | L7 | fully | Cartridges (5 pcs.) | PEEK | 20 x 4,0 mm
Kromasil clone | 6335E080PK100 | BISCHOFF ProntoSIL KromaPlus 100 C8 10µm | C8 | 5 | 3 | 10 | 100 | L7 | fully | Cartridges (5 pcs.) | SS | 5 x 3,0 mm
Kromasil clone | 6331E080PK100 | BISCHOFF ProntoSIL KromaPlus 100 C8 10µm | C8 | 10 | 3 | 10 | 100 | L7 | fully | Cartridges (5 pcs.) | SS | 10 x 3,0 mm
Kromasil clone | 6332E080PK100 | BISCHOFF ProntoSIL KromaPlus 100 C8 10µm | C8 | 20 | 3 | 10 | 100 | L7 | fully | Cartridges (5 pcs.) | SS | 20 x 3,0 mm
Kromasil clone | 6325E080PK100 | BISCHOFF ProntoSIL KromaPlus 100 C8 10µm | C8 | 5 | 2 | 10 | 100 | L7 | fully | Cartridges (5 pcs.) | SS | 5 x 2,0 mm
Kromasil clone | 6321E080PK100 | BISCHOFF ProntoSIL KromaPlus 100 C8 10µm | C8 | 10 | 2 | 10 | 100 | L7 | fully | Cartridges (5 pcs.) | SS | 10 x 2,0 mm
Kromasil clone | 6322E080PK100 | BISCHOFF ProntoSIL KromaPlus 100 C8 10µm | C8 | 20 | 2 | 10 | 100 | L7 | fully | Cartridges (5 pcs.) | SS | 20 x 2,0 mm
Kromasil clone | 0102E040PK035 | BISCHOFF ProntoSIL KromaPlus 100 C4 3.5µm | C4 | 14 | 2 | 3.5 | 100 | L26 | fully | HPLC Column | SS | 14 x 2,0 mm
Kromasil clone | 0103E040PK035 | BISCHOFF ProntoSIL KromaPlus 100 C4 3.5µm | C4 | 14 | 3 | 3.5 | 100 | L26 | fully | HPLC Column | SS | 14 x 3,0 mm
Kromasil clone | 0104E040PK035 | BISCHOFF ProntoSIL KromaPlus 100 C4 3.5µm | C4 | 14 | 4 | 3.5 | 100 | L26 | fully | HPLC Column | SS | 14 x 4,0 mm
Kromasil clone | 0146E040PK035 | BISCHOFF ProntoSIL KromaPlus 100 C4 3.5µm | C4 | 14 | 4.6 | 3.5 | 100 | L26 | fully | HPLC Column | SS | 14 x 4,6 mm
Kromasil clone | A202E040PK035 | BISCHOFF ProntoSIL KromaPlus 100 C4 3.5µm | C4 | 20 | 2 | 3.5 | 100 | L26 | fully | HPLC Column | SS | 20 x 2,0 mm
Kromasil clone | A203E040PK035 | BISCHOFF ProntoSIL KromaPlus 100 C4 3.5µm | C4 | 20 | 3 | 3.5 | 100 | L26 | fully | HPLC Column | SS | 20 x 3,0 mm
Kromasil clone | A204E040PK035 | BISCHOFF ProntoSIL KromaPlus 100 C4 3.5µm | C4 | 20 | 4 | 3.5 | 100 | L26 | fully | HPLC Column | SS | 20 x 4,0 mm
Kromasil clone | A246E040PK035 | BISCHOFF ProntoSIL KromaPlus 100 C4 3.5µm | C4 | 20 | 4.6 | 3.5 | 100 | L26 | fully | HPLC Column | SS | 20 x 4,6 mm
Kromasil clone | 0202E040PK035 | BISCHOFF ProntoSIL KromaPlus 100 C4 3.5µm | C4 | 25 | 2 | 3.5 | 100 | L26 | fully | HPLC Column | SS | 25 x 2,0 mm
Kromasil clone | 0203E040PK035 | BISCHOFF ProntoSIL KromaPlus 100 C4 3.5µm | C4 | 25 | 3 | 3.5 | 100 | L26 | fully | HPLC Column | SS | 25 x 3,0 mm
Kromasil clone | 0204E040PK035 | BISCHOFF ProntoSIL KromaPlus 100 C4 3.5µm | C4 | 25 | 4 | 3.5 | 100 | L26 | fully | HPLC Column | SS | 25 x 4,0 mm
Kromasil clone | 0246E040PK035 | BISCHOFF ProntoSIL KromaPlus 100 C4 3.5µm | C4 | 25 | 4.6 | 3.5 | 100 | L26 | fully | HPLC Column | SS | 25 x 4,6 mm
Kromasil clone | 0302E040PK035 | BISCHOFF ProntoSIL KromaPlus 100 C4 3.5µm | C4 | 30 | 2 | 3.5 | 100 | L26 | fully | HPLC Column | SS | 30 x 2,0 mm
Kromasil clone | 0303E040PK035 | BISCHOFF ProntoSIL KromaPlus 100 C4 3.5µm | C4 | 30 | 3 | 3.5 | 100 | L26 | fully | HPLC Column | SS | 30 x 3,0 mm
Kromasil clone | 0304E040PK035 | BISCHOFF ProntoSIL KromaPlus 100 C4 3.5µm | C4 | 30 | 4 | 3.5 | 100 | L26 | fully | HPLC Column | SS | 30 x 4,0 mm
Kromasil clone | 0346E040PK035 | BISCHOFF ProntoSIL KromaPlus 100 C4 3.5µm | C4 | 30 | 4.6 | 3.5 | 100 | L26 | fully | HPLC Column | SS | 30 x 4,6 mm
Kromasil clone | 0402E040PK035 | BISCHOFF ProntoSIL KromaPlus 100 C4 3.5µm | C4 | 33 | 2 | 3.5 | 100 | L26 | fully | HPLC Column | SS | 33 x 2,0 mm
Kromasil clone | 0403E040PK035 | BISCHOFF ProntoSIL KromaPlus 100 C4 3.5µm | C4 | 33 | 3 | 3.5 | 100 | L26 | fully | HPLC Column | SS | 33 x 3,0 mm
Kromasil clone | 0404E040PK035 | BISCHOFF ProntoSIL KromaPlus 100 C4 3.5µm | C4 | 33 | 4 | 3.5 | 100 | L26 | fully | HPLC Column | SS | 33 x 4,0 mm
Kromasil clone | 0446E040PK035 | BISCHOFF ProntoSIL KromaPlus 100 C4 3.5µm | C4 | 33 | 4.6 | 3.5 | 100 | L26 | fully | HPLC Column | SS | 33 x 4,6 mm
Kromasil clone | A402E040PK035 | BISCHOFF ProntoSIL KromaPlus 100 C4 3.5µm | C4 | 40 | 2 | 3.5 | 100 | L26 | fully | HPLC Column | SS | 40 x 2,0 mm
Kromasil clone | A403E040PK035 | BISCHOFF ProntoSIL KromaPlus 100 C4 3.5µm | C4 | 40 | 3 | 3.5 | 100 | L26 | fully | HPLC Column | SS | 40 x 3,0 mm
Kromasil clone | A404E040PK035 | BISCHOFF ProntoSIL KromaPlus 100 C4 3.5µm | C4 | 40 | 4 | 3.5 | 100 | L26 | fully | HPLC Column | SS | 40 x 4,0 mm
Kromasil clone | A446E040PK035 | BISCHOFF ProntoSIL KromaPlus 100 C4 3.5µm | C4 | 40 | 4.6 | 3.5 | 100 | L26 | fully | HPLC Column | SS | 40 x 4,6 mm
Kromasil clone | 0502E040PK035 | BISCHOFF ProntoSIL KromaPlus 100 C4 3.5µm | C4 | 50 | 2 | 3.5 | 100 | L26 | fully | HPLC Column | SS | 50 x 2,0 mm
Kromasil clone | 0503E040PK035 | BISCHOFF ProntoSIL KromaPlus 100 C4 3.5µm | C4 | 50 | 3 | 3.5 | 100 | L26 | fully | HPLC Column | SS | 50 x 3,0 mm
Kromasil clone | 0504E040PK035 | BISCHOFF ProntoSIL KromaPlus 100 C4 3.5µm | C4 | 50 | 4 | 3.5 | 100 | L26 | fully | HPLC Column | SS | 50 x 4,0 mm
Kromasil clone | 0546E040PK035 | BISCHOFF ProntoSIL KromaPlus 100 C4 3.5µm | C4 | 50 | 4.6 | 3.5 | 100 | L26 | fully | HPLC Column | SS | 50 x 4,6 mm
Kromasil clone | 0602E040PK035 | BISCHOFF ProntoSIL KromaPlus 100 C4 3.5µm | C4 | 53 | 2 | 3.5 | 100 | L26 | fully | HPLC Column | SS | 53 x 2,0 mm
Kromasil clone | 0603E040PK035 | BISCHOFF ProntoSIL KromaPlus 100 C4 3.5µm | C4 | 53 | 3 | 3.5 | 100 | L26 | fully | HPLC Column | SS | 53 x 3,0 mm
Kromasil clone | 0604E040PK035 | BISCHOFF ProntoSIL KromaPlus 100 C4 3.5µm | C4 | 53 | 4 | 3.5 | 100 | L26 | fully | HPLC Column | SS | 53 x 4,0 mm
Kromasil clone | 0646E040PK035 | BISCHOFF ProntoSIL KromaPlus 100 C4 3.5µm | C4 | 53 | 4.6 | 3.5 | 100 | L26 | fully | HPLC Column | SS | 53 x 4,6 mm
Kromasil clone | A602E040PK035 | BISCHOFF ProntoSIL KromaPlus 100 C4 3.5µm | C4 | 60 | 2 | 3.5 | 100 | L26 | fully | HPLC Column | SS | 60 x 2,0 mm
Kromasil clone | A603E040PK035 | BISCHOFF ProntoSIL KromaPlus 100 C4 3.5µm | C4 | 60 | 3 | 3.5 | 100 | L26 | fully | HPLC Column | SS | 60 x 3,0 mm
Kromasil clone | A604E040PK035 | BISCHOFF ProntoSIL KromaPlus 100 C4 3.5µm | C4 | 60 | 4 | 3.5 | 100 | L26 | fully | HPLC Column | SS | 60 x 4,0 mm
Kromasil clone | A646E040PK035 | BISCHOFF ProntoSIL KromaPlus 100 C4 3.5µm | C4 | 60 | 4.6 | 3.5 | 100 | L26 | fully | HPLC Column | SS | 60 x 4,6 mm
Kromasil clone | 0702E040PK035 | BISCHOFF ProntoSIL KromaPlus 100 C4 3.5µm | C4 | 75 | 2 | 3.5 | 100 | L26 | fully | HPLC Column | SS | 75 x 2,0 mm
Kromasil clone | 0703E040PK035 | BISCHOFF ProntoSIL KromaPlus 100 C4 3.5µm | C4 | 75 | 3 | 3.5 | 100 | L26 | fully | HPLC Column | SS | 75 x 3,0 mm
Kromasil clone | 0704E040PK035 | BISCHOFF ProntoSIL KromaPlus 100 C4 3.5µm | C4 | 75 | 4 | 3.5 | 100 | L26 | fully | HPLC Column | SS | 75 x 4,0 mm
Kromasil clone | 0746E040PK035 | BISCHOFF ProntoSIL KromaPlus 100 C4 3.5µm | C4 | 75 | 4.6 | 3.5 | 100 | L26 | fully | HPLC Column | SS | 75 x 4,6 mm
Kromasil clone | 1002E040PK035 | BISCHOFF ProntoSIL KromaPlus 100 C4 3.5µm | C4 | 100 | 2 | 3.5 | 100 | L26 | fully | HPLC Column | SS | 100 x 2,0 mm
Kromasil clone | 1003E040PK035 | BISCHOFF ProntoSIL KromaPlus 100 C4 3.5µm | C4 | 100 | 3 | 3.5 | 100 | L26 | fully | HPLC Column | SS | 100 x 3,0 mm
Kromasil clone | 1004E040PK035 | BISCHOFF ProntoSIL KromaPlus 100 C4 3.5µm | C4 | 100 | 4 | 3.5 | 100 | L26 | fully | HPLC Column | SS | 100 x 4,0 mm
Kromasil clone | 1046E040PK035 | BISCHOFF ProntoSIL KromaPlus 100 C4 3.5µm | C4 | 100 | 4.6 | 3.5 | 100 | L26 | fully | HPLC Column | SS | 100 x 4,6 mm
Kromasil clone | 1202E040PK035 | BISCHOFF ProntoSIL KromaPlus 100 C4 3.5µm | C4 | 125 | 2 | 3.5 | 100 | L26 | fully | HPLC Column | SS | 125 x 2,0 mm
Kromasil clone | 1203E040PK035 | BISCHOFF ProntoSIL KromaPlus 100 C4 3.5µm | C4 | 125 | 3 | 3.5 | 100 | L26 | fully | HPLC Column | SS | 125 x 3,0 mm
Kromasil clone | 1204E040PK035 | BISCHOFF ProntoSIL KromaPlus 100 C4 3.5µm | C4 | 125 | 4 | 3.5 | 100 | L26 | fully | HPLC Column | SS | 125 x 4,0 mm
Kromasil clone | 1246E040PK035 | BISCHOFF ProntoSIL KromaPlus 100 C4 3.5µm | C4 | 125 | 4.6 | 3.5 | 100 | L26 | fully | HPLC Column | SS | 125 x 4,6 mm
Kromasil clone | 1502E040PK035 | BISCHOFF ProntoSIL KromaPlus 100 C4 3.5µm | C4 | 150 | 2 | 3.5 | 100 | L26 | fully | HPLC Column | SS | 150 x 2,0 mm
Kromasil clone | 1503E040PK035 | BISCHOFF ProntoSIL KromaPlus 100 C4 3.5µm | C4 | 150 | 3 | 3.5 | 100 | L26 | fully | HPLC Column | SS | 150 x 3,0 mm
Kromasil clone | 1504E040PK035 | BISCHOFF ProntoSIL KromaPlus 100 C4 3.5µm | C4 | 150 | 4 | 3.5 | 100 | L26 | fully | HPLC Column | SS | 150 x 4,0 mm
Kromasil clone | 1546E040PK035 | BISCHOFF ProntoSIL KromaPlus 100 C4 3.5µm | C4 | 150 | 4.6 | 3.5 | 100 | L26 | fully | HPLC Column | SS | 150 x 4,6 mm
Kromasil clone | 2002E040PK035 | BISCHOFF ProntoSIL KromaPlus 100 C4 3.5µm | C4 | 200 | 2 | 3.5 | 100 | L26 | fully | HPLC Column | SS | 200 x 2,0 mm
Kromasil clone | 2003E040PK035 | BISCHOFF ProntoSIL KromaPlus 100 C4 3.5µm | C4 | 200 | 3 | 3.5 | 100 | L26 | fully | HPLC Column | SS | 200 x 3,0 mm
Kromasil clone | 2004E040PK035 | BISCHOFF ProntoSIL KromaPlus 100 C4 3.5µm | C4 | 200 | 4 | 3.5 | 100 | L26 | fully | HPLC Column | SS | 200 x 4,0 mm
Kromasil clone | 2046E040PK035 | BISCHOFF ProntoSIL KromaPlus 100 C4 3.5µm | C4 | 200 | 4.6 | 3.5 | 100 | L26 | fully | HPLC Column | SS | 200 x 4,6 mm
Kromasil clone | 2502E040PK035 | BISCHOFF ProntoSIL KromaPlus 100 C4 3.5µm | C4 | 250 | 2 | 3.5 | 100 | L26 | fully | HPLC Column | SS | 250 x 2,0 mm
Kromasil clone | 2503E040PK035 | BISCHOFF ProntoSIL KromaPlus 100 C4 3.5µm | C4 | 250 | 3 | 3.5 | 100 | L26 | fully | HPLC Column | SS | 250 x 3,0 mm
Kromasil clone | 2504E040PK035 | BISCHOFF ProntoSIL KromaPlus 100 C4 3.5µm | C4 | 250 | 4 | 3.5 | 100 | L26 | fully | HPLC Column | SS | 250 x 4,0 mm
Kromasil clone | 2546E040PK035 | BISCHOFF ProntoSIL KromaPlus 100 C4 3.5µm | C4 | 250 | 4.6 | 3.5 | 100 | L26 | fully | HPLC Column | SS | 250 x 4,6 mm
Kromasil clone | 3002E040PK035 | BISCHOFF ProntoSIL KromaPlus 100 C4 3.5µm | C4 | 300 | 2 | 3.5 | 100 | L26 | fully | HPLC Column | SS | 300 x 2,0 mm
Kromasil clone | 3003E040PK035 | BISCHOFF ProntoSIL KromaPlus 100 C4 3.5µm | C4 | 300 | 3 | 3.5 | 100 | L26 | fully | HPLC Column | SS | 300 x 3,0 mm
Kromasil clone | 3004E040PK035 | BISCHOFF ProntoSIL KromaPlus 100 C4 3.5µm | C4 | 300 | 4 | 3.5 | 100 | L26 | fully | HPLC Column | SS | 300 x 4,0 mm
Kromasil clone | 3046E040PK035 | BISCHOFF ProntoSIL KromaPlus 100 C4 3.5µm | C4 | 300 | 4.6 | 3.5 | 100 | L26 | fully | HPLC Column | SS | 300 x 4,6 mm
Kromasil clone | 01P4E040PK035 | BISCHOFF ProntoSIL KromaPlus 100 C4 3.5µm | C4 | 14 | 4 | 3.5 | 100 | L26 | fully | HPLC Column | PEEK | 14 x 4,0 mm
Kromasil clone | A2P4E040PK035 | BISCHOFF ProntoSIL KromaPlus 100 C4 3.5µm | C4 | 20 | 4 | 3.5 | 100 | L26 | fully | HPLC Column | PEEK | 20 x 4,0 mm
Kromasil clone | 02P4E040PK035 | BISCHOFF ProntoSIL KromaPlus 100 C4 3.5µm | C4 | 25 | 4 | 3.5 | 100 | L26 | fully | HPLC Column | PEEK | 25 x 4,0 mm
Kromasil clone | 03P4E040PK035 | BISCHOFF ProntoSIL KromaPlus 100 C4 3.5µm | C4 | 30 | 4 | 3.5 | 100 | L26 | fully | HPLC Column | PEEK | 30 x 4,0 mm
Kromasil clone | 04P4E040PK035 | BISCHOFF ProntoSIL KromaPlus 100 C4 3.5µm | C4 | 33 | 4 | 3.5 | 100 | L26 | fully | HPLC Column | PEEK | 33 x 4,0 mm
Kromasil clone | A4P4E040PK035 | BISCHOFF ProntoSIL KromaPlus 100 C4 3.5µm | C4 | 40 | 4 | 3.5 | 100 | L26 | fully | HPLC Column | PEEK | 40 x 4,0 mm
Kromasil clone | 05P4E040PK035 | BISCHOFF ProntoSIL KromaPlus 100 C4 3.5µm | C4 | 50 | 4 | 3.5 | 100 | L26 | fully | HPLC Column | PEEK | 50 x 4,0 mm
Kromasil clone | 06P4E040PK035 | BISCHOFF ProntoSIL KromaPlus 100 C4 3.5µm | C4 | 53 | 4 | 3.5 | 100 | L26 | fully | HPLC Column | PEEK | 53 x 4,0 mm
Kromasil clone | A6P4E040PK035 | BISCHOFF ProntoSIL KromaPlus 100 C4 3.5µm | C4 | 60 | 4 | 3.5 | 100 | L26 | fully | HPLC Column | PEEK | 60 x 4,0 mm
Kromasil clone | 07P4E040PK035 | BISCHOFF ProntoSIL KromaPlus 100 C4 3.5µm | C4 | 75 | 4 | 3.5 | 100 | L26 | fully | HPLC Column | PEEK | 75 x 4,0 mm
Kromasil clone | 10P4E040PK035 | BISCHOFF ProntoSIL KromaPlus 100 C4 3.5µm | C4 | 100 | 4 | 3.5 | 100 | L26 | fully | HPLC Column | PEEK | 100 x 4,0 mm
Kromasil clone | 12P4E040PK035 | BISCHOFF ProntoSIL KromaPlus 100 C4 3.5µm | C4 | 125 | 4 | 3.5 | 100 | L26 | fully | HPLC Column | PEEK | 125 x 4,0 mm
Kromasil clone | 15P4E040PK035 | BISCHOFF ProntoSIL KromaPlus 100 C4 3.5µm | C4 | 150 | 4 | 3.5 | 100 | L26 | fully | HPLC Column | PEEK | 150 x 4,0 mm
Kromasil clone | 20P4E040PK035 | BISCHOFF ProntoSIL KromaPlus 100 C4 3.5µm | C4 | 200 | 4 | 3.5 | 100 | L26 | fully | HPLC Column | PEEK | 200 x 4,0 mm
Kromasil clone | 25P4E040PK035 | BISCHOFF ProntoSIL KromaPlus 100 C4 3.5µm | C4 | 250 | 4 | 3.5 | 100 | L26 | fully | HPLC Column | PEEK | 250 x 4,0 mm
Kromasil clone | 30P4E040PK035 | BISCHOFF ProntoSIL KromaPlus 100 C4 3.5µm | C4 | 300 | 4 | 3.5 | 100 | L26 | fully | HPLC Column | PEEK | 300 x 4,0 mm
Kromasil clone | 6305E040PK035 | BISCHOFF ProntoSIL KromaPlus 100 C4 3.5µm | C4 | 5 | 4 | 3.5 | 100 | L26 | fully | Cartridges (5 pcs.) | SS | 5 x 4,0 mm
Kromasil clone | 6301E040PK035 | BISCHOFF ProntoSIL KromaPlus 100 C4 3.5µm | C4 | 10 | 4 | 3.5 | 100 | L26 | fully | Cartridges (5 pcs.) | SS | 10 x 4,0 mm
Kromasil clone | 6302E040PK035 | BISCHOFF ProntoSIL KromaPlus 100 C4 3.5µm | C4 | 20 | 4 | 3.5 | 100 | L26 | fully | Cartridges (5 pcs.) | SS | 20 x 4,0 mm
Kromasil clone | 63P1E040PK035 | BISCHOFF ProntoSIL KromaPlus 100 C4 3.5µm | C4 | 10 | 4 | 3.5 | 100 | L26 | fully | Cartridges (5 pcs.) | PEEK | 10 x 4,0 mm
Kromasil clone | 63P2E040PK035 | BISCHOFF ProntoSIL KromaPlus 100 C4 3.5µm | C4 | 20 | 4 | 3.5 | 100 | L26 | fully | Cartridges (5 pcs.) | PEEK | 20 x 4,0 mm
Kromasil clone | 6335E040PK035 | BISCHOFF ProntoSIL KromaPlus 100 C4 3.5µm | C4 | 5 | 3 | 3.5 | 100 | L26 | fully | Cartridges (5 pcs.) | SS | 5 x 3,0 mm
Kromasil clone | 6331E040PK035 | BISCHOFF ProntoSIL KromaPlus 100 C4 3.5µm | C4 | 10 | 3 | 3.5 | 100 | L26 | fully | Cartridges (5 pcs.) | SS | 10 x 3,0 mm
Kromasil clone | 6332E040PK035 | BISCHOFF ProntoSIL KromaPlus 100 C4 3.5µm | C4 | 20 | 3 | 3.5 | 100 | L26 | fully | Cartridges (5 pcs.) | SS | 20 x 3,0 mm
Kromasil clone | 6325E040PK035 | BISCHOFF ProntoSIL KromaPlus 100 C4 3.5µm | C4 | 5 | 2 | 3.5 | 100 | L26 | fully | Cartridges (5 pcs.) | SS | 5 x 2,0 mm
Kromasil clone | 6321E040PK035 | BISCHOFF ProntoSIL KromaPlus 100 C4 3.5µm | C4 | 10 | 2 | 3.5 | 100 | L26 | fully | Cartridges (5 pcs.) | SS | 10 x 2,0 mm
Kromasil clone | 6322E040PK035 | BISCHOFF ProntoSIL KromaPlus 100 C4 3.5µm | C4 | 20 | 2 | 3.5 | 100 | L26 | fully | Cartridges (5 pcs.) | SS | 20 x 2,0 mm
Kromasil clone | 0102E040PK050 | BISCHOFF ProntoSIL KromaPlus 100 C4 5µm | C4 | 14 | 2 | 5 | 100 | L26 | fully | HPLC Column | SS | 14 x 2,0 mm
Kromasil clone | 0103E040PK050 | BISCHOFF ProntoSIL KromaPlus 100 C4 5µm | C4 | 14 | 3 | 5 | 100 | L26 | fully | HPLC Column | SS | 14 x 3,0 mm
Kromasil clone | 0104E040PK050 | BISCHOFF ProntoSIL KromaPlus 100 C4 5µm | C4 | 14 | 4 | 5 | 100 | L26 | fully | HPLC Column | SS | 14 x 4,0 mm
Kromasil clone | 0146E040PK050 | BISCHOFF ProntoSIL KromaPlus 100 C4 5µm | C4 | 14 | 4.6 | 5 | 100 | L26 | fully | HPLC Column | SS | 14 x 4,6 mm
Kromasil clone | A202E040PK050 | BISCHOFF ProntoSIL KromaPlus 100 C4 5µm | C4 | 20 | 2 | 5 | 100 | L26 | fully | HPLC Column | SS | 20 x 2,0 mm
Kromasil clone | A203E040PK050 | BISCHOFF ProntoSIL KromaPlus 100 C4 5µm | C4 | 20 | 3 | 5 | 100 | L26 | fully | HPLC Column | SS | 20 x 3,0 mm
Kromasil clone | A204E040PK050 | BISCHOFF ProntoSIL KromaPlus 100 C4 5µm | C4 | 20 | 4 | 5 | 100 | L26 | fully | HPLC Column | SS | 20 x 4,0 mm
Kromasil clone | A246E040PK050 | BISCHOFF ProntoSIL KromaPlus 100 C4 5µm | C4 | 20 | 4.6 | 5 | 100 | L26 | fully | HPLC Column | SS | 20 x 4,6 mm
Kromasil clone | 0202E040PK050 | BISCHOFF ProntoSIL KromaPlus 100 C4 5µm | C4 | 25 | 2 | 5 | 100 | L26 | fully | HPLC Column | SS | 25 x 2,0 mm
Kromasil clone | 0203E040PK050 | BISCHOFF ProntoSIL KromaPlus 100 C4 5µm | C4 | 25 | 3 | 5 | 100 | L26 | fully | HPLC Column | SS | 25 x 3,0 mm
Kromasil clone | 0204E040PK050 | BISCHOFF ProntoSIL KromaPlus 100 C4 5µm | C4 | 25 | 4 | 5 | 100 | L26 | fully | HPLC Column | SS | 25 x 4,0 mm
Kromasil clone | 0246E040PK050 | BISCHOFF ProntoSIL KromaPlus 100 C4 5µm | C4 | 25 | 4.6 | 5 | 100 | L26 | fully | HPLC Column | SS | 25 x 4,6 mm
Kromasil clone | 0302E040PK050 | BISCHOFF ProntoSIL KromaPlus 100 C4 5µm | C4 | 30 | 2 | 5 | 100 | L26 | fully | HPLC Column | SS | 30 x 2,0 mm
Kromasil clone | 0303E040PK050 | BISCHOFF ProntoSIL KromaPlus 100 C4 5µm | C4 | 30 | 3 | 5 | 100 | L26 | fully | HPLC Column | SS | 30 x 3,0 mm
Kromasil clone | 0304E040PK050 | BISCHOFF ProntoSIL KromaPlus 100 C4 5µm | C4 | 30 | 4 | 5 | 100 | L26 | fully | HPLC Column | SS | 30 x 4,0 mm
Kromasil clone | 0346E040PK050 | BISCHOFF ProntoSIL KromaPlus 100 C4 5µm | C4 | 30 | 4.6 | 5 | 100 | L26 | fully | HPLC Column | SS | 30 x 4,6 mm
Kromasil clone | 0402E040PK050 | BISCHOFF ProntoSIL KromaPlus 100 C4 5µm | C4 | 33 | 2 | 5 | 100 | L26 | fully | HPLC Column | SS | 33 x 2,0 mm
Kromasil clone | 0403E040PK050 | BISCHOFF ProntoSIL KromaPlus 100 C4 5µm | C4 | 33 | 3 | 5 | 100 | L26 | fully | HPLC Column | SS | 33 x 3,0 mm
Kromasil clone | 0404E040PK050 | BISCHOFF ProntoSIL KromaPlus 100 C4 5µm | C4 | 33 | 4 | 5 | 100 | L26 | fully | HPLC Column | SS | 33 x 4,0 mm
Kromasil clone | 0446E040PK050 | BISCHOFF ProntoSIL KromaPlus 100 C4 5µm | C4 | 33 | 4.6 | 5 | 100 | L26 | fully | HPLC Column | SS | 33 x 4,6 mm
Kromasil clone | A402E040PK050 | BISCHOFF ProntoSIL KromaPlus 100 C4 5µm | C4 | 40 | 2 | 5 | 100 | L26 | fully | HPLC Column | SS | 40 x 2,0 mm
Kromasil clone | A403E040PK050 | BISCHOFF ProntoSIL KromaPlus 100 C4 5µm | C4 | 40 | 3 | 5 | 100 | L26 | fully | HPLC Column | SS | 40 x 3,0 mm
Kromasil clone | A404E040PK050 | BISCHOFF ProntoSIL KromaPlus 100 C4 5µm | C4 | 40 | 4 | 5 | 100 | L26 | fully | HPLC Column | SS | 40 x 4,0 mm
Kromasil clone | A446E040PK050 | BISCHOFF ProntoSIL KromaPlus 100 C4 5µm | C4 | 40 | 4.6 | 5 | 100 | L26 | fully | HPLC Column | SS | 40 x 4,6 mm
Kromasil clone | 0502E040PK050 | BISCHOFF ProntoSIL KromaPlus 100 C4 5µm | C4 | 50 | 2 | 5 | 100 | L26 | fully | HPLC Column | SS | 50 x 2,0 mm
Kromasil clone | 0503E040PK050 | BISCHOFF ProntoSIL KromaPlus 100 C4 5µm | C4 | 50 | 3 | 5 | 100 | L26 | fully | HPLC Column | SS | 50 x 3,0 mm
Kromasil clone | 0504E040PK050 | BISCHOFF ProntoSIL KromaPlus 100 C4 5µm | C4 | 50 | 4 | 5 | 100 | L26 | fully | HPLC Column | SS | 50 x 4,0 mm
Kromasil clone | 0546E040PK050 | BISCHOFF ProntoSIL KromaPlus 100 C4 5µm | C4 | 50 | 4.6 | 5 | 100 | L26 | fully | HPLC Column | SS | 50 x 4,6 mm
Kromasil clone | 0602E040PK050 | BISCHOFF ProntoSIL KromaPlus 100 C4 5µm | C4 | 53 | 2 | 5 | 100 | L26 | fully | HPLC Column | SS | 53 x 2,0 mm
Kromasil clone | 0603E040PK050 | BISCHOFF ProntoSIL KromaPlus 100 C4 5µm | C4 | 53 | 3 | 5 | 100 | L26 | fully | HPLC Column | SS | 53 x 3,0 mm
Kromasil clone | 0604E040PK050 | BISCHOFF ProntoSIL KromaPlus 100 C4 5µm | C4 | 53 | 4 | 5 | 100 | L26 | fully | HPLC Column | SS | 53 x 4,0 mm
Kromasil clone | 0646E040PK050 | BISCHOFF ProntoSIL KromaPlus 100 C4 5µm | C4 | 53 | 4.6 | 5 | 100 | L26 | fully | HPLC Column | SS | 53 x 4,6 mm
Kromasil clone | A602E040PK050 | BISCHOFF ProntoSIL KromaPlus 100 C4 5µm | C4 | 60 | 2 | 5 | 100 | L26 | fully | HPLC Column | SS | 60 x 2,0 mm
Kromasil clone | A603E040PK050 | BISCHOFF ProntoSIL KromaPlus 100 C4 5µm | C4 | 60 | 3 | 5 | 100 | L26 | fully | HPLC Column | SS | 60 x 3,0 mm
Kromasil clone | A604E040PK050 | BISCHOFF ProntoSIL KromaPlus 100 C4 5µm | C4 | 60 | 4 | 5 | 100 | L26 | fully | HPLC Column | SS | 60 x 4,0 mm
Kromasil clone | A646E040PK050 | BISCHOFF ProntoSIL KromaPlus 100 C4 5µm | C4 | 60 | 4.6 | 5 | 100 | L26 | fully | HPLC Column | SS | 60 x 4,6 mm
Kromasil clone | 0702E040PK050 | BISCHOFF ProntoSIL KromaPlus 100 C4 5µm | C4 | 75 | 2 | 5 | 100 | L26 | fully | HPLC Column | SS | 75 x 2,0 mm
Kromasil clone | 0703E040PK050 | BISCHOFF ProntoSIL KromaPlus 100 C4 5µm | C4 | 75 | 3 | 5 | 100 | L26 | fully | HPLC Column | SS | 75 x 3,0 mm
Kromasil clone | 0704E040PK050 | BISCHOFF ProntoSIL KromaPlus 100 C4 5µm | C4 | 75 | 4 | 5 | 100 | L26 | fully | HPLC Column | SS | 75 x 4,0 mm
Kromasil clone | 0746E040PK050 | BISCHOFF ProntoSIL KromaPlus 100 C4 5µm | C4 | 75 | 4.6 | 5 | 100 | L26 | fully | HPLC Column | SS | 75 x 4,6 mm
Kromasil clone | 1002E040PK050 | BISCHOFF ProntoSIL KromaPlus 100 C4 5µm | C4 | 100 | 2 | 5 | 100 | L26 | fully | HPLC Column | SS | 100 x 2,0 mm
Kromasil clone | 1003E040PK050 | BISCHOFF ProntoSIL KromaPlus 100 C4 5µm | C4 | 100 | 3 | 5 | 100 | L26 | fully | HPLC Column | SS | 100 x 3,0 mm
Kromasil clone | 1004E040PK050 | BISCHOFF ProntoSIL KromaPlus 100 C4 5µm | C4 | 100 | 4 | 5 | 100 | L26 | fully | HPLC Column | SS | 100 x 4,0 mm
Kromasil clone | 1046E040PK050 | BISCHOFF ProntoSIL KromaPlus 100 C4 5µm | C4 | 100 | 4.6 | 5 | 100 | L26 | fully | HPLC Column | SS | 100 x 4,6 mm
Kromasil clone | 1202E040PK050 | BISCHOFF ProntoSIL KromaPlus 100 C4 5µm | C4 | 125 | 2 | 5 | 100 | L26 | fully | HPLC Column | SS | 125 x 2,0 mm
Kromasil clone | 1203E040PK050 | BISCHOFF ProntoSIL KromaPlus 100 C4 5µm | C4 | 125 | 3 | 5 | 100 | L26 | fully | HPLC Column | SS | 125 x 3,0 mm
Kromasil clone | 1204E040PK050 | BISCHOFF ProntoSIL KromaPlus 100 C4 5µm | C4 | 125 | 4 | 5 | 100 | L26 | fully | HPLC Column | SS | 125 x 4,0 mm
Kromasil clone | 1246E040PK050 | BISCHOFF ProntoSIL KromaPlus 100 C4 5µm | C4 | 125 | 4.6 | 5 | 100 | L26 | fully | HPLC Column | SS | 125 x 4,6 mm
Kromasil clone | 1502E040PK050 | BISCHOFF ProntoSIL KromaPlus 100 C4 5µm | C4 | 150 | 2 | 5 | 100 | L26 | fully | HPLC Column | SS | 150 x 2,0 mm
Kromasil clone | 1503E040PK050 | BISCHOFF ProntoSIL KromaPlus 100 C4 5µm | C4 | 150 | 3 | 5 | 100 | L26 | fully | HPLC Column | SS | 150 x 3,0 mm
Kromasil clone | 1504E040PK050 | BISCHOFF ProntoSIL KromaPlus 100 C4 5µm | C4 | 150 | 4 | 5 | 100 | L26 | fully | HPLC Column | SS | 150 x 4,0 mm
Kromasil clone | 1546E040PK050 | BISCHOFF ProntoSIL KromaPlus 100 C4 5µm | C4 | 150 | 4.6 | 5 | 100 | L26 | fully | HPLC Column | SS | 150 x 4,6 mm
Kromasil clone | 2002E040PK050 | BISCHOFF ProntoSIL KromaPlus 100 C4 5µm | C4 | 200 | 2 | 5 | 100 | L26 | fully | HPLC Column | SS | 200 x 2,0 mm
Kromasil clone | 2003E040PK050 | BISCHOFF ProntoSIL KromaPlus 100 C4 5µm | C4 | 200 | 3 | 5 | 100 | L26 | fully | HPLC Column | SS | 200 x 3,0 mm
Kromasil clone | 2004E040PK050 | BISCHOFF ProntoSIL KromaPlus 100 C4 5µm | C4 | 200 | 4 | 5 | 100 | L26 | fully | HPLC Column | SS | 200 x 4,0 mm
Kromasil clone | 2046E040PK050 | BISCHOFF ProntoSIL KromaPlus 100 C4 5µm | C4 | 200 | 4.6 | 5 | 100 | L26 | fully | HPLC Column | SS | 200 x 4,6 mm
Kromasil clone | 2502E040PK050 | BISCHOFF ProntoSIL KromaPlus 100 C4 5µm | C4 | 250 | 2 | 5 | 100 | L26 | fully | HPLC Column | SS | 250 x 2,0 mm
Kromasil clone | 2503E040PK050 | BISCHOFF ProntoSIL KromaPlus 100 C4 5µm | C4 | 250 | 3 | 5 | 100 | L26 | fully | HPLC Column | SS | 250 x 3,0 mm
Kromasil clone | 2504E040PK050 | BISCHOFF ProntoSIL KromaPlus 100 C4 5µm | C4 | 250 | 4 | 5 | 100 | L26 | fully | HPLC Column | SS | 250 x 4,0 mm
Kromasil clone | 2546E040PK050 | BISCHOFF ProntoSIL KromaPlus 100 C4 5µm | C4 | 250 | 4.6 | 5 | 100 | L26 | fully | HPLC Column | SS | 250 x 4,6 mm
Kromasil clone | 3002E040PK050 | BISCHOFF ProntoSIL KromaPlus 100 C4 5µm | C4 | 300 | 2 | 5 | 100 | L26 | fully | HPLC Column | SS | 300 x 2,0 mm
Kromasil clone | 3003E040PK050 | BISCHOFF ProntoSIL KromaPlus 100 C4 5µm | C4 | 300 | 3 | 5 | 100 | L26 | fully | HPLC Column | SS | 300 x 3,0 mm
Kromasil clone | 3004E040PK050 | BISCHOFF ProntoSIL KromaPlus 100 C4 5µm | C4 | 300 | 4 | 5 | 100 | L26 | fully | HPLC Column | SS | 300 x 4,0 mm
Kromasil clone | 3046E040PK050 | BISCHOFF ProntoSIL KromaPlus 100 C4 5µm | C4 | 300 | 4.6 | 5 | 100 | L26 | fully | HPLC Column | SS | 300 x 4,6 mm
Kromasil clone | 01P4E040PK050 | BISCHOFF ProntoSIL KromaPlus 100 C4 5µm | C4 | 14 | 4 | 5 | 100 | L26 | fully | HPLC Column | PEEK | 14 x 4,0 mm
Kromasil clone | A2P4E040PK050 | BISCHOFF ProntoSIL KromaPlus 100 C4 5µm | C4 | 20 | 4 | 5 | 100 | L26 | fully | HPLC Column | PEEK | 20 x 4,0 mm
Kromasil clone | 02P4E040PK050 | BISCHOFF ProntoSIL KromaPlus 100 C4 5µm | C4 | 25 | 4 | 5 | 100 | L26 | fully | HPLC Column | PEEK | 25 x 4,0 mm
Kromasil clone | 03P4E040PK050 | BISCHOFF ProntoSIL KromaPlus 100 C4 5µm | C4 | 30 | 4 | 5 | 100 | L26 | fully | HPLC Column | PEEK | 30 x 4,0 mm
Kromasil clone | 04P4E040PK050 | BISCHOFF ProntoSIL KromaPlus 100 C4 5µm | C4 | 33 | 4 | 5 | 100 | L26 | fully | HPLC Column | PEEK | 33 x 4,0 mm
Kromasil clone | A4P4E040PK050 | BISCHOFF ProntoSIL KromaPlus 100 C4 5µm | C4 | 40 | 4 | 5 | 100 | L26 | fully | HPLC Column | PEEK | 40 x 4,0 mm
Kromasil clone | 05P4E040PK050 | BISCHOFF ProntoSIL KromaPlus 100 C4 5µm | C4 | 50 | 4 | 5 | 100 | L26 | fully | HPLC Column | PEEK | 50 x 4,0 mm
Kromasil clone | 06P4E040PK050 | BISCHOFF ProntoSIL KromaPlus 100 C4 5µm | C4 | 53 | 4 | 5 | 100 | L26 | fully | HPLC Column | PEEK | 53 x 4,0 mm
Kromasil clone | A6P4E040PK050 | BISCHOFF ProntoSIL KromaPlus 100 C4 5µm | C4 | 60 | 4 | 5 | 100 | L26 | fully | HPLC Column | PEEK | 60 x 4,0 mm
Kromasil clone | 07P4E040PK050 | BISCHOFF ProntoSIL KromaPlus 100 C4 5µm | C4 | 75 | 4 | 5 | 100 | L26 | fully | HPLC Column | PEEK | 75 x 4,0 mm
Kromasil clone | 10P4E040PK050 | BISCHOFF ProntoSIL KromaPlus 100 C4 5µm | C4 | 100 | 4 | 5 | 100 | L26 | fully | HPLC Column | PEEK | 100 x 4,0 mm
Kromasil clone | 12P4E040PK050 | BISCHOFF ProntoSIL KromaPlus 100 C4 5µm | C4 | 125 | 4 | 5 | 100 | L26 | fully | HPLC Column | PEEK | 125 x 4,0 mm
Kromasil clone | 15P4E040PK050 | BISCHOFF ProntoSIL KromaPlus 100 C4 5µm | C4 | 150 | 4 | 5 | 100 | L26 | fully | HPLC Column | PEEK | 150 x 4,0 mm
Kromasil clone | 20P4E040PK050 | BISCHOFF ProntoSIL KromaPlus 100 C4 5µm | C4 | 200 | 4 | 5 | 100 | L26 | fully | HPLC Column | PEEK | 200 x 4,0 mm
Kromasil clone | 25P4E040PK050 | BISCHOFF ProntoSIL KromaPlus 100 C4 5µm | C4 | 250 | 4 | 5 | 100 | L26 | fully | HPLC Column | PEEK | 250 x 4,0 mm
Kromasil clone | 30P4E040PK050 | BISCHOFF ProntoSIL KromaPlus 100 C4 5µm | C4 | 300 | 4 | 5 | 100 | L26 | fully | HPLC Column | PEEK | 300 x 4,0 mm
Kromasil clone | 6305E040PK050 | BISCHOFF ProntoSIL KromaPlus 100 C4 5µm | C4 | 5 | 4 | 5 | 100 | L26 | fully | Cartridges (5 pcs.) | SS | 5 x 4,0 mm
Kromasil clone | 6301E040PK050 | BISCHOFF ProntoSIL KromaPlus 100 C4 5µm | C4 | 10 | 4 | 5 | 100 | L26 | fully | Cartridges (5 pcs.) | SS | 10 x 4,0 mm
Kromasil clone | 6302E040PK050 | BISCHOFF ProntoSIL KromaPlus 100 C4 5µm | C4 | 20 | 4 | 5 | 100 | L26 | fully | Cartridges (5 pcs.) | SS | 20 x 4,0 mm
Kromasil clone | 63P1E040PK050 | BISCHOFF ProntoSIL KromaPlus 100 C4 5µm | C4 | 10 | 4 | 5 | 100 | L26 | fully | Cartridges (5 pcs.) | PEEK | 10 x 4,0 mm
Kromasil clone | 63P2E040PK050 | BISCHOFF ProntoSIL KromaPlus 100 C4 5µm | C4 | 20 | 4 | 5 | 100 | L26 | fully | Cartridges (5 pcs.) | PEEK | 20 x 4,0 mm
Kromasil clone | 6335E040PK050 | BISCHOFF ProntoSIL KromaPlus 100 C4 5µm | C4 | 5 | 3 | 5 | 100 | L26 | fully | Cartridges (5 pcs.) | SS | 5 x 3,0 mm
Kromasil clone | 6331E040PK050 | BISCHOFF ProntoSIL KromaPlus 100 C4 5µm | C4 | 10 | 3 | 5 | 100 | L26 | fully | Cartridges (5 pcs.) | SS | 10 x 3,0 mm
Kromasil clone | 6332E040PK050 | BISCHOFF ProntoSIL KromaPlus 100 C4 5µm | C4 | 20 | 3 | 5 | 100 | L26 | fully | Cartridges (5 pcs.) | SS | 20 x 3,0 mm
Kromasil clone | 6325E040PK050 | BISCHOFF ProntoSIL KromaPlus 100 C4 5µm | C4 | 5 | 2 | 5 | 100 | L26 | fully | Cartridges (5 pcs.) | SS | 5 x 2,0 mm
Kromasil clone | 6321E040PK050 | BISCHOFF ProntoSIL KromaPlus 100 C4 5µm | C4 | 10 | 2 | 5 | 100 | L26 | fully | Cartridges (5 pcs.) | SS | 10 x 2,0 mm
Kromasil clone | 6322E040PK050 | BISCHOFF ProntoSIL KromaPlus 100 C4 5µm | C4 | 20 | 2 | 5 | 100 | L26 | fully | Cartridges (5 pcs.) | SS | 20 x 2,0 mm
Kromasil clone | 0102E040PK100 | BISCHOFF ProntoSIL KromaPlus 100 C4 10µm | C4 | 14 | 2 | 10 | 100 | L26 | fully | HPLC Column | SS | 14 x 2,0 mm
Kromasil clone | 0103E040PK100 | BISCHOFF ProntoSIL KromaPlus 100 C4 10µm | C4 | 14 | 3 | 10 | 100 | L26 | fully | HPLC Column | SS | 14 x 3,0 mm
Kromasil clone | 0104E040PK100 | BISCHOFF ProntoSIL KromaPlus 100 C4 10µm | C4 | 14 | 4 | 10 | 100 | L26 | fully | HPLC Column | SS | 14 x 4,0 mm
Kromasil clone | 0146E040PK100 | BISCHOFF ProntoSIL KromaPlus 100 C4 10µm | C4 | 14 | 4.6 | 10 | 100 | L26 | fully | HPLC Column | SS | 14 x 4,6 mm
Kromasil clone | A202E040PK100 | BISCHOFF ProntoSIL KromaPlus 100 C4 10µm | C4 | 20 | 2 | 10 | 100 | L26 | fully | HPLC Column | SS | 20 x 2,0 mm
Kromasil clone | A203E040PK100 | BISCHOFF ProntoSIL KromaPlus 100 C4 10µm | C4 | 20 | 3 | 10 | 100 | L26 | fully | HPLC Column | SS | 20 x 3,0 mm
Kromasil clone | A204E040PK100 | BISCHOFF ProntoSIL KromaPlus 100 C4 10µm | C4 | 20 | 4 | 10 | 100 | L26 | fully | HPLC Column | SS | 20 x 4,0 mm
Kromasil clone | A246E040PK100 | BISCHOFF ProntoSIL KromaPlus 100 C4 10µm | C4 | 20 | 4.6 | 10 | 100 | L26 | fully | HPLC Column | SS | 20 x 4,6 mm
Kromasil clone | 0202E040PK100 | BISCHOFF ProntoSIL KromaPlus 100 C4 10µm | C4 | 25 | 2 | 10 | 100 | L26 | fully | HPLC Column | SS | 25 x 2,0 mm
Kromasil clone | 0203E040PK100 | BISCHOFF ProntoSIL KromaPlus 100 C4 10µm | C4 | 25 | 3 | 10 | 100 | L26 | fully | HPLC Column | SS | 25 x 3,0 mm
Kromasil clone | 0204E040PK100 | BISCHOFF ProntoSIL KromaPlus 100 C4 10µm | C4 | 25 | 4 | 10 | 100 | L26 | fully | HPLC Column | SS | 25 x 4,0 mm
Kromasil clone | 0246E040PK100 | BISCHOFF ProntoSIL KromaPlus 100 C4 10µm | C4 | 25 | 4.6 | 10 | 100 | L26 | fully | HPLC Column | SS | 25 x 4,6 mm
Kromasil clone | 0302E040PK100 | BISCHOFF ProntoSIL KromaPlus 100 C4 10µm | C4 | 30 | 2 | 10 | 100 | L26 | fully | HPLC Column | SS | 30 x 2,0 mm
Kromasil clone | 0303E040PK100 | BISCHOFF ProntoSIL KromaPlus 100 C4 10µm | C4 | 30 | 3 | 10 | 100 | L26 | fully | HPLC Column | SS | 30 x 3,0 mm
Kromasil clone | 0304E040PK100 | BISCHOFF ProntoSIL KromaPlus 100 C4 10µm | C4 | 30 | 4 | 10 | 100 | L26 | fully | HPLC Column | SS | 30 x 4,0 mm
Kromasil clone | 0346E040PK100 | BISCHOFF ProntoSIL KromaPlus 100 C4 10µm | C4 | 30 | 4.6 | 10 | 100 | L26 | fully | HPLC Column | SS | 30 x 4,6 mm
Kromasil clone | 0402E040PK100 | BISCHOFF ProntoSIL KromaPlus 100 C4 10µm | C4 | 33 | 2 | 10 | 100 | L26 | fully | HPLC Column | SS | 33 x 2,0 mm
Kromasil clone | 0403E040PK100 | BISCHOFF ProntoSIL KromaPlus 100 C4 10µm | C4 | 33 | 3 | 10 | 100 | L26 | fully | HPLC Column | SS | 33 x 3,0 mm
Kromasil clone | 0404E040PK100 | BISCHOFF ProntoSIL KromaPlus 100 C4 10µm | C4 | 33 | 4 | 10 | 100 | L26 | fully | HPLC Column | SS | 33 x 4,0 mm
Kromasil clone | 0446E040PK100 | BISCHOFF ProntoSIL KromaPlus 100 C4 10µm | C4 | 33 | 4.6 | 10 | 100 | L26 | fully | HPLC Column | SS | 33 x 4,6 mm
Kromasil clone | A402E040PK100 | BISCHOFF ProntoSIL KromaPlus 100 C4 10µm | C4 | 40 | 2 | 10 | 100 | L26 | fully | HPLC Column | SS | 40 x 2,0 mm
Kromasil clone | A403E040PK100 | BISCHOFF ProntoSIL KromaPlus 100 C4 10µm | C4 | 40 | 3 | 10 | 100 | L26 | fully | HPLC Column | SS | 40 x 3,0 mm
Kromasil clone | A404E040PK100 | BISCHOFF ProntoSIL KromaPlus 100 C4 10µm | C4 | 40 | 4 | 10 | 100 | L26 | fully | HPLC Column | SS | 40 x 4,0 mm
Kromasil clone | A446E040PK100 | BISCHOFF ProntoSIL KromaPlus 100 C4 10µm | C4 | 40 | 4.6 | 10 | 100 | L26 | fully | HPLC Column | SS | 40 x 4,6 mm
Kromasil clone | 0502E040PK100 | BISCHOFF ProntoSIL KromaPlus 100 C4 10µm | C4 | 50 | 2 | 10 | 100 | L26 | fully | HPLC Column | SS | 50 x 2,0 mm
Kromasil clone | 0503E040PK100 | BISCHOFF ProntoSIL KromaPlus 100 C4 10µm | C4 | 50 | 3 | 10 | 100 | L26 | fully | HPLC Column | SS | 50 x 3,0 mm
Kromasil clone | 0504E040PK100 | BISCHOFF ProntoSIL KromaPlus 100 C4 10µm | C4 | 50 | 4 | 10 | 100 | L26 | fully | HPLC Column | SS | 50 x 4,0 mm
Kromasil clone | 0546E040PK100 | BISCHOFF ProntoSIL KromaPlus 100 C4 10µm | C4 | 50 | 4.6 | 10 | 100 | L26 | fully | HPLC Column | SS | 50 x 4,6 mm
Kromasil clone | 0602E040PK100 | BISCHOFF ProntoSIL KromaPlus 100 C4 10µm | C4 | 53 | 2 | 10 | 100 | L26 | fully | HPLC Column | SS | 53 x 2,0 mm
Kromasil clone | 0603E040PK100 | BISCHOFF ProntoSIL KromaPlus 100 C4 10µm | C4 | 53 | 3 | 10 | 100 | L26 | fully | HPLC Column | SS | 53 x 3,0 mm
Kromasil clone | 0604E040PK100 | BISCHOFF ProntoSIL KromaPlus 100 C4 10µm | C4 | 53 | 4 | 10 | 100 | L26 | fully | HPLC Column | SS | 53 x 4,0 mm
Kromasil clone | 0646E040PK100 | BISCHOFF ProntoSIL KromaPlus 100 C4 10µm | C4 | 53 | 4.6 | 10 | 100 | L26 | fully | HPLC Column | SS | 53 x 4,6 mm
Kromasil clone | A602E040PK100 | BISCHOFF ProntoSIL KromaPlus 100 C4 10µm | C4 | 60 | 2 | 10 | 100 | L26 | fully | HPLC Column | SS | 60 x 2,0 mm
Kromasil clone | A603E040PK100 | BISCHOFF ProntoSIL KromaPlus 100 C4 10µm | C4 | 60 | 3 | 10 | 100 | L26 | fully | HPLC Column | SS | 60 x 3,0 mm
Kromasil clone | A604E040PK100 | BISCHOFF ProntoSIL KromaPlus 100 C4 10µm | C4 | 60 | 4 | 10 | 100 | L26 | fully | HPLC Column | SS | 60 x 4,0 mm
Kromasil clone | A646E040PK100 | BISCHOFF ProntoSIL KromaPlus 100 C4 10µm | C4 | 60 | 4.6 | 10 | 100 | L26 | fully | HPLC Column | SS | 60 x 4,6 mm
Kromasil clone | 0702E040PK100 | BISCHOFF ProntoSIL KromaPlus 100 C4 10µm | C4 | 75 | 2 | 10 | 100 | L26 | fully | HPLC Column | SS | 75 x 2,0 mm
Kromasil clone | 0703E040PK100 | BISCHOFF ProntoSIL KromaPlus 100 C4 10µm | C4 | 75 | 3 | 10 | 100 | L26 | fully | HPLC Column | SS | 75 x 3,0 mm
Kromasil clone | 0704E040PK100 | BISCHOFF ProntoSIL KromaPlus 100 C4 10µm | C4 | 75 | 4 | 10 | 100 | L26 | fully | HPLC Column | SS | 75 x 4,0 mm
Kromasil clone | 0746E040PK100 | BISCHOFF ProntoSIL KromaPlus 100 C4 10µm | C4 | 75 | 4.6 | 10 | 100 | L26 | fully | HPLC Column | SS | 75 x 4,6 mm
Kromasil clone | 1002E040PK100 | BISCHOFF ProntoSIL KromaPlus 100 C4 10µm | C4 | 100 | 2 | 10 | 100 | L26 | fully | HPLC Column | SS | 100 x 2,0 mm
Kromasil clone | 1003E040PK100 | BISCHOFF ProntoSIL KromaPlus 100 C4 10µm | C4 | 100 | 3 | 10 | 100 | L26 | fully | HPLC Column | SS | 100 x 3,0 mm
Kromasil clone | 1004E040PK100 | BISCHOFF ProntoSIL KromaPlus 100 C4 10µm | C4 | 100 | 4 | 10 | 100 | L26 | fully | HPLC Column | SS | 100 x 4,0 mm
Kromasil clone | 1046E040PK100 | BISCHOFF ProntoSIL KromaPlus 100 C4 10µm | C4 | 100 | 4.6 | 10 | 100 | L26 | fully | HPLC Column | SS | 100 x 4,6 mm
Kromasil clone | 1202E040PK100 | BISCHOFF ProntoSIL KromaPlus 100 C4 10µm | C4 | 125 | 2 | 10 | 100 | L26 | fully | HPLC Column | SS | 125 x 2,0 mm
Kromasil clone | 1203E040PK100 | BISCHOFF ProntoSIL KromaPlus 100 C4 10µm | C4 | 125 | 3 | 10 | 100 | L26 | fully | HPLC Column | SS | 125 x 3,0 mm
Kromasil clone | 1204E040PK100 | BISCHOFF ProntoSIL KromaPlus 100 C4 10µm | C4 | 125 | 4 | 10 | 100 | L26 | fully | HPLC Column | SS | 125 x 4,0 mm
Kromasil clone | 1246E040PK100 | BISCHOFF ProntoSIL KromaPlus 100 C4 10µm | C4 | 125 | 4.6 | 10 | 100 | L26 | fully | HPLC Column | SS | 125 x 4,6 mm
Kromasil clone | 1502E040PK100 | BISCHOFF ProntoSIL KromaPlus 100 C4 10µm | C4 | 150 | 2 | 10 | 100 | L26 | fully | HPLC Column | SS | 150 x 2,0 mm
Kromasil clone | 1503E040PK100 | BISCHOFF ProntoSIL KromaPlus 100 C4 10µm | C4 | 150 | 3 | 10 | 100 | L26 | fully | HPLC Column | SS | 150 x 3,0 mm
Kromasil clone | 1504E040PK100 | BISCHOFF ProntoSIL KromaPlus 100 C4 10µm | C4 | 150 | 4 | 10 | 100 | L26 | fully | HPLC Column | SS | 150 x 4,0 mm
Kromasil clone | 1546E040PK100 | BISCHOFF ProntoSIL KromaPlus 100 C4 10µm | C4 | 150 | 4.6 | 10 | 100 | L26 | fully | HPLC Column | SS | 150 x 4,6 mm
Kromasil clone | 2002E040PK100 | BISCHOFF ProntoSIL KromaPlus 100 C4 10µm | C4 | 200 | 2 | 10 | 100 | L26 | fully | HPLC Column | SS | 200 x 2,0 mm
Kromasil clone | 2003E040PK100 | BISCHOFF ProntoSIL KromaPlus 100 C4 10µm | C4 | 200 | 3 | 10 | 100 | L26 | fully | HPLC Column | SS | 200 x 3,0 mm
Kromasil clone | 2004E040PK100 | BISCHOFF ProntoSIL KromaPlus 100 C4 10µm | C4 | 200 | 4 | 10 | 100 | L26 | fully | HPLC Column | SS | 200 x 4,0 mm
Kromasil clone | 2046E040PK100 | BISCHOFF ProntoSIL KromaPlus 100 C4 10µm | C4 | 200 | 4.6 | 10 | 100 | L26 | fully | HPLC Column | SS | 200 x 4,6 mm
Kromasil clone | 2502E040PK100 | BISCHOFF ProntoSIL KromaPlus 100 C4 10µm | C4 | 250 | 2 | 10 | 100 | L26 | fully | HPLC Column | SS | 250 x 2,0 mm
Kromasil clone | 2503E040PK100 | BISCHOFF ProntoSIL KromaPlus 100 C4 10µm | C4 | 250 | 3 | 10 | 100 | L26 | fully | HPLC Column | SS | 250 x 3,0 mm
Kromasil clone | 2504E040PK100 | BISCHOFF ProntoSIL KromaPlus 100 C4 10µm | C4 | 250 | 4 | 10 | 100 | L26 | fully | HPLC Column | SS | 250 x 4,0 mm
Kromasil clone | 2546E040PK100 | BISCHOFF ProntoSIL KromaPlus 100 C4 10µm | C4 | 250 | 4.6 | 10 | 100 | L26 | fully | HPLC Column | SS | 250 x 4,6 mm
Kromasil clone | 3002E040PK100 | BISCHOFF ProntoSIL KromaPlus 100 C4 10µm | C4 | 300 | 2 | 10 | 100 | L26 | fully | HPLC Column | SS | 300 x 2,0 mm
Kromasil clone | 3003E040PK100 | BISCHOFF ProntoSIL KromaPlus 100 C4 10µm | C4 | 300 | 3 | 10 | 100 | L26 | fully | HPLC Column | SS | 300 x 3,0 mm
Kromasil clone | 3004E040PK100 | BISCHOFF ProntoSIL KromaPlus 100 C4 10µm | C4 | 300 | 4 | 10 | 100 | L26 | fully | HPLC Column | SS | 300 x 4,0 mm
Kromasil clone | 3046E040PK100 | BISCHOFF ProntoSIL KromaPlus 100 C4 10µm | C4 | 300 | 4.6 | 10 | 100 | L26 | fully | HPLC Column | SS | 300 x 4,6 mm
Kromasil clone | 01P4E040PK100 | BISCHOFF ProntoSIL KromaPlus 100 C4 10µm | C4 | 14 | 4 | 10 | 100 | L26 | fully | HPLC Column | PEEK | 14 x 4,0 mm
Kromasil clone | A2P4E040PK100 | BISCHOFF ProntoSIL KromaPlus 100 C4 10µm | C4 | 20 | 4 | 10 | 100 | L26 | fully | HPLC Column | PEEK | 20 x 4,0 mm
Kromasil clone | 02P4E040PK100 | BISCHOFF ProntoSIL KromaPlus 100 C4 10µm | C4 | 25 | 4 | 10 | 100 | L26 | fully | HPLC Column | PEEK | 25 x 4,0 mm
Kromasil clone | 03P4E040PK100 | BISCHOFF ProntoSIL KromaPlus 100 C4 10µm | C4 | 30 | 4 | 10 | 100 | L26 | fully | HPLC Column | PEEK | 30 x 4,0 mm
Kromasil clone | 04P4E040PK100 | BISCHOFF ProntoSIL KromaPlus 100 C4 10µm | C4 | 33 | 4 | 10 | 100 | L26 | fully | HPLC Column | PEEK | 33 x 4,0 mm
Kromasil clone | A4P4E040PK100 | BISCHOFF ProntoSIL KromaPlus 100 C4 10µm | C4 | 40 | 4 | 10 | 100 | L26 | fully | HPLC Column | PEEK | 40 x 4,0 mm
Kromasil clone | 05P4E040PK100 | BISCHOFF ProntoSIL KromaPlus 100 C4 10µm | C4 | 50 | 4 | 10 | 100 | L26 | fully | HPLC Column | PEEK | 50 x 4,0 mm
Kromasil clone | 06P4E040PK100 | BISCHOFF ProntoSIL KromaPlus 100 C4 10µm | C4 | 53 | 4 | 10 | 100 | L26 | fully | HPLC Column | PEEK | 53 x 4,0 mm
Kromasil clone | A6P4E040PK100 | BISCHOFF ProntoSIL KromaPlus 100 C4 10µm | C4 | 60 | 4 | 10 | 100 | L26 | fully | HPLC Column | PEEK | 60 x 4,0 mm
Kromasil clone | 07P4E040PK100 | BISCHOFF ProntoSIL KromaPlus 100 C4 10µm | C4 | 75 | 4 | 10 | 100 | L26 | fully | HPLC Column | PEEK | 75 x 4,0 mm
Kromasil clone | 10P4E040PK100 | BISCHOFF ProntoSIL KromaPlus 100 C4 10µm | C4 | 100 | 4 | 10 | 100 | L26 | fully | HPLC Column | PEEK | 100 x 4,0 mm
Kromasil clone | 12P4E040PK100 | BISCHOFF ProntoSIL KromaPlus 100 C4 10µm | C4 | 125 | 4 | 10 | 100 | L26 | fully | HPLC Column | PEEK | 125 x 4,0 mm
Kromasil clone | 15P4E040PK100 | BISCHOFF ProntoSIL KromaPlus 100 C4 10µm | C4 | 150 | 4 | 10 | 100 | L26 | fully | HPLC Column | PEEK | 150 x 4,0 mm
Kromasil clone | 20P4E040PK100 | BISCHOFF ProntoSIL KromaPlus 100 C4 10µm | C4 | 200 | 4 | 10 | 100 | L26 | fully | HPLC Column | PEEK | 200 x 4,0 mm
Kromasil clone | 25P4E040PK100 | BISCHOFF ProntoSIL KromaPlus 100 C4 10µm | C4 | 250 | 4 | 10 | 100 | L26 | fully | HPLC Column | PEEK | 250 x 4,0 mm
Kromasil clone | 30P4E040PK100 | BISCHOFF ProntoSIL KromaPlus 100 C4 10µm | C4 | 300 | 4 | 10 | 100 | L26 | fully | HPLC Column | PEEK | 300 x 4,0 mm
Kromasil clone | 6305E040PK100 | BISCHOFF ProntoSIL KromaPlus 100 C4 10µm | C4 | 5 | 4 | 10 | 100 | L26 | fully | Cartridges (5 pcs.) | SS | 5 x 4,0 mm
Kromasil clone | 6301E040PK100 | BISCHOFF ProntoSIL KromaPlus 100 C4 10µm | C4 | 10 | 4 | 10 | 100 | L26 | fully | Cartridges (5 pcs.) | SS | 10 x 4,0 mm
Kromasil clone | 6302E040PK100 | BISCHOFF ProntoSIL KromaPlus 100 C4 10µm | C4 | 20 | 4 | 10 | 100 | L26 | fully | Cartridges (5 pcs.) | SS | 20 x 4,0 mm
Kromasil clone | 63P1E040PK100 | BISCHOFF ProntoSIL KromaPlus 100 C4 10µm | C4 | 10 | 4 | 10 | 100 | L26 | fully | Cartridges (5 pcs.) | PEEK | 10 x 4,0 mm
Kromasil clone | 63P2E040PK100 | BISCHOFF ProntoSIL KromaPlus 100 C4 10µm | C4 | 20 | 4 | 10 | 100 | L26 | fully | Cartridges (5 pcs.) | PEEK | 20 x 4,0 mm
Kromasil clone | 6335E040PK100 | BISCHOFF ProntoSIL KromaPlus 100 C4 10µm | C4 | 5 | 3 | 10 | 100 | L26 | fully | Cartridges (5 pcs.) | SS | 5 x 3,0 mm
Kromasil clone | 6331E040PK100 | BISCHOFF ProntoSIL KromaPlus 100 C4 10µm | C4 | 10 | 3 | 10 | 100 | L26 | fully | Cartridges (5 pcs.) | SS | 10 x 3,0 mm
Kromasil clone | 6332E040PK100 | BISCHOFF ProntoSIL KromaPlus 100 C4 10µm | C4 | 20 | 3 | 10 | 100 | L26 | fully | Cartridges (5 pcs.) | SS | 20 x 3,0 mm
Kromasil clone | 6325E040PK100 | BISCHOFF ProntoSIL KromaPlus 100 C4 10µm | C4 | 5 | 2 | 10 | 100 | L26 | fully | Cartridges (5 pcs.) | SS | 5 x 2,0 mm
Kromasil clone | 6321E040PK100 | BISCHOFF ProntoSIL KromaPlus 100 C4 10µm | C4 | 10 | 2 | 10 | 100 | L26 | fully | Cartridges (5 pcs.) | SS | 10 x 2,0 mm
Kromasil clone | 6322E040PK100 | BISCHOFF ProntoSIL KromaPlus 100 C4 10µm | C4 | 20 | 2 | 10 | 100 | L26 | fully | Cartridges (5 pcs.) | SS | 20 x 2,0 mm
Kromasil clone | 0102E010PK035 | BISCHOFF ProntoSIL KromaPlus 100 C1 3.5µm | C1 | 14 | 2 | 3.5 | 100 | L16 | no | HPLC Column | SS | 14 x 2,0 mm
Kromasil clone | 0103E010PK035 | BISCHOFF ProntoSIL KromaPlus 100 C1 3.5µm | C1 | 14 | 3 | 3.5 | 100 | L16 | no | HPLC Column | SS | 14 x 3,0 mm
Kromasil clone | 0104E010PK035 | BISCHOFF ProntoSIL KromaPlus 100 C1 3.5µm | C1 | 14 | 4 | 3.5 | 100 | L16 | no | HPLC Column | SS | 14 x 4,0 mm
Kromasil clone | 0146E010PK035 | BISCHOFF ProntoSIL KromaPlus 100 C1 3.5µm | C1 | 14 | 4.6 | 3.5 | 100 | L16 | no | HPLC Column | SS | 14 x 4,6 mm
Kromasil clone | A202E010PK035 | BISCHOFF ProntoSIL KromaPlus 100 C1 3.5µm | C1 | 20 | 2 | 3.5 | 100 | L16 | no | HPLC Column | SS | 20 x 2,0 mm
Kromasil clone | A203E010PK035 | BISCHOFF ProntoSIL KromaPlus 100 C1 3.5µm | C1 | 20 | 3 | 3.5 | 100 | L16 | no | HPLC Column | SS | 20 x 3,0 mm
Kromasil clone | A204E010PK035 | BISCHOFF ProntoSIL KromaPlus 100 C1 3.5µm | C1 | 20 | 4 | 3.5 | 100 | L16 | no | HPLC Column | SS | 20 x 4,0 mm
Kromasil clone | A246E010PK035 | BISCHOFF ProntoSIL KromaPlus 100 C1 3.5µm | C1 | 20 | 4.6 | 3.5 | 100 | L16 | no | HPLC Column | SS | 20 x 4,6 mm
Kromasil clone | 0202E010PK035 | BISCHOFF ProntoSIL KromaPlus 100 C1 3.5µm | C1 | 25 | 2 | 3.5 | 100 | L16 | no | HPLC Column | SS | 25 x 2,0 mm
Kromasil clone | 0203E010PK035 | BISCHOFF ProntoSIL KromaPlus 100 C1 3.5µm | C1 | 25 | 3 | 3.5 | 100 | L16 | no | HPLC Column | SS | 25 x 3,0 mm
Kromasil clone | 0204E010PK035 | BISCHOFF ProntoSIL KromaPlus 100 C1 3.5µm | C1 | 25 | 4 | 3.5 | 100 | L16 | no | HPLC Column | SS | 25 x 4,0 mm
Kromasil clone | 0246E010PK035 | BISCHOFF ProntoSIL KromaPlus 100 C1 3.5µm | C1 | 25 | 4.6 | 3.5 | 100 | L16 | no | HPLC Column | SS | 25 x 4,6 mm
Kromasil clone | 0302E010PK035 | BISCHOFF ProntoSIL KromaPlus 100 C1 3.5µm | C1 | 30 | 2 | 3.5 | 100 | L16 | no | HPLC Column | SS | 30 x 2,0 mm
Kromasil clone | 0303E010PK035 | BISCHOFF ProntoSIL KromaPlus 100 C1 3.5µm | C1 | 30 | 3 | 3.5 | 100 | L16 | no | HPLC Column | SS | 30 x 3,0 mm
Kromasil clone | 0304E010PK035 | BISCHOFF ProntoSIL KromaPlus 100 C1 3.5µm | C1 | 30 | 4 | 3.5 | 100 | L16 | no | HPLC Column | SS | 30 x 4,0 mm
Kromasil clone | 0346E010PK035 | BISCHOFF ProntoSIL KromaPlus 100 C1 3.5µm | C1 | 30 | 4.6 | 3.5 | 100 | L16 | no | HPLC Column | SS | 30 x 4,6 mm
Kromasil clone | 0402E010PK035 | BISCHOFF ProntoSIL KromaPlus 100 C1 3.5µm | C1 | 33 | 2 | 3.5 | 100 | L16 | no | HPLC Column | SS | 33 x 2,0 mm
Kromasil clone | 0403E010PK035 | BISCHOFF ProntoSIL KromaPlus 100 C1 3.5µm | C1 | 33 | 3 | 3.5 | 100 | L16 | no | HPLC Column | SS | 33 x 3,0 mm
Kromasil clone | 0404E010PK035 | BISCHOFF ProntoSIL KromaPlus 100 C1 3.5µm | C1 | 33 | 4 | 3.5 | 100 | L16 | no | HPLC Column | SS | 33 x 4,0 mm
Kromasil clone | 0446E010PK035 | BISCHOFF ProntoSIL KromaPlus 100 C1 3.5µm | C1 | 33 | 4.6 | 3.5 | 100 | L16 | no | HPLC Column | SS | 33 x 4,6 mm
Kromasil clone | A402E010PK035 | BISCHOFF ProntoSIL KromaPlus 100 C1 3.5µm | C1 | 40 | 2 | 3.5 | 100 | L16 | no | HPLC Column | SS | 40 x 2,0 mm
Kromasil clone | A403E010PK035 | BISCHOFF ProntoSIL KromaPlus 100 C1 3.5µm | C1 | 40 | 3 | 3.5 | 100 | L16 | no | HPLC Column | SS | 40 x 3,0 mm
Kromasil clone | A404E010PK035 | BISCHOFF ProntoSIL KromaPlus 100 C1 3.5µm | C1 | 40 | 4 | 3.5 | 100 | L16 | no | HPLC Column | SS | 40 x 4,0 mm
Kromasil clone | A446E010PK035 | BISCHOFF ProntoSIL KromaPlus 100 C1 3.5µm | C1 | 40 | 4.6 | 3.5 | 100 | L16 | no | HPLC Column | SS | 40 x 4,6 mm
Kromasil clone | 0502E010PK035 | BISCHOFF ProntoSIL KromaPlus 100 C1 3.5µm | C1 | 50 | 2 | 3.5 | 100 | L16 | no | HPLC Column | SS | 50 x 2,0 mm
Kromasil clone | 0503E010PK035 | BISCHOFF ProntoSIL KromaPlus 100 C1 3.5µm | C1 | 50 | 3 | 3.5 | 100 | L16 | no | HPLC Column | SS | 50 x 3,0 mm
Kromasil clone | 0504E010PK035 | BISCHOFF ProntoSIL KromaPlus 100 C1 3.5µm | C1 | 50 | 4 | 3.5 | 100 | L16 | no | HPLC Column | SS | 50 x 4,0 mm
Kromasil clone | 0546E010PK035 | BISCHOFF ProntoSIL KromaPlus 100 C1 3.5µm | C1 | 50 | 4.6 | 3.5 | 100 | L16 | no | HPLC Column | SS | 50 x 4,6 mm
Kromasil clone | 0602E010PK035 | BISCHOFF ProntoSIL KromaPlus 100 C1 3.5µm | C1 | 53 | 2 | 3.5 | 100 | L16 | no | HPLC Column | SS | 53 x 2,0 mm
Kromasil clone | 0603E010PK035 | BISCHOFF ProntoSIL KromaPlus 100 C1 3.5µm | C1 | 53 | 3 | 3.5 | 100 | L16 | no | HPLC Column | SS | 53 x 3,0 mm
Kromasil clone | 0604E010PK035 | BISCHOFF ProntoSIL KromaPlus 100 C1 3.5µm | C1 | 53 | 4 | 3.5 | 100 | L16 | no | HPLC Column | SS | 53 x 4,0 mm
Kromasil clone | 0646E010PK035 | BISCHOFF ProntoSIL KromaPlus 100 C1 3.5µm | C1 | 53 | 4.6 | 3.5 | 100 | L16 | no | HPLC Column | SS | 53 x 4,6 mm
Kromasil clone | A602E010PK035 | BISCHOFF ProntoSIL KromaPlus 100 C1 3.5µm | C1 | 60 | 2 | 3.5 | 100 | L16 | no | HPLC Column | SS | 60 x 2,0 mm
Kromasil clone | A603E010PK035 | BISCHOFF ProntoSIL KromaPlus 100 C1 3.5µm | C1 | 60 | 3 | 3.5 | 100 | L16 | no | HPLC Column | SS | 60 x 3,0 mm
Kromasil clone | A604E010PK035 | BISCHOFF ProntoSIL KromaPlus 100 C1 3.5µm | C1 | 60 | 4 | 3.5 | 100 | L16 | no | HPLC Column | SS | 60 x 4,0 mm
Kromasil clone | A646E010PK035 | BISCHOFF ProntoSIL KromaPlus 100 C1 3.5µm | C1 | 60 | 4.6 | 3.5 | 100 | L16 | no | HPLC Column | SS | 60 x 4,6 mm
Kromasil clone | 0702E010PK035 | BISCHOFF ProntoSIL KromaPlus 100 C1 3.5µm | C1 | 75 | 2 | 3.5 | 100 | L16 | no | HPLC Column | SS | 75 x 2,0 mm
Kromasil clone | 0703E010PK035 | BISCHOFF ProntoSIL KromaPlus 100 C1 3.5µm | C1 | 75 | 3 | 3.5 | 100 | L16 | no | HPLC Column | SS | 75 x 3,0 mm
Kromasil clone | 0704E010PK035 | BISCHOFF ProntoSIL KromaPlus 100 C1 3.5µm | C1 | 75 | 4 | 3.5 | 100 | L16 | no | HPLC Column | SS | 75 x 4,0 mm
Kromasil clone | 0746E010PK035 | BISCHOFF ProntoSIL KromaPlus 100 C1 3.5µm | C1 | 75 | 4.6 | 3.5 | 100 | L16 | no | HPLC Column | SS | 75 x 4,6 mm
Kromasil clone | 1002E010PK035 | BISCHOFF ProntoSIL KromaPlus 100 C1 3.5µm | C1 | 100 | 2 | 3.5 | 100 | L16 | no | HPLC Column | SS | 100 x 2,0 mm
Kromasil clone | 1003E010PK035 | BISCHOFF ProntoSIL KromaPlus 100 C1 3.5µm | C1 | 100 | 3 | 3.5 | 100 | L16 | no | HPLC Column | SS | 100 x 3,0 mm
Kromasil clone | 1004E010PK035 | BISCHOFF ProntoSIL KromaPlus 100 C1 3.5µm | C1 | 100 | 4 | 3.5 | 100 | L16 | no | HPLC Column | SS | 100 x 4,0 mm
Kromasil clone | 1046E010PK035 | BISCHOFF ProntoSIL KromaPlus 100 C1 3.5µm | C1 | 100 | 4.6 | 3.5 | 100 | L16 | no | HPLC Column | SS | 100 x 4,6 mm
Kromasil clone | 1202E010PK035 | BISCHOFF ProntoSIL KromaPlus 100 C1 3.5µm | C1 | 125 | 2 | 3.5 | 100 | L16 | no | HPLC Column | SS | 125 x 2,0 mm
Kromasil clone | 1203E010PK035 | BISCHOFF ProntoSIL KromaPlus 100 C1 3.5µm | C1 | 125 | 3 | 3.5 | 100 | L16 | no | HPLC Column | SS | 125 x 3,0 mm
Kromasil clone | 1204E010PK035 | BISCHOFF ProntoSIL KromaPlus 100 C1 3.5µm | C1 | 125 | 4 | 3.5 | 100 | L16 | no | HPLC Column | SS | 125 x 4,0 mm
Kromasil clone | 1246E010PK035 | BISCHOFF ProntoSIL KromaPlus 100 C1 3.5µm | C1 | 125 | 4.6 | 3.5 | 100 | L16 | no | HPLC Column | SS | 125 x 4,6 mm
Kromasil clone | 1502E010PK035 | BISCHOFF ProntoSIL KromaPlus 100 C1 3.5µm | C1 | 150 | 2 | 3.5 | 100 | L16 | no | HPLC Column | SS | 150 x 2,0 mm
Kromasil clone | 1503E010PK035 | BISCHOFF ProntoSIL KromaPlus 100 C1 3.5µm | C1 | 150 | 3 | 3.5 | 100 | L16 | no | HPLC Column | SS | 150 x 3,0 mm
Kromasil clone | 1504E010PK035 | BISCHOFF ProntoSIL KromaPlus 100 C1 3.5µm | C1 | 150 | 4 | 3.5 | 100 | L16 | no | HPLC Column | SS | 150 x 4,0 mm
Kromasil clone | 1546E010PK035 | BISCHOFF ProntoSIL KromaPlus 100 C1 3.5µm | C1 | 150 | 4.6 | 3.5 | 100 | L16 | no | HPLC Column | SS | 150 x 4,6 mm
Kromasil clone | 2002E010PK035 | BISCHOFF ProntoSIL KromaPlus 100 C1 3.5µm | C1 | 200 | 2 | 3.5 | 100 | L16 | no | HPLC Column | SS | 200 x 2,0 mm
Kromasil clone | 2003E010PK035 | BISCHOFF ProntoSIL KromaPlus 100 C1 3.5µm | C1 | 200 | 3 | 3.5 | 100 | L16 | no | HPLC Column | SS | 200 x 3,0 mm
Kromasil clone | 2004E010PK035 | BISCHOFF ProntoSIL KromaPlus 100 C1 3.5µm | C1 | 200 | 4 | 3.5 | 100 | L16 | no | HPLC Column | SS | 200 x 4,0 mm
Kromasil clone | 2046E010PK035 | BISCHOFF ProntoSIL KromaPlus 100 C1 3.5µm | C1 | 200 | 4.6 | 3.5 | 100 | L16 | no | HPLC Column | SS | 200 x 4,6 mm
Kromasil clone | 2502E010PK035 | BISCHOFF ProntoSIL KromaPlus 100 C1 3.5µm | C1 | 250 | 2 | 3.5 | 100 | L16 | no | HPLC Column | SS | 250 x 2,0 mm
Kromasil clone | 2503E010PK035 | BISCHOFF ProntoSIL KromaPlus 100 C1 3.5µm | C1 | 250 | 3 | 3.5 | 100 | L16 | no | HPLC Column | SS | 250 x 3,0 mm
Kromasil clone | 2504E010PK035 | BISCHOFF ProntoSIL KromaPlus 100 C1 3.5µm | C1 | 250 | 4 | 3.5 | 100 | L16 | no | HPLC Column | SS | 250 x 4,0 mm
Kromasil clone | 2546E010PK035 | BISCHOFF ProntoSIL KromaPlus 100 C1 3.5µm | C1 | 250 | 4.6 | 3.5 | 100 | L16 | no | HPLC Column | SS | 250 x 4,6 mm
Kromasil clone | 3002E010PK035 | BISCHOFF ProntoSIL KromaPlus 100 C1 3.5µm | C1 | 300 | 2 | 3.5 | 100 | L16 | no | HPLC Column | SS | 300 x 2,0 mm
Kromasil clone | 3003E010PK035 | BISCHOFF ProntoSIL KromaPlus 100 C1 3.5µm | C1 | 300 | 3 | 3.5 | 100 | L16 | no | HPLC Column | SS | 300 x 3,0 mm
Kromasil clone | 3004E010PK035 | BISCHOFF ProntoSIL KromaPlus 100 C1 3.5µm | C1 | 300 | 4 | 3.5 | 100 | L16 | no | HPLC Column | SS | 300 x 4,0 mm
Kromasil clone | 3046E010PK035 | BISCHOFF ProntoSIL KromaPlus 100 C1 3.5µm | C1 | 300 | 4.6 | 3.5 | 100 | L16 | no | HPLC Column | SS | 300 x 4,6 mm
Kromasil clone | 01P4E010PK035 | BISCHOFF ProntoSIL KromaPlus 100 C1 3.5µm | C1 | 14 | 4 | 3.5 | 100 | L16 | no | HPLC Column | PEEK | 14 x 4,0 mm
Kromasil clone | A2P4E010PK035 | BISCHOFF ProntoSIL KromaPlus 100 C1 3.5µm | C1 | 20 | 4 | 3.5 | 100 | L16 | no | HPLC Column | PEEK | 20 x 4,0 mm
Kromasil clone | 02P4E010PK035 | BISCHOFF ProntoSIL KromaPlus 100 C1 3.5µm | C1 | 25 | 4 | 3.5 | 100 | L16 | no | HPLC Column | PEEK | 25 x 4,0 mm
Kromasil clone | 03P4E010PK035 | BISCHOFF ProntoSIL KromaPlus 100 C1 3.5µm | C1 | 30 | 4 | 3.5 | 100 | L16 | no | HPLC Column | PEEK | 30 x 4,0 mm
Kromasil clone | 04P4E010PK035 | BISCHOFF ProntoSIL KromaPlus 100 C1 3.5µm | C1 | 33 | 4 | 3.5 | 100 | L16 | no | HPLC Column | PEEK | 33 x 4,0 mm
Kromasil clone | A4P4E010PK035 | BISCHOFF ProntoSIL KromaPlus 100 C1 3.5µm | C1 | 40 | 4 | 3.5 | 100 | L16 | no | HPLC Column | PEEK | 40 x 4,0 mm
Kromasil clone | 05P4E010PK035 | BISCHOFF ProntoSIL KromaPlus 100 C1 3.5µm | C1 | 50 | 4 | 3.5 | 100 | L16 | no | HPLC Column | PEEK | 50 x 4,0 mm
Kromasil clone | 06P4E010PK035 | BISCHOFF ProntoSIL KromaPlus 100 C1 3.5µm | C1 | 53 | 4 | 3.5 | 100 | L16 | no | HPLC Column | PEEK | 53 x 4,0 mm
Kromasil clone | A6P4E010PK035 | BISCHOFF ProntoSIL KromaPlus 100 C1 3.5µm | C1 | 60 | 4 | 3.5 | 100 | L16 | no | HPLC Column | PEEK | 60 x 4,0 mm
Kromasil clone | 07P4E010PK035 | BISCHOFF ProntoSIL KromaPlus 100 C1 3.5µm | C1 | 75 | 4 | 3.5 | 100 | L16 | no | HPLC Column | PEEK | 75 x 4,0 mm
Kromasil clone | 10P4E010PK035 | BISCHOFF ProntoSIL KromaPlus 100 C1 3.5µm | C1 | 100 | 4 | 3.5 | 100 | L16 | no | HPLC Column | PEEK | 100 x 4,0 mm
Kromasil clone | 12P4E010PK035 | BISCHOFF ProntoSIL KromaPlus 100 C1 3.5µm | C1 | 125 | 4 | 3.5 | 100 | L16 | no | HPLC Column | PEEK | 125 x 4,0 mm
Kromasil clone | 15P4E010PK035 | BISCHOFF ProntoSIL KromaPlus 100 C1 3.5µm | C1 | 150 | 4 | 3.5 | 100 | L16 | no | HPLC Column | PEEK | 150 x 4,0 mm
Kromasil clone | 20P4E010PK035 | BISCHOFF ProntoSIL KromaPlus 100 C1 3.5µm | C1 | 200 | 4 | 3.5 | 100 | L16 | no | HPLC Column | PEEK | 200 x 4,0 mm
Kromasil clone | 25P4E010PK035 | BISCHOFF ProntoSIL KromaPlus 100 C1 3.5µm | C1 | 250 | 4 | 3.5 | 100 | L16 | no | HPLC Column | PEEK | 250 x 4,0 mm
Kromasil clone | 30P4E010PK035 | BISCHOFF ProntoSIL KromaPlus 100 C1 3.5µm | C1 | 300 | 4 | 3.5 | 100 | L16 | no | HPLC Column | PEEK | 300 x 4,0 mm
Kromasil clone | 6305E010PK035 | BISCHOFF ProntoSIL KromaPlus 100 C1 3.5µm | C1 | 5 | 4 | 3.5 | 100 | L16 | no | Cartridges (5 pcs.) | SS | 5 x 4,0 mm
Kromasil clone | 6301E010PK035 | BISCHOFF ProntoSIL KromaPlus 100 C1 3.5µm | C1 | 10 | 4 | 3.5 | 100 | L16 | no | Cartridges (5 pcs.) | SS | 10 x 4,0 mm
Kromasil clone | 6302E010PK035 | BISCHOFF ProntoSIL KromaPlus 100 C1 3.5µm | C1 | 20 | 4 | 3.5 | 100 | L16 | no | Cartridges (5 pcs.) | SS | 20 x 4,0 mm
Kromasil clone | 63P1E010PK035 | BISCHOFF ProntoSIL KromaPlus 100 C1 3.5µm | C1 | 10 | 4 | 3.5 | 100 | L16 | no | Cartridges (5 pcs.) | PEEK | 10 x 4,0 mm
Kromasil clone | 63P2E010PK035 | BISCHOFF ProntoSIL KromaPlus 100 C1 3.5µm | C1 | 20 | 4 | 3.5 | 100 | L16 | no | Cartridges (5 pcs.) | PEEK | 20 x 4,0 mm
Kromasil clone | 6335E010PK035 | BISCHOFF ProntoSIL KromaPlus 100 C1 3.5µm | C1 | 5 | 3 | 3.5 | 100 | L16 | no | Cartridges (5 pcs.) | SS | 5 x 3,0 mm
Kromasil clone | 6331E010PK035 | BISCHOFF ProntoSIL KromaPlus 100 C1 3.5µm | C1 | 10 | 3 | 3.5 | 100 | L16 | no | Cartridges (5 pcs.) | SS | 10 x 3,0 mm
Kromasil clone | 6332E010PK035 | BISCHOFF ProntoSIL KromaPlus 100 C1 3.5µm | C1 | 20 | 3 | 3.5 | 100 | L16 | no | Cartridges (5 pcs.) | SS | 20 x 3,0 mm
Kromasil clone | 6325E010PK035 | BISCHOFF ProntoSIL KromaPlus 100 C1 3.5µm | C1 | 5 | 2 | 3.5 | 100 | L16 | no | Cartridges (5 pcs.) | SS | 5 x 2,0 mm
Kromasil clone | 6321E010PK035 | BISCHOFF ProntoSIL KromaPlus 100 C1 3.5µm | C1 | 10 | 2 | 3.5 | 100 | L16 | no | Cartridges (5 pcs.) | SS | 10 x 2,0 mm
Kromasil clone | 6322E010PK035 | BISCHOFF ProntoSIL KromaPlus 100 C1 3.5µm | C1 | 20 | 2 | 3.5 | 100 | L16 | no | Cartridges (5 pcs.) | SS | 20 x 2,0 mm
Kromasil clone | 0102E010PK050 | BISCHOFF ProntoSIL KromaPlus 100 C1 5µm | C1 | 14 | 2 | 5 | 100 | L16 | no | HPLC Column | SS | 14 x 2,0 mm
Kromasil clone | 0103E010PK050 | BISCHOFF ProntoSIL KromaPlus 100 C1 5µm | C1 | 14 | 3 | 5 | 100 | L16 | no | HPLC Column | SS | 14 x 3,0 mm
Kromasil clone | 0104E010PK050 | BISCHOFF ProntoSIL KromaPlus 100 C1 5µm | C1 | 14 | 4 | 5 | 100 | L16 | no | HPLC Column | SS | 14 x 4,0 mm
Kromasil clone | 0146E010PK050 | BISCHOFF ProntoSIL KromaPlus 100 C1 5µm | C1 | 14 | 4.6 | 5 | 100 | L16 | no | HPLC Column | SS | 14 x 4,6 mm
Kromasil clone | A202E010PK050 | BISCHOFF ProntoSIL KromaPlus 100 C1 5µm | C1 | 20 | 2 | 5 | 100 | L16 | no | HPLC Column | SS | 20 x 2,0 mm
Kromasil clone | A203E010PK050 | BISCHOFF ProntoSIL KromaPlus 100 C1 5µm | C1 | 20 | 3 | 5 | 100 | L16 | no | HPLC Column | SS | 20 x 3,0 mm
Kromasil clone | A204E010PK050 | BISCHOFF ProntoSIL KromaPlus 100 C1 5µm | C1 | 20 | 4 | 5 | 100 | L16 | no | HPLC Column | SS | 20 x 4,0 mm
Kromasil clone | A246E010PK050 | BISCHOFF ProntoSIL KromaPlus 100 C1 5µm | C1 | 20 | 4.6 | 5 | 100 | L16 | no | HPLC Column | SS | 20 x 4,6 mm
Kromasil clone | 0202E010PK050 | BISCHOFF ProntoSIL KromaPlus 100 C1 5µm | C1 | 25 | 2 | 5 | 100 | L16 | no | HPLC Column | SS | 25 x 2,0 mm
Kromasil clone | 0203E010PK050 | BISCHOFF ProntoSIL KromaPlus 100 C1 5µm | C1 | 25 | 3 | 5 | 100 | L16 | no | HPLC Column | SS | 25 x 3,0 mm
Kromasil clone | 0204E010PK050 | BISCHOFF ProntoSIL KromaPlus 100 C1 5µm | C1 | 25 | 4 | 5 | 100 | L16 | no | HPLC Column | SS | 25 x 4,0 mm
Kromasil clone | 0246E010PK050 | BISCHOFF ProntoSIL KromaPlus 100 C1 5µm | C1 | 25 | 4.6 | 5 | 100 | L16 | no | HPLC Column | SS | 25 x 4,6 mm
Kromasil clone | 0302E010PK050 | BISCHOFF ProntoSIL KromaPlus 100 C1 5µm | C1 | 30 | 2 | 5 | 100 | L16 | no | HPLC Column | SS | 30 x 2,0 mm
Kromasil clone | 0303E010PK050 | BISCHOFF ProntoSIL KromaPlus 100 C1 5µm | C1 | 30 | 3 | 5 | 100 | L16 | no | HPLC Column | SS | 30 x 3,0 mm
Kromasil clone | 0304E010PK050 | BISCHOFF ProntoSIL KromaPlus 100 C1 5µm | C1 | 30 | 4 | 5 | 100 | L16 | no | HPLC Column | SS | 30 x 4,0 mm
Kromasil clone | 0346E010PK050 | BISCHOFF ProntoSIL KromaPlus 100 C1 5µm | C1 | 30 | 4.6 | 5 | 100 | L16 | no | HPLC Column | SS | 30 x 4,6 mm
Kromasil clone | 0402E010PK050 | BISCHOFF ProntoSIL KromaPlus 100 C1 5µm | C1 | 33 | 2 | 5 | 100 | L16 | no | HPLC Column | SS | 33 x 2,0 mm
Kromasil clone | 0403E010PK050 | BISCHOFF ProntoSIL KromaPlus 100 C1 5µm | C1 | 33 | 3 | 5 | 100 | L16 | no | HPLC Column | SS | 33 x 3,0 mm
Kromasil clone | 0404E010PK050 | BISCHOFF ProntoSIL KromaPlus 100 C1 5µm | C1 | 33 | 4 | 5 | 100 | L16 | no | HPLC Column | SS | 33 x 4,0 mm
Kromasil clone | 0446E010PK050 | BISCHOFF ProntoSIL KromaPlus 100 C1 5µm | C1 | 33 | 4.6 | 5 | 100 | L16 | no | HPLC Column | SS | 33 x 4,6 mm
Kromasil clone | A402E010PK050 | BISCHOFF ProntoSIL KromaPlus 100 C1 5µm | C1 | 40 | 2 | 5 | 100 | L16 | no | HPLC Column | SS | 40 x 2,0 mm
Kromasil clone | A403E010PK050 | BISCHOFF ProntoSIL KromaPlus 100 C1 5µm | C1 | 40 | 3 | 5 | 100 | L16 | no | HPLC Column | SS | 40 x 3,0 mm
Kromasil clone | A404E010PK050 | BISCHOFF ProntoSIL KromaPlus 100 C1 5µm | C1 | 40 | 4 | 5 | 100 | L16 | no | HPLC Column | SS | 40 x 4,0 mm
Kromasil clone | A446E010PK050 | BISCHOFF ProntoSIL KromaPlus 100 C1 5µm | C1 | 40 | 4.6 | 5 | 100 | L16 | no | HPLC Column | SS | 40 x 4,6 mm
Kromasil clone | 0502E010PK050 | BISCHOFF ProntoSIL KromaPlus 100 C1 5µm | C1 | 50 | 2 | 5 | 100 | L16 | no | HPLC Column | SS | 50 x 2,0 mm
Kromasil clone | 0503E010PK050 | BISCHOFF ProntoSIL KromaPlus 100 C1 5µm | C1 | 50 | 3 | 5 | 100 | L16 | no | HPLC Column | SS | 50 x 3,0 mm
Kromasil clone | 0504E010PK050 | BISCHOFF ProntoSIL KromaPlus 100 C1 5µm | C1 | 50 | 4 | 5 | 100 | L16 | no | HPLC Column | SS | 50 x 4,0 mm
Kromasil clone | 0546E010PK050 | BISCHOFF ProntoSIL KromaPlus 100 C1 5µm | C1 | 50 | 4.6 | 5 | 100 | L16 | no | HPLC Column | SS | 50 x 4,6 mm
Kromasil clone | 0602E010PK050 | BISCHOFF ProntoSIL KromaPlus 100 C1 5µm | C1 | 53 | 2 | 5 | 100 | L16 | no | HPLC Column | SS | 53 x 2,0 mm
Kromasil clone | 0603E010PK050 | BISCHOFF ProntoSIL KromaPlus 100 C1 5µm | C1 | 53 | 3 | 5 | 100 | L16 | no | HPLC Column | SS | 53 x 3,0 mm
Kromasil clone | 0604E010PK050 | BISCHOFF ProntoSIL KromaPlus 100 C1 5µm | C1 | 53 | 4 | 5 | 100 | L16 | no | HPLC Column | SS | 53 x 4,0 mm
Kromasil clone | 0646E010PK050 | BISCHOFF ProntoSIL KromaPlus 100 C1 5µm | C1 | 53 | 4.6 | 5 | 100 | L16 | no | HPLC Column | SS | 53 x 4,6 mm
Kromasil clone | A602E010PK050 | BISCHOFF ProntoSIL KromaPlus 100 C1 5µm | C1 | 60 | 2 | 5 | 100 | L16 | no | HPLC Column | SS | 60 x 2,0 mm
Kromasil clone | A603E010PK050 | BISCHOFF ProntoSIL KromaPlus 100 C1 5µm | C1 | 60 | 3 | 5 | 100 | L16 | no | HPLC Column | SS | 60 x 3,0 mm
Kromasil clone | A604E010PK050 | BISCHOFF ProntoSIL KromaPlus 100 C1 5µm | C1 | 60 | 4 | 5 | 100 | L16 | no | HPLC Column | SS | 60 x 4,0 mm
Kromasil clone | A646E010PK050 | BISCHOFF ProntoSIL KromaPlus 100 C1 5µm | C1 | 60 | 4.6 | 5 | 100 | L16 | no | HPLC Column | SS | 60 x 4,6 mm
Kromasil clone | 0702E010PK050 | BISCHOFF ProntoSIL KromaPlus 100 C1 5µm | C1 | 75 | 2 | 5 | 100 | L16 | no | HPLC Column | SS | 75 x 2,0 mm
Kromasil clone | 0703E010PK050 | BISCHOFF ProntoSIL KromaPlus 100 C1 5µm | C1 | 75 | 3 | 5 | 100 | L16 | no | HPLC Column | SS | 75 x 3,0 mm
Kromasil clone | 0704E010PK050 | BISCHOFF ProntoSIL KromaPlus 100 C1 5µm | C1 | 75 | 4 | 5 | 100 | L16 | no | HPLC Column | SS | 75 x 4,0 mm
Kromasil clone | 0746E010PK050 | BISCHOFF ProntoSIL KromaPlus 100 C1 5µm | C1 | 75 | 4.6 | 5 | 100 | L16 | no | HPLC Column | SS | 75 x 4,6 mm
Kromasil clone | 1002E010PK050 | BISCHOFF ProntoSIL KromaPlus 100 C1 5µm | C1 | 100 | 2 | 5 | 100 | L16 | no | HPLC Column | SS | 100 x 2,0 mm
Kromasil clone | 1003E010PK050 | BISCHOFF ProntoSIL KromaPlus 100 C1 5µm | C1 | 100 | 3 | 5 | 100 | L16 | no | HPLC Column | SS | 100 x 3,0 mm
Kromasil clone | 1004E010PK050 | BISCHOFF ProntoSIL KromaPlus 100 C1 5µm | C1 | 100 | 4 | 5 | 100 | L16 | no | HPLC Column | SS | 100 x 4,0 mm
Kromasil clone | 1046E010PK050 | BISCHOFF ProntoSIL KromaPlus 100 C1 5µm | C1 | 100 | 4.6 | 5 | 100 | L16 | no | HPLC Column | SS | 100 x 4,6 mm
Kromasil clone | 1202E010PK050 | BISCHOFF ProntoSIL KromaPlus 100 C1 5µm | C1 | 125 | 2 | 5 | 100 | L16 | no | HPLC Column | SS | 125 x 2,0 mm
Kromasil clone | 1203E010PK050 | BISCHOFF ProntoSIL KromaPlus 100 C1 5µm | C1 | 125 | 3 | 5 | 100 | L16 | no | HPLC Column | SS | 125 x 3,0 mm
Kromasil clone | 1204E010PK050 | BISCHOFF ProntoSIL KromaPlus 100 C1 5µm | C1 | 125 | 4 | 5 | 100 | L16 | no | HPLC Column | SS | 125 x 4,0 mm
Kromasil clone | 1246E010PK050 | BISCHOFF ProntoSIL KromaPlus 100 C1 5µm | C1 | 125 | 4.6 | 5 | 100 | L16 | no | HPLC Column | SS | 125 x 4,6 mm
Kromasil clone | 1502E010PK050 | BISCHOFF ProntoSIL KromaPlus 100 C1 5µm | C1 | 150 | 2 | 5 | 100 | L16 | no | HPLC Column | SS | 150 x 2,0 mm
Kromasil clone | 1503E010PK050 | BISCHOFF ProntoSIL KromaPlus 100 C1 5µm | C1 | 150 | 3 | 5 | 100 | L16 | no | HPLC Column | SS | 150 x 3,0 mm
Kromasil clone | 1504E010PK050 | BISCHOFF ProntoSIL KromaPlus 100 C1 5µm | C1 | 150 | 4 | 5 | 100 | L16 | no | HPLC Column | SS | 150 x 4,0 mm
Kromasil clone | 1546E010PK050 | BISCHOFF ProntoSIL KromaPlus 100 C1 5µm | C1 | 150 | 4.6 | 5 | 100 | L16 | no | HPLC Column | SS | 150 x 4,6 mm
Kromasil clone | 2002E010PK050 | BISCHOFF ProntoSIL KromaPlus 100 C1 5µm | C1 | 200 | 2 | 5 | 100 | L16 | no | HPLC Column | SS | 200 x 2,0 mm
Kromasil clone | 2003E010PK050 | BISCHOFF ProntoSIL KromaPlus 100 C1 5µm | C1 | 200 | 3 | 5 | 100 | L16 | no | HPLC Column | SS | 200 x 3,0 mm
Kromasil clone | 2004E010PK050 | BISCHOFF ProntoSIL KromaPlus 100 C1 5µm | C1 | 200 | 4 | 5 | 100 | L16 | no | HPLC Column | SS | 200 x 4,0 mm
Kromasil clone | 2046E010PK050 | BISCHOFF ProntoSIL KromaPlus 100 C1 5µm | C1 | 200 | 4.6 | 5 | 100 | L16 | no | HPLC Column | SS | 200 x 4,6 mm
Kromasil clone | 2502E010PK050 | BISCHOFF ProntoSIL KromaPlus 100 C1 5µm | C1 | 250 | 2 | 5 | 100 | L16 | no | HPLC Column | SS | 250 x 2,0 mm
Kromasil clone | 2503E010PK050 | BISCHOFF ProntoSIL KromaPlus 100 C1 5µm | C1 | 250 | 3 | 5 | 100 | L16 | no | HPLC Column | SS | 250 x 3,0 mm
Kromasil clone | 2504E010PK050 | BISCHOFF ProntoSIL KromaPlus 100 C1 5µm | C1 | 250 | 4 | 5 | 100 | L16 | no | HPLC Column | SS | 250 x 4,0 mm
Kromasil clone | 2546E010PK050 | BISCHOFF ProntoSIL KromaPlus 100 C1 5µm | C1 | 250 | 4.6 | 5 | 100 | L16 | no | HPLC Column | SS | 250 x 4,6 mm
Kromasil clone | 3002E010PK050 | BISCHOFF ProntoSIL KromaPlus 100 C1 5µm | C1 | 300 | 2 | 5 | 100 | L16 | no | HPLC Column | SS | 300 x 2,0 mm
Kromasil clone | 3003E010PK050 | BISCHOFF ProntoSIL KromaPlus 100 C1 5µm | C1 | 300 | 3 | 5 | 100 | L16 | no | HPLC Column | SS | 300 x 3,0 mm
Kromasil clone | 3004E010PK050 | BISCHOFF ProntoSIL KromaPlus 100 C1 5µm | C1 | 300 | 4 | 5 | 100 | L16 | no | HPLC Column | SS | 300 x 4,0 mm
Kromasil clone | 3046E010PK050 | BISCHOFF ProntoSIL KromaPlus 100 C1 5µm | C1 | 300 | 4.6 | 5 | 100 | L16 | no | HPLC Column | SS | 300 x 4,6 mm
Kromasil clone | 01P4E010PK050 | BISCHOFF ProntoSIL KromaPlus 100 C1 5µm | C1 | 14 | 4 | 5 | 100 | L16 | no | HPLC Column | PEEK | 14 x 4,0 mm
Kromasil clone | A2P4E010PK050 | BISCHOFF ProntoSIL KromaPlus 100 C1 5µm | C1 | 20 | 4 | 5 | 100 | L16 | no | HPLC Column | PEEK | 20 x 4,0 mm
Kromasil clone | 02P4E010PK050 | BISCHOFF ProntoSIL KromaPlus 100 C1 5µm | C1 | 25 | 4 | 5 | 100 | L16 | no | HPLC Column | PEEK | 25 x 4,0 mm
Kromasil clone | 03P4E010PK050 | BISCHOFF ProntoSIL KromaPlus 100 C1 5µm | C1 | 30 | 4 | 5 | 100 | L16 | no | HPLC Column | PEEK | 30 x 4,0 mm
Kromasil clone | 04P4E010PK050 | BISCHOFF ProntoSIL KromaPlus 100 C1 5µm | C1 | 33 | 4 | 5 | 100 | L16 | no | HPLC Column | PEEK | 33 x 4,0 mm
Kromasil clone | A4P4E010PK050 | BISCHOFF ProntoSIL KromaPlus 100 C1 5µm | C1 | 40 | 4 | 5 | 100 | L16 | no | HPLC Column | PEEK | 40 x 4,0 mm
Kromasil clone | 05P4E010PK050 | BISCHOFF ProntoSIL KromaPlus 100 C1 5µm | C1 | 50 | 4 | 5 | 100 | L16 | no | HPLC Column | PEEK | 50 x 4,0 mm
Kromasil clone | 06P4E010PK050 | BISCHOFF ProntoSIL KromaPlus 100 C1 5µm | C1 | 53 | 4 | 5 | 100 | L16 | no | HPLC Column | PEEK | 53 x 4,0 mm
Kromasil clone | A6P4E010PK050 | BISCHOFF ProntoSIL KromaPlus 100 C1 5µm | C1 | 60 | 4 | 5 | 100 | L16 | no | HPLC Column | PEEK | 60 x 4,0 mm
Kromasil clone | 07P4E010PK050 | BISCHOFF ProntoSIL KromaPlus 100 C1 5µm | C1 | 75 | 4 | 5 | 100 | L16 | no | HPLC Column | PEEK | 75 x 4,0 mm
Kromasil clone | 10P4E010PK050 | BISCHOFF ProntoSIL KromaPlus 100 C1 5µm | C1 | 100 | 4 | 5 | 100 | L16 | no | HPLC Column | PEEK | 100 x 4,0 mm
Kromasil clone | 12P4E010PK050 | BISCHOFF ProntoSIL KromaPlus 100 C1 5µm | C1 | 125 | 4 | 5 | 100 | L16 | no | HPLC Column | PEEK | 125 x 4,0 mm
Kromasil clone | 15P4E010PK050 | BISCHOFF ProntoSIL KromaPlus 100 C1 5µm | C1 | 150 | 4 | 5 | 100 | L16 | no | HPLC Column | PEEK | 150 x 4,0 mm
Kromasil clone | 20P4E010PK050 | BISCHOFF ProntoSIL KromaPlus 100 C1 5µm | C1 | 200 | 4 | 5 | 100 | L16 | no | HPLC Column | PEEK | 200 x 4,0 mm
Kromasil clone | 25P4E010PK050 | BISCHOFF ProntoSIL KromaPlus 100 C1 5µm | C1 | 250 | 4 | 5 | 100 | L16 | no | HPLC Column | PEEK | 250 x 4,0 mm
Kromasil clone | 30P4E010PK050 | BISCHOFF ProntoSIL KromaPlus 100 C1 5µm | C1 | 300 | 4 | 5 | 100 | L16 | no | HPLC Column | PEEK | 300 x 4,0 mm
Kromasil clone | 6305E010PK050 | BISCHOFF ProntoSIL KromaPlus 100 C1 5µm | C1 | 5 | 4 | 5 | 100 | L16 | no | Cartridges (5 pcs.) | SS | 5 x 4,0 mm
Kromasil clone | 6301E010PK050 | BISCHOFF ProntoSIL KromaPlus 100 C1 5µm | C1 | 10 | 4 | 5 | 100 | L16 | no | Cartridges (5 pcs.) | SS | 10 x 4,0 mm
Kromasil clone | 6302E010PK050 | BISCHOFF ProntoSIL KromaPlus 100 C1 5µm | C1 | 20 | 4 | 5 | 100 | L16 | no | Cartridges (5 pcs.) | SS | 20 x 4,0 mm
Kromasil clone | 63P1E010PK050 | BISCHOFF ProntoSIL KromaPlus 100 C1 5µm | C1 | 10 | 4 | 5 | 100 | L16 | no | Cartridges (5 pcs.) | PEEK | 10 x 4,0 mm
Kromasil clone | 63P2E010PK050 | BISCHOFF ProntoSIL KromaPlus 100 C1 5µm | C1 | 20 | 4 | 5 | 100 | L16 | no | Cartridges (5 pcs.) | PEEK | 20 x 4,0 mm
Kromasil clone | 6335E010PK050 | BISCHOFF ProntoSIL KromaPlus 100 C1 5µm | C1 | 5 | 3 | 5 | 100 | L16 | no | Cartridges (5 pcs.) | SS | 5 x 3,0 mm
Kromasil clone | 6331E010PK050 | BISCHOFF ProntoSIL KromaPlus 100 C1 5µm | C1 | 10 | 3 | 5 | 100 | L16 | no | Cartridges (5 pcs.) | SS | 10 x 3,0 mm
Kromasil clone | 6332E010PK050 | BISCHOFF ProntoSIL KromaPlus 100 C1 5µm | C1 | 20 | 3 | 5 | 100 | L16 | no | Cartridges (5 pcs.) | SS | 20 x 3,0 mm
Kromasil clone | 6325E010PK050 | BISCHOFF ProntoSIL KromaPlus 100 C1 5µm | C1 | 5 | 2 | 5 | 100 | L16 | no | Cartridges (5 pcs.) | SS | 5 x 2,0 mm
Kromasil clone | 6321E010PK050 | BISCHOFF ProntoSIL KromaPlus 100 C1 5µm | C1 | 10 | 2 | 5 | 100 | L16 | no | Cartridges (5 pcs.) | SS | 10 x 2,0 mm
Kromasil clone | 6322E010PK050 | BISCHOFF ProntoSIL KromaPlus 100 C1 5µm | C1 | 20 | 2 | 5 | 100 | L16 | no | Cartridges (5 pcs.) | SS | 20 x 2,0 mm
Kromasil clone | 0102E010PK100 | BISCHOFF ProntoSIL KromaPlus 100 C1 10µm | C1 | 14 | 2 | 10 | 100 | L16 | no | HPLC Column | SS | 14 x 2,0 mm
Kromasil clone | 0103E010PK100 | BISCHOFF ProntoSIL KromaPlus 100 C1 10µm | C1 | 14 | 3 | 10 | 100 | L16 | no | HPLC Column | SS | 14 x 3,0 mm
Kromasil clone | 0104E010PK100 | BISCHOFF ProntoSIL KromaPlus 100 C1 10µm | C1 | 14 | 4 | 10 | 100 | L16 | no | HPLC Column | SS | 14 x 4,0 mm
Kromasil clone | 0146E010PK100 | BISCHOFF ProntoSIL KromaPlus 100 C1 10µm | C1 | 14 | 4.6 | 10 | 100 | L16 | no | HPLC Column | SS | 14 x 4,6 mm
Kromasil clone | A202E010PK100 | BISCHOFF ProntoSIL KromaPlus 100 C1 10µm | C1 | 20 | 2 | 10 | 100 | L16 | no | HPLC Column | SS | 20 x 2,0 mm
Kromasil clone | A203E010PK100 | BISCHOFF ProntoSIL KromaPlus 100 C1 10µm | C1 | 20 | 3 | 10 | 100 | L16 | no | HPLC Column | SS | 20 x 3,0 mm
Kromasil clone | A204E010PK100 | BISCHOFF ProntoSIL KromaPlus 100 C1 10µm | C1 | 20 | 4 | 10 | 100 | L16 | no | HPLC Column | SS | 20 x 4,0 mm
Kromasil clone | A246E010PK100 | BISCHOFF ProntoSIL KromaPlus 100 C1 10µm | C1 | 20 | 4.6 | 10 | 100 | L16 | no | HPLC Column | SS | 20 x 4,6 mm
Kromasil clone | 0202E010PK100 | BISCHOFF ProntoSIL KromaPlus 100 C1 10µm | C1 | 25 | 2 | 10 | 100 | L16 | no | HPLC Column | SS | 25 x 2,0 mm
Kromasil clone | 0203E010PK100 | BISCHOFF ProntoSIL KromaPlus 100 C1 10µm | C1 | 25 | 3 | 10 | 100 | L16 | no | HPLC Column | SS | 25 x 3,0 mm
Kromasil clone | 0204E010PK100 | BISCHOFF ProntoSIL KromaPlus 100 C1 10µm | C1 | 25 | 4 | 10 | 100 | L16 | no | HPLC Column | SS | 25 x 4,0 mm
Kromasil clone | 0246E010PK100 | BISCHOFF ProntoSIL KromaPlus 100 C1 10µm | C1 | 25 | 4.6 | 10 | 100 | L16 | no | HPLC Column | SS | 25 x 4,6 mm
Kromasil clone | 0302E010PK100 | BISCHOFF ProntoSIL KromaPlus 100 C1 10µm | C1 | 30 | 2 | 10 | 100 | L16 | no | HPLC Column | SS | 30 x 2,0 mm
Kromasil clone | 0303E010PK100 | BISCHOFF ProntoSIL KromaPlus 100 C1 10µm | C1 | 30 | 3 | 10 | 100 | L16 | no | HPLC Column | SS | 30 x 3,0 mm
Kromasil clone | 0304E010PK100 | BISCHOFF ProntoSIL KromaPlus 100 C1 10µm | C1 | 30 | 4 | 10 | 100 | L16 | no | HPLC Column | SS | 30 x 4,0 mm
Kromasil clone | 0346E010PK100 | BISCHOFF ProntoSIL KromaPlus 100 C1 10µm | C1 | 30 | 4.6 | 10 | 100 | L16 | no | HPLC Column | SS | 30 x 4,6 mm
Kromasil clone | 0402E010PK100 | BISCHOFF ProntoSIL KromaPlus 100 C1 10µm | C1 | 33 | 2 | 10 | 100 | L16 | no | HPLC Column | SS | 33 x 2,0 mm
Kromasil clone | 0403E010PK100 | BISCHOFF ProntoSIL KromaPlus 100 C1 10µm | C1 | 33 | 3 | 10 | 100 | L16 | no | HPLC Column | SS | 33 x 3,0 mm
Kromasil clone | 0404E010PK100 | BISCHOFF ProntoSIL KromaPlus 100 C1 10µm | C1 | 33 | 4 | 10 | 100 | L16 | no | HPLC Column | SS | 33 x 4,0 mm
Kromasil clone | 0446E010PK100 | BISCHOFF ProntoSIL KromaPlus 100 C1 10µm | C1 | 33 | 4.6 | 10 | 100 | L16 | no | HPLC Column | SS | 33 x 4,6 mm
Kromasil clone | A402E010PK100 | BISCHOFF ProntoSIL KromaPlus 100 C1 10µm | C1 | 40 | 2 | 10 | 100 | L16 | no | HPLC Column | SS | 40 x 2,0 mm
Kromasil clone | A403E010PK100 | BISCHOFF ProntoSIL KromaPlus 100 C1 10µm | C1 | 40 | 3 | 10 | 100 | L16 | no | HPLC Column | SS | 40 x 3,0 mm
Kromasil clone | A404E010PK100 | BISCHOFF ProntoSIL KromaPlus 100 C1 10µm | C1 | 40 | 4 | 10 | 100 | L16 | no | HPLC Column | SS | 40 x 4,0 mm
Kromasil clone | A446E010PK100 | BISCHOFF ProntoSIL KromaPlus 100 C1 10µm | C1 | 40 | 4.6 | 10 | 100 | L16 | no | HPLC Column | SS | 40 x 4,6 mm
Kromasil clone | 0502E010PK100 | BISCHOFF ProntoSIL KromaPlus 100 C1 10µm | C1 | 50 | 2 | 10 | 100 | L16 | no | HPLC Column | SS | 50 x 2,0 mm
Kromasil clone | 0503E010PK100 | BISCHOFF ProntoSIL KromaPlus 100 C1 10µm | C1 | 50 | 3 | 10 | 100 | L16 | no | HPLC Column | SS | 50 x 3,0 mm
Kromasil clone | 0504E010PK100 | BISCHOFF ProntoSIL KromaPlus 100 C1 10µm | C1 | 50 | 4 | 10 | 100 | L16 | no | HPLC Column | SS | 50 x 4,0 mm
Kromasil clone | 0546E010PK100 | BISCHOFF ProntoSIL KromaPlus 100 C1 10µm | C1 | 50 | 4.6 | 10 | 100 | L16 | no | HPLC Column | SS | 50 x 4,6 mm
Kromasil clone | 0602E010PK100 | BISCHOFF ProntoSIL KromaPlus 100 C1 10µm | C1 | 53 | 2 | 10 | 100 | L16 | no | HPLC Column | SS | 53 x 2,0 mm
Kromasil clone | 0603E010PK100 | BISCHOFF ProntoSIL KromaPlus 100 C1 10µm | C1 | 53 | 3 | 10 | 100 | L16 | no | HPLC Column | SS | 53 x 3,0 mm
Kromasil clone | 0604E010PK100 | BISCHOFF ProntoSIL KromaPlus 100 C1 10µm | C1 | 53 | 4 | 10 | 100 | L16 | no | HPLC Column | SS | 53 x 4,0 mm
Kromasil clone | 0646E010PK100 | BISCHOFF ProntoSIL KromaPlus 100 C1 10µm | C1 | 53 | 4.6 | 10 | 100 | L16 | no | HPLC Column | SS | 53 x 4,6 mm
Kromasil clone | A602E010PK100 | BISCHOFF ProntoSIL KromaPlus 100 C1 10µm | C1 | 60 | 2 | 10 | 100 | L16 | no | HPLC Column | SS | 60 x 2,0 mm
Kromasil clone | A603E010PK100 | BISCHOFF ProntoSIL KromaPlus 100 C1 10µm | C1 | 60 | 3 | 10 | 100 | L16 | no | HPLC Column | SS | 60 x 3,0 mm
Kromasil clone | A604E010PK100 | BISCHOFF ProntoSIL KromaPlus 100 C1 10µm | C1 | 60 | 4 | 10 | 100 | L16 | no | HPLC Column | SS | 60 x 4,0 mm
Kromasil clone | A646E010PK100 | BISCHOFF ProntoSIL KromaPlus 100 C1 10µm | C1 | 60 | 4.6 | 10 | 100 | L16 | no | HPLC Column | SS | 60 x 4,6 mm
Kromasil clone | 0702E010PK100 | BISCHOFF ProntoSIL KromaPlus 100 C1 10µm | C1 | 75 | 2 | 10 | 100 | L16 | no | HPLC Column | SS | 75 x 2,0 mm
Kromasil clone | 0703E010PK100 | BISCHOFF ProntoSIL KromaPlus 100 C1 10µm | C1 | 75 | 3 | 10 | 100 | L16 | no | HPLC Column | SS | 75 x 3,0 mm
Kromasil clone | 0704E010PK100 | BISCHOFF ProntoSIL KromaPlus 100 C1 10µm | C1 | 75 | 4 | 10 | 100 | L16 | no | HPLC Column | SS | 75 x 4,0 mm
Kromasil clone | 0746E010PK100 | BISCHOFF ProntoSIL KromaPlus 100 C1 10µm | C1 | 75 | 4.6 | 10 | 100 | L16 | no | HPLC Column | SS | 75 x 4,6 mm
Kromasil clone | 1002E010PK100 | BISCHOFF ProntoSIL KromaPlus 100 C1 10µm | C1 | 100 | 2 | 10 | 100 | L16 | no | HPLC Column | SS | 100 x 2,0 mm
Kromasil clone | 1003E010PK100 | BISCHOFF ProntoSIL KromaPlus 100 C1 10µm | C1 | 100 | 3 | 10 | 100 | L16 | no | HPLC Column | SS | 100 x 3,0 mm
Kromasil clone | 1004E010PK100 | BISCHOFF ProntoSIL KromaPlus 100 C1 10µm | C1 | 100 | 4 | 10 | 100 | L16 | no | HPLC Column | SS | 100 x 4,0 mm
Kromasil clone | 1046E010PK100 | BISCHOFF ProntoSIL KromaPlus 100 C1 10µm | C1 | 100 | 4.6 | 10 | 100 | L16 | no | HPLC Column | SS | 100 x 4,6 mm
Kromasil clone | 1202E010PK100 | BISCHOFF ProntoSIL KromaPlus 100 C1 10µm | C1 | 125 | 2 | 10 | 100 | L16 | no | HPLC Column | SS | 125 x 2,0 mm
Kromasil clone | 1203E010PK100 | BISCHOFF ProntoSIL KromaPlus 100 C1 10µm | C1 | 125 | 3 | 10 | 100 | L16 | no | HPLC Column | SS | 125 x 3,0 mm
Kromasil clone | 1204E010PK100 | BISCHOFF ProntoSIL KromaPlus 100 C1 10µm | C1 | 125 | 4 | 10 | 100 | L16 | no | HPLC Column | SS | 125 x 4,0 mm
Kromasil clone | 1246E010PK100 | BISCHOFF ProntoSIL KromaPlus 100 C1 10µm | C1 | 125 | 4.6 | 10 | 100 | L16 | no | HPLC Column | SS | 125 x 4,6 mm
Kromasil clone | 1502E010PK100 | BISCHOFF ProntoSIL KromaPlus 100 C1 10µm | C1 | 150 | 2 | 10 | 100 | L16 | no | HPLC Column | SS | 150 x 2,0 mm
Kromasil clone | 1503E010PK100 | BISCHOFF ProntoSIL KromaPlus 100 C1 10µm | C1 | 150 | 3 | 10 | 100 | L16 | no | HPLC Column | SS | 150 x 3,0 mm
Kromasil clone | 1504E010PK100 | BISCHOFF ProntoSIL KromaPlus 100 C1 10µm | C1 | 150 | 4 | 10 | 100 | L16 | no | HPLC Column | SS | 150 x 4,0 mm
Kromasil clone | 1546E010PK100 | BISCHOFF ProntoSIL KromaPlus 100 C1 10µm | C1 | 150 | 4.6 | 10 | 100 | L16 | no | HPLC Column | SS | 150 x 4,6 mm
Kromasil clone | 2002E010PK100 | BISCHOFF ProntoSIL KromaPlus 100 C1 10µm | C1 | 200 | 2 | 10 | 100 | L16 | no | HPLC Column | SS | 200 x 2,0 mm
Kromasil clone | 2003E010PK100 | BISCHOFF ProntoSIL KromaPlus 100 C1 10µm | C1 | 200 | 3 | 10 | 100 | L16 | no | HPLC Column | SS | 200 x 3,0 mm
Kromasil clone | 2004E010PK100 | BISCHOFF ProntoSIL KromaPlus 100 C1 10µm | C1 | 200 | 4 | 10 | 100 | L16 | no | HPLC Column | SS | 200 x 4,0 mm
Kromasil clone | 2046E010PK100 | BISCHOFF ProntoSIL KromaPlus 100 C1 10µm | C1 | 200 | 4.6 | 10 | 100 | L16 | no | HPLC Column | SS | 200 x 4,6 mm
Kromasil clone | 2502E010PK100 | BISCHOFF ProntoSIL KromaPlus 100 C1 10µm | C1 | 250 | 2 | 10 | 100 | L16 | no | HPLC Column | SS | 250 x 2,0 mm
Kromasil clone | 2503E010PK100 | BISCHOFF ProntoSIL KromaPlus 100 C1 10µm | C1 | 250 | 3 | 10 | 100 | L16 | no | HPLC Column | SS | 250 x 3,0 mm
Kromasil clone | 2504E010PK100 | BISCHOFF ProntoSIL KromaPlus 100 C1 10µm | C1 | 250 | 4 | 10 | 100 | L16 | no | HPLC Column | SS | 250 x 4,0 mm
Kromasil clone | 2546E010PK100 | BISCHOFF ProntoSIL KromaPlus 100 C1 10µm | C1 | 250 | 4.6 | 10 | 100 | L16 | no | HPLC Column | SS | 250 x 4,6 mm
Kromasil clone | 3002E010PK100 | BISCHOFF ProntoSIL KromaPlus 100 C1 10µm | C1 | 300 | 2 | 10 | 100 | L16 | no | HPLC Column | SS | 300 x 2,0 mm
Kromasil clone | 3003E010PK100 | BISCHOFF ProntoSIL KromaPlus 100 C1 10µm | C1 | 300 | 3 | 10 | 100 | L16 | no | HPLC Column | SS | 300 x 3,0 mm
Kromasil clone | 3004E010PK100 | BISCHOFF ProntoSIL KromaPlus 100 C1 10µm | C1 | 300 | 4 | 10 | 100 | L16 | no | HPLC Column | SS | 300 x 4,0 mm
Kromasil clone | 3046E010PK100 | BISCHOFF ProntoSIL KromaPlus 100 C1 10µm | C1 | 300 | 4.6 | 10 | 100 | L16 | no | HPLC Column | SS | 300 x 4,6 mm
Kromasil clone | 01P4E010PK100 | BISCHOFF ProntoSIL KromaPlus 100 C1 10µm | C1 | 14 | 4 | 10 | 100 | L16 | no | HPLC Column | PEEK | 14 x 4,0 mm
Kromasil clone | A2P4E010PK100 | BISCHOFF ProntoSIL KromaPlus 100 C1 10µm | C1 | 20 | 4 | 10 | 100 | L16 | no | HPLC Column | PEEK | 20 x 4,0 mm
Kromasil clone | 02P4E010PK100 | BISCHOFF ProntoSIL KromaPlus 100 C1 10µm | C1 | 25 | 4 | 10 | 100 | L16 | no | HPLC Column | PEEK | 25 x 4,0 mm
Kromasil clone | 03P4E010PK100 | BISCHOFF ProntoSIL KromaPlus 100 C1 10µm | C1 | 30 | 4 | 10 | 100 | L16 | no | HPLC Column | PEEK | 30 x 4,0 mm
Kromasil clone | 04P4E010PK100 | BISCHOFF ProntoSIL KromaPlus 100 C1 10µm | C1 | 33 | 4 | 10 | 100 | L16 | no | HPLC Column | PEEK | 33 x 4,0 mm
Kromasil clone | A4P4E010PK100 | BISCHOFF ProntoSIL KromaPlus 100 C1 10µm | C1 | 40 | 4 | 10 | 100 | L16 | no | HPLC Column | PEEK | 40 x 4,0 mm
Kromasil clone | 05P4E010PK100 | BISCHOFF ProntoSIL KromaPlus 100 C1 10µm | C1 | 50 | 4 | 10 | 100 | L16 | no | HPLC Column | PEEK | 50 x 4,0 mm
Kromasil clone | 06P4E010PK100 | BISCHOFF ProntoSIL KromaPlus 100 C1 10µm | C1 | 53 | 4 | 10 | 100 | L16 | no | HPLC Column | PEEK | 53 x 4,0 mm
Kromasil clone | A6P4E010PK100 | BISCHOFF ProntoSIL KromaPlus 100 C1 10µm | C1 | 60 | 4 | 10 | 100 | L16 | no | HPLC Column | PEEK | 60 x 4,0 mm
Kromasil clone | 07P4E010PK100 | BISCHOFF ProntoSIL KromaPlus 100 C1 10µm | C1 | 75 | 4 | 10 | 100 | L16 | no | HPLC Column | PEEK | 75 x 4,0 mm
Kromasil clone | 10P4E010PK100 | BISCHOFF ProntoSIL KromaPlus 100 C1 10µm | C1 | 100 | 4 | 10 | 100 | L16 | no | HPLC Column | PEEK | 100 x 4,0 mm
Kromasil clone | 12P4E010PK100 | BISCHOFF ProntoSIL KromaPlus 100 C1 10µm | C1 | 125 | 4 | 10 | 100 | L16 | no | HPLC Column | PEEK | 125 x 4,0 mm
Kromasil clone | 15P4E010PK100 | BISCHOFF ProntoSIL KromaPlus 100 C1 10µm | C1 | 150 | 4 | 10 | 100 | L16 | no | HPLC Column | PEEK | 150 x 4,0 mm
Kromasil clone | 20P4E010PK100 | BISCHOFF ProntoSIL KromaPlus 100 C1 10µm | C1 | 200 | 4 | 10 | 100 | L16 | no | HPLC Column | PEEK | 200 x 4,0 mm
Kromasil clone | 25P4E010PK100 | BISCHOFF ProntoSIL KromaPlus 100 C1 10µm | C1 | 250 | 4 | 10 | 100 | L16 | no | HPLC Column | PEEK | 250 x 4,0 mm
Kromasil clone | 30P4E010PK100 | BISCHOFF ProntoSIL KromaPlus 100 C1 10µm | C1 | 300 | 4 | 10 | 100 | L16 | no | HPLC Column | PEEK | 300 x 4,0 mm
Kromasil clone | 6305E010PK100 | BISCHOFF ProntoSIL KromaPlus 100 C1 10µm | C1 | 5 | 4 | 10 | 100 | L16 | no | Cartridges (5 pcs.) | SS | 5 x 4,0 mm
Kromasil clone | 6301E010PK100 | BISCHOFF ProntoSIL KromaPlus 100 C1 10µm | C1 | 10 | 4 | 10 | 100 | L16 | no | Cartridges (5 pcs.) | SS | 10 x 4,0 mm
Kromasil clone | 6302E010PK100 | BISCHOFF ProntoSIL KromaPlus 100 C1 10µm | C1 | 20 | 4 | 10 | 100 | L16 | no | Cartridges (5 pcs.) | SS | 20 x 4,0 mm
Kromasil clone | 63P1E010PK100 | BISCHOFF ProntoSIL KromaPlus 100 C1 10µm | C1 | 10 | 4 | 10 | 100 | L16 | no | Cartridges (5 pcs.) | PEEK | 10 x 4,0 mm
Kromasil clone | 63P2E010PK100 | BISCHOFF ProntoSIL KromaPlus 100 C1 10µm | C1 | 20 | 4 | 10 | 100 | L16 | no | Cartridges (5 pcs.) | PEEK | 20 x 4,0 mm
Kromasil clone | 6335E010PK100 | BISCHOFF ProntoSIL KromaPlus 100 C1 10µm | C1 | 5 | 3 | 10 | 100 | L16 | no | Cartridges (5 pcs.) | SS | 5 x 3,0 mm
Kromasil clone | 6331E010PK100 | BISCHOFF ProntoSIL KromaPlus 100 C1 10µm | C1 | 10 | 3 | 10 | 100 | L16 | no | Cartridges (5 pcs.) | SS | 10 x 3,0 mm
Kromasil clone | 6332E010PK100 | BISCHOFF ProntoSIL KromaPlus 100 C1 10µm | C1 | 20 | 3 | 10 | 100 | L16 | no | Cartridges (5 pcs.) | SS | 20 x 3,0 mm
Kromasil clone | 6325E010PK100 | BISCHOFF ProntoSIL KromaPlus 100 C1 10µm | C1 | 5 | 2 | 10 | 100 | L16 | no | Cartridges (5 pcs.) | SS | 5 x 2,0 mm
Kromasil clone | 6321E010PK100 | BISCHOFF ProntoSIL KromaPlus 100 C1 10µm | C1 | 10 | 2 | 10 | 100 | L16 | no | Cartridges (5 pcs.) | SS | 10 x 2,0 mm
Kromasil clone | 6322E010PK100 | BISCHOFF ProntoSIL KromaPlus 100 C1 10µm | C1 | 20 | 2 | 10 | 100 | L16 | no | Cartridges (5 pcs.) | SS | 20 x 2,0 mm
Kromasil clone | 0102E190PK035 | BISCHOFF ProntoSIL KromaPlus 100 NH2 3.5µm | NH2 | 14 | 2 | 3.5 | 100 | L8 | no | HPLC Column | SS | 14 x 2,0 mm
Kromasil clone | 0103E190PK035 | BISCHOFF ProntoSIL KromaPlus 100 NH2 3.5µm | NH2 | 14 | 3 | 3.5 | 100 | L8 | no | HPLC Column | SS | 14 x 3,0 mm
Kromasil clone | 0104E190PK035 | BISCHOFF ProntoSIL KromaPlus 100 NH2 3.5µm | NH2 | 14 | 4 | 3.5 | 100 | L8 | no | HPLC Column | SS | 14 x 4,0 mm
Kromasil clone | 0146E190PK035 | BISCHOFF ProntoSIL KromaPlus 100 NH2 3.5µm | NH2 | 14 | 4.6 | 3.5 | 100 | L8 | no | HPLC Column | SS | 14 x 4,6 mm
Kromasil clone | A202E190PK035 | BISCHOFF ProntoSIL KromaPlus 100 NH2 3.5µm | NH2 | 20 | 2 | 3.5 | 100 | L8 | no | HPLC Column | SS | 20 x 2,0 mm
Kromasil clone | A203E190PK035 | BISCHOFF ProntoSIL KromaPlus 100 NH2 3.5µm | NH2 | 20 | 3 | 3.5 | 100 | L8 | no | HPLC Column | SS | 20 x 3,0 mm
Kromasil clone | A204E190PK035 | BISCHOFF ProntoSIL KromaPlus 100 NH2 3.5µm | NH2 | 20 | 4 | 3.5 | 100 | L8 | no | HPLC Column | SS | 20 x 4,0 mm
Kromasil clone | A246E190PK035 | BISCHOFF ProntoSIL KromaPlus 100 NH2 3.5µm | NH2 | 20 | 4.6 | 3.5 | 100 | L8 | no | HPLC Column | SS | 20 x 4,6 mm
Kromasil clone | 0202E190PK035 | BISCHOFF ProntoSIL KromaPlus 100 NH2 3.5µm | NH2 | 25 | 2 | 3.5 | 100 | L8 | no | HPLC Column | SS | 25 x 2,0 mm
Kromasil clone | 0203E190PK035 | BISCHOFF ProntoSIL KromaPlus 100 NH2 3.5µm | NH2 | 25 | 3 | 3.5 | 100 | L8 | no | HPLC Column | SS | 25 x 3,0 mm
Kromasil clone | 0204E190PK035 | BISCHOFF ProntoSIL KromaPlus 100 NH2 3.5µm | NH2 | 25 | 4 | 3.5 | 100 | L8 | no | HPLC Column | SS | 25 x 4,0 mm
Kromasil clone | 0246E190PK035 | BISCHOFF ProntoSIL KromaPlus 100 NH2 3.5µm | NH2 | 25 | 4.6 | 3.5 | 100 | L8 | no | HPLC Column | SS | 25 x 4,6 mm
Kromasil clone | 0302E190PK035 | BISCHOFF ProntoSIL KromaPlus 100 NH2 3.5µm | NH2 | 30 | 2 | 3.5 | 100 | L8 | no | HPLC Column | SS | 30 x 2,0 mm
Kromasil clone | 0303E190PK035 | BISCHOFF ProntoSIL KromaPlus 100 NH2 3.5µm | NH2 | 30 | 3 | 3.5 | 100 | L8 | no | HPLC Column | SS | 30 x 3,0 mm
Kromasil clone | 0304E190PK035 | BISCHOFF ProntoSIL KromaPlus 100 NH2 3.5µm | NH2 | 30 | 4 | 3.5 | 100 | L8 | no | HPLC Column | SS | 30 x 4,0 mm
Kromasil clone | 0346E190PK035 | BISCHOFF ProntoSIL KromaPlus 100 NH2 3.5µm | NH2 | 30 | 4.6 | 3.5 | 100 | L8 | no | HPLC Column | SS | 30 x 4,6 mm
Kromasil clone | 0402E190PK035 | BISCHOFF ProntoSIL KromaPlus 100 NH2 3.5µm | NH2 | 33 | 2 | 3.5 | 100 | L8 | no | HPLC Column | SS | 33 x 2,0 mm
Kromasil clone | 0403E190PK035 | BISCHOFF ProntoSIL KromaPlus 100 NH2 3.5µm | NH2 | 33 | 3 | 3.5 | 100 | L8 | no | HPLC Column | SS | 33 x 3,0 mm
Kromasil clone | 0404E190PK035 | BISCHOFF ProntoSIL KromaPlus 100 NH2 3.5µm | NH2 | 33 | 4 | 3.5 | 100 | L8 | no | HPLC Column | SS | 33 x 4,0 mm
Kromasil clone | 0446E190PK035 | BISCHOFF ProntoSIL KromaPlus 100 NH2 3.5µm | NH2 | 33 | 4.6 | 3.5 | 100 | L8 | no | HPLC Column | SS | 33 x 4,6 mm
Kromasil clone | A402E190PK035 | BISCHOFF ProntoSIL KromaPlus 100 NH2 3.5µm | NH2 | 40 | 2 | 3.5 | 100 | L8 | no | HPLC Column | SS | 40 x 2,0 mm
Kromasil clone | A403E190PK035 | BISCHOFF ProntoSIL KromaPlus 100 NH2 3.5µm | NH2 | 40 | 3 | 3.5 | 100 | L8 | no | HPLC Column | SS | 40 x 3,0 mm
Kromasil clone | A404E190PK035 | BISCHOFF ProntoSIL KromaPlus 100 NH2 3.5µm | NH2 | 40 | 4 | 3.5 | 100 | L8 | no | HPLC Column | SS | 40 x 4,0 mm
Kromasil clone | A446E190PK035 | BISCHOFF ProntoSIL KromaPlus 100 NH2 3.5µm | NH2 | 40 | 4.6 | 3.5 | 100 | L8 | no | HPLC Column | SS | 40 x 4,6 mm
Kromasil clone | 0502E190PK035 | BISCHOFF ProntoSIL KromaPlus 100 NH2 3.5µm | NH2 | 50 | 2 | 3.5 | 100 | L8 | no | HPLC Column | SS | 50 x 2,0 mm
Kromasil clone | 0503E190PK035 | BISCHOFF ProntoSIL KromaPlus 100 NH2 3.5µm | NH2 | 50 | 3 | 3.5 | 100 | L8 | no | HPLC Column | SS | 50 x 3,0 mm
Kromasil clone | 0504E190PK035 | BISCHOFF ProntoSIL KromaPlus 100 NH2 3.5µm | NH2 | 50 | 4 | 3.5 | 100 | L8 | no | HPLC Column | SS | 50 x 4,0 mm
Kromasil clone | 0546E190PK035 | BISCHOFF ProntoSIL KromaPlus 100 NH2 3.5µm | NH2 | 50 | 4.6 | 3.5 | 100 | L8 | no | HPLC Column | SS | 50 x 4,6 mm
Kromasil clone | 0602E190PK035 | BISCHOFF ProntoSIL KromaPlus 100 NH2 3.5µm | NH2 | 53 | 2 | 3.5 | 100 | L8 | no | HPLC Column | SS | 53 x 2,0 mm
Kromasil clone | 0603E190PK035 | BISCHOFF ProntoSIL KromaPlus 100 NH2 3.5µm | NH2 | 53 | 3 | 3.5 | 100 | L8 | no | HPLC Column | SS | 53 x 3,0 mm
Kromasil clone | 0604E190PK035 | BISCHOFF ProntoSIL KromaPlus 100 NH2 3.5µm | NH2 | 53 | 4 | 3.5 | 100 | L8 | no | HPLC Column | SS | 53 x 4,0 mm
Kromasil clone | 0646E190PK035 | BISCHOFF ProntoSIL KromaPlus 100 NH2 3.5µm | NH2 | 53 | 4.6 | 3.5 | 100 | L8 | no | HPLC Column | SS | 53 x 4,6 mm
Kromasil clone | A602E190PK035 | BISCHOFF ProntoSIL KromaPlus 100 NH2 3.5µm | NH2 | 60 | 2 | 3.5 | 100 | L8 | no | HPLC Column | SS | 60 x 2,0 mm
Kromasil clone | A603E190PK035 | BISCHOFF ProntoSIL KromaPlus 100 NH2 3.5µm | NH2 | 60 | 3 | 3.5 | 100 | L8 | no | HPLC Column | SS | 60 x 3,0 mm
Kromasil clone | A604E190PK035 | BISCHOFF ProntoSIL KromaPlus 100 NH2 3.5µm | NH2 | 60 | 4 | 3.5 | 100 | L8 | no | HPLC Column | SS | 60 x 4,0 mm
Kromasil clone | A646E190PK035 | BISCHOFF ProntoSIL KromaPlus 100 NH2 3.5µm | NH2 | 60 | 4.6 | 3.5 | 100 | L8 | no | HPLC Column | SS | 60 x 4,6 mm
Kromasil clone | 0702E190PK035 | BISCHOFF ProntoSIL KromaPlus 100 NH2 3.5µm | NH2 | 75 | 2 | 3.5 | 100 | L8 | no | HPLC Column | SS | 75 x 2,0 mm
Kromasil clone | 0703E190PK035 | BISCHOFF ProntoSIL KromaPlus 100 NH2 3.5µm | NH2 | 75 | 3 | 3.5 | 100 | L8 | no | HPLC Column | SS | 75 x 3,0 mm
Kromasil clone | 0704E190PK035 | BISCHOFF ProntoSIL KromaPlus 100 NH2 3.5µm | NH2 | 75 | 4 | 3.5 | 100 | L8 | no | HPLC Column | SS | 75 x 4,0 mm
Kromasil clone | 0746E190PK035 | BISCHOFF ProntoSIL KromaPlus 100 NH2 3.5µm | NH2 | 75 | 4.6 | 3.5 | 100 | L8 | no | HPLC Column | SS | 75 x 4,6 mm
Kromasil clone | 1002E190PK035 | BISCHOFF ProntoSIL KromaPlus 100 NH2 3.5µm | NH2 | 100 | 2 | 3.5 | 100 | L8 | no | HPLC Column | SS | 100 x 2,0 mm
Kromasil clone | 1003E190PK035 | BISCHOFF ProntoSIL KromaPlus 100 NH2 3.5µm | NH2 | 100 | 3 | 3.5 | 100 | L8 | no | HPLC Column | SS | 100 x 3,0 mm
Kromasil clone | 1004E190PK035 | BISCHOFF ProntoSIL KromaPlus 100 NH2 3.5µm | NH2 | 100 | 4 | 3.5 | 100 | L8 | no | HPLC Column | SS | 100 x 4,0 mm
Kromasil clone | 1046E190PK035 | BISCHOFF ProntoSIL KromaPlus 100 NH2 3.5µm | NH2 | 100 | 4.6 | 3.5 | 100 | L8 | no | HPLC Column | SS | 100 x 4,6 mm
Kromasil clone | 1202E190PK035 | BISCHOFF ProntoSIL KromaPlus 100 NH2 3.5µm | NH2 | 125 | 2 | 3.5 | 100 | L8 | no | HPLC Column | SS | 125 x 2,0 mm
Kromasil clone | 1203E190PK035 | BISCHOFF ProntoSIL KromaPlus 100 NH2 3.5µm | NH2 | 125 | 3 | 3.5 | 100 | L8 | no | HPLC Column | SS | 125 x 3,0 mm
Kromasil clone | 1204E190PK035 | BISCHOFF ProntoSIL KromaPlus 100 NH2 3.5µm | NH2 | 125 | 4 | 3.5 | 100 | L8 | no | HPLC Column | SS | 125 x 4,0 mm
Kromasil clone | 1246E190PK035 | BISCHOFF ProntoSIL KromaPlus 100 NH2 3.5µm | NH2 | 125 | 4.6 | 3.5 | 100 | L8 | no | HPLC Column | SS | 125 x 4,6 mm
Kromasil clone | 1502E190PK035 | BISCHOFF ProntoSIL KromaPlus 100 NH2 3.5µm | NH2 | 150 | 2 | 3.5 | 100 | L8 | no | HPLC Column | SS | 150 x 2,0 mm
Kromasil clone | 1503E190PK035 | BISCHOFF ProntoSIL KromaPlus 100 NH2 3.5µm | NH2 | 150 | 3 | 3.5 | 100 | L8 | no | HPLC Column | SS | 150 x 3,0 mm
Kromasil clone | 1504E190PK035 | BISCHOFF ProntoSIL KromaPlus 100 NH2 3.5µm | NH2 | 150 | 4 | 3.5 | 100 | L8 | no | HPLC Column | SS | 150 x 4,0 mm
Kromasil clone | 1546E190PK035 | BISCHOFF ProntoSIL KromaPlus 100 NH2 3.5µm | NH2 | 150 | 4.6 | 3.5 | 100 | L8 | no | HPLC Column | SS | 150 x 4,6 mm
Kromasil clone | 2002E190PK035 | BISCHOFF ProntoSIL KromaPlus 100 NH2 3.5µm | NH2 | 200 | 2 | 3.5 | 100 | L8 | no | HPLC Column | SS | 200 x 2,0 mm
Kromasil clone | 2003E190PK035 | BISCHOFF ProntoSIL KromaPlus 100 NH2 3.5µm | NH2 | 200 | 3 | 3.5 | 100 | L8 | no | HPLC Column | SS | 200 x 3,0 mm
Kromasil clone | 2004E190PK035 | BISCHOFF ProntoSIL KromaPlus 100 NH2 3.5µm | NH2 | 200 | 4 | 3.5 | 100 | L8 | no | HPLC Column | SS | 200 x 4,0 mm
Kromasil clone | 2046E190PK035 | BISCHOFF ProntoSIL KromaPlus 100 NH2 3.5µm | NH2 | 200 | 4.6 | 3.5 | 100 | L8 | no | HPLC Column | SS | 200 x 4,6 mm
Kromasil clone | 2502E190PK035 | BISCHOFF ProntoSIL KromaPlus 100 NH2 3.5µm | NH2 | 250 | 2 | 3.5 | 100 | L8 | no | HPLC Column | SS | 250 x 2,0 mm
Kromasil clone | 2503E190PK035 | BISCHOFF ProntoSIL KromaPlus 100 NH2 3.5µm | NH2 | 250 | 3 | 3.5 | 100 | L8 | no | HPLC Column | SS | 250 x 3,0 mm
Kromasil clone | 2504E190PK035 | BISCHOFF ProntoSIL KromaPlus 100 NH2 3.5µm | NH2 | 250 | 4 | 3.5 | 100 | L8 | no | HPLC Column | SS | 250 x 4,0 mm
Kromasil clone | 2546E190PK035 | BISCHOFF ProntoSIL KromaPlus 100 NH2 3.5µm | NH2 | 250 | 4.6 | 3.5 | 100 | L8 | no | HPLC Column | SS | 250 x 4,6 mm
Kromasil clone | 3002E190PK035 | BISCHOFF ProntoSIL KromaPlus 100 NH2 3.5µm | NH2 | 300 | 2 | 3.5 | 100 | L8 | no | HPLC Column | SS | 300 x 2,0 mm
Kromasil clone | 3003E190PK035 | BISCHOFF ProntoSIL KromaPlus 100 NH2 3.5µm | NH2 | 300 | 3 | 3.5 | 100 | L8 | no | HPLC Column | SS | 300 x 3,0 mm
Kromasil clone | 3004E190PK035 | BISCHOFF ProntoSIL KromaPlus 100 NH2 3.5µm | NH2 | 300 | 4 | 3.5 | 100 | L8 | no | HPLC Column | SS | 300 x 4,0 mm
Kromasil clone | 3046E190PK035 | BISCHOFF ProntoSIL KromaPlus 100 NH2 3.5µm | NH2 | 300 | 4.6 | 3.5 | 100 | L8 | no | HPLC Column | SS | 300 x 4,6 mm
Kromasil clone | 01P4E190PK035 | BISCHOFF ProntoSIL KromaPlus 100 NH2 3.5µm | NH2 | 14 | 4 | 3.5 | 100 | L8 | no | HPLC Column | PEEK | 14 x 4,0 mm
Kromasil clone | A2P4E190PK035 | BISCHOFF ProntoSIL KromaPlus 100 NH2 3.5µm | NH2 | 20 | 4 | 3.5 | 100 | L8 | no | HPLC Column | PEEK | 20 x 4,0 mm
Kromasil clone | 02P4E190PK035 | BISCHOFF ProntoSIL KromaPlus 100 NH2 3.5µm | NH2 | 25 | 4 | 3.5 | 100 | L8 | no | HPLC Column | PEEK | 25 x 4,0 mm
Kromasil clone | 03P4E190PK035 | BISCHOFF ProntoSIL KromaPlus 100 NH2 3.5µm | NH2 | 30 | 4 | 3.5 | 100 | L8 | no | HPLC Column | PEEK | 30 x 4,0 mm
Kromasil clone | 04P4E190PK035 | BISCHOFF ProntoSIL KromaPlus 100 NH2 3.5µm | NH2 | 33 | 4 | 3.5 | 100 | L8 | no | HPLC Column | PEEK | 33 x 4,0 mm
Kromasil clone | A4P4E190PK035 | BISCHOFF ProntoSIL KromaPlus 100 NH2 3.5µm | NH2 | 40 | 4 | 3.5 | 100 | L8 | no | HPLC Column | PEEK | 40 x 4,0 mm
Kromasil clone | 05P4E190PK035 | BISCHOFF ProntoSIL KromaPlus 100 NH2 3.5µm | NH2 | 50 | 4 | 3.5 | 100 | L8 | no | HPLC Column | PEEK | 50 x 4,0 mm
Kromasil clone | 06P4E190PK035 | BISCHOFF ProntoSIL KromaPlus 100 NH2 3.5µm | NH2 | 53 | 4 | 3.5 | 100 | L8 | no | HPLC Column | PEEK | 53 x 4,0 mm
Kromasil clone | A6P4E190PK035 | BISCHOFF ProntoSIL KromaPlus 100 NH2 3.5µm | NH2 | 60 | 4 | 3.5 | 100 | L8 | no | HPLC Column | PEEK | 60 x 4,0 mm
Kromasil clone | 07P4E190PK035 | BISCHOFF ProntoSIL KromaPlus 100 NH2 3.5µm | NH2 | 75 | 4 | 3.5 | 100 | L8 | no | HPLC Column | PEEK | 75 x 4,0 mm
Kromasil clone | 10P4E190PK035 | BISCHOFF ProntoSIL KromaPlus 100 NH2 3.5µm | NH2 | 100 | 4 | 3.5 | 100 | L8 | no | HPLC Column | PEEK | 100 x 4,0 mm
Kromasil clone | 12P4E190PK035 | BISCHOFF ProntoSIL KromaPlus 100 NH2 3.5µm | NH2 | 125 | 4 | 3.5 | 100 | L8 | no | HPLC Column | PEEK | 125 x 4,0 mm
Kromasil clone | 15P4E190PK035 | BISCHOFF ProntoSIL KromaPlus 100 NH2 3.5µm | NH2 | 150 | 4 | 3.5 | 100 | L8 | no | HPLC Column | PEEK | 150 x 4,0 mm
Kromasil clone | 20P4E190PK035 | BISCHOFF ProntoSIL KromaPlus 100 NH2 3.5µm | NH2 | 200 | 4 | 3.5 | 100 | L8 | no | HPLC Column | PEEK | 200 x 4,0 mm
Kromasil clone | 25P4E190PK035 | BISCHOFF ProntoSIL KromaPlus 100 NH2 3.5µm | NH2 | 250 | 4 | 3.5 | 100 | L8 | no | HPLC Column | PEEK | 250 x 4,0 mm
Kromasil clone | 30P4E190PK035 | BISCHOFF ProntoSIL KromaPlus 100 NH2 3.5µm | NH2 | 300 | 4 | 3.5 | 100 | L8 | no | HPLC Column | PEEK | 300 x 4,0 mm
Kromasil clone | 6305E190PK035 | BISCHOFF ProntoSIL KromaPlus 100 NH2 3.5µm | NH2 | 5 | 4 | 3.5 | 100 | L8 | no | Cartridges (5 pcs.) | SS | 5 x 4,0 mm
Kromasil clone | 6301E190PK035 | BISCHOFF ProntoSIL KromaPlus 100 NH2 3.5µm | NH2 | 10 | 4 | 3.5 | 100 | L8 | no | Cartridges (5 pcs.) | SS | 10 x 4,0 mm
Kromasil clone | 6302E190PK035 | BISCHOFF ProntoSIL KromaPlus 100 NH2 3.5µm | NH2 | 20 | 4 | 3.5 | 100 | L8 | no | Cartridges (5 pcs.) | SS | 20 x 4,0 mm
Kromasil clone | 63P1E190PK035 | BISCHOFF ProntoSIL KromaPlus 100 NH2 3.5µm | NH2 | 10 | 4 | 3.5 | 100 | L8 | no | Cartridges (5 pcs.) | PEEK | 10 x 4,0 mm
Kromasil clone | 63P2E190PK035 | BISCHOFF ProntoSIL KromaPlus 100 NH2 3.5µm | NH2 | 20 | 4 | 3.5 | 100 | L8 | no | Cartridges (5 pcs.) | PEEK | 20 x 4,0 mm
Kromasil clone | 6335E190PK035 | BISCHOFF ProntoSIL KromaPlus 100 NH2 3.5µm | NH2 | 5 | 3 | 3.5 | 100 | L8 | no | Cartridges (5 pcs.) | SS | 5 x 3,0 mm
Kromasil clone | 6331E190PK035 | BISCHOFF ProntoSIL KromaPlus 100 NH2 3.5µm | NH2 | 10 | 3 | 3.5 | 100 | L8 | no | Cartridges (5 pcs.) | SS | 10 x 3,0 mm
Kromasil clone | 6332E190PK035 | BISCHOFF ProntoSIL KromaPlus 100 NH2 3.5µm | NH2 | 20 | 3 | 3.5 | 100 | L8 | no | Cartridges (5 pcs.) | SS | 20 x 3,0 mm
Kromasil clone | 6325E190PK035 | BISCHOFF ProntoSIL KromaPlus 100 NH2 3.5µm | NH2 | 5 | 2 | 3.5 | 100 | L8 | no | Cartridges (5 pcs.) | SS | 5 x 2,0 mm
Kromasil clone | 6321E190PK035 | BISCHOFF ProntoSIL KromaPlus 100 NH2 3.5µm | NH2 | 10 | 2 | 3.5 | 100 | L8 | no | Cartridges (5 pcs.) | SS | 10 x 2,0 mm
Kromasil clone | 6322E190PK035 | BISCHOFF ProntoSIL KromaPlus 100 NH2 3.5µm | NH2 | 20 | 2 | 3.5 | 100 | L8 | no | Cartridges (5 pcs.) | SS | 20 x 2,0 mm
Kromasil clone | 0102E190PK050 | BISCHOFF ProntoSIL KromaPlus 100 NH2 5µm | NH2 | 14 | 2 | 5 | 100 | L8 | no | HPLC Column | SS | 14 x 2,0 mm
Kromasil clone | 0103E190PK050 | BISCHOFF ProntoSIL KromaPlus 100 NH2 5µm | NH2 | 14 | 3 | 5 | 100 | L8 | no | HPLC Column | SS | 14 x 3,0 mm
Kromasil clone | 0104E190PK050 | BISCHOFF ProntoSIL KromaPlus 100 NH2 5µm | NH2 | 14 | 4 | 5 | 100 | L8 | no | HPLC Column | SS | 14 x 4,0 mm
Kromasil clone | 0146E190PK050 | BISCHOFF ProntoSIL KromaPlus 100 NH2 5µm | NH2 | 14 | 4.6 | 5 | 100 | L8 | no | HPLC Column | SS | 14 x 4,6 mm
Kromasil clone | A202E190PK050 | BISCHOFF ProntoSIL KromaPlus 100 NH2 5µm | NH2 | 20 | 2 | 5 | 100 | L8 | no | HPLC Column | SS | 20 x 2,0 mm
Kromasil clone | A203E190PK050 | BISCHOFF ProntoSIL KromaPlus 100 NH2 5µm | NH2 | 20 | 3 | 5 | 100 | L8 | no | HPLC Column | SS | 20 x 3,0 mm
Kromasil clone | A204E190PK050 | BISCHOFF ProntoSIL KromaPlus 100 NH2 5µm | NH2 | 20 | 4 | 5 | 100 | L8 | no | HPLC Column | SS | 20 x 4,0 mm
Kromasil clone | A246E190PK050 | BISCHOFF ProntoSIL KromaPlus 100 NH2 5µm | NH2 | 20 | 4.6 | 5 | 100 | L8 | no | HPLC Column | SS | 20 x 4,6 mm
Kromasil clone | 0202E190PK050 | BISCHOFF ProntoSIL KromaPlus 100 NH2 5µm | NH2 | 25 | 2 | 5 | 100 | L8 | no | HPLC Column | SS | 25 x 2,0 mm
Kromasil clone | 0203E190PK050 | BISCHOFF ProntoSIL KromaPlus 100 NH2 5µm | NH2 | 25 | 3 | 5 | 100 | L8 | no | HPLC Column | SS | 25 x 3,0 mm
Kromasil clone | 0204E190PK050 | BISCHOFF ProntoSIL KromaPlus 100 NH2 5µm | NH2 | 25 | 4 | 5 | 100 | L8 | no | HPLC Column | SS | 25 x 4,0 mm
Kromasil clone | 0246E190PK050 | BISCHOFF ProntoSIL KromaPlus 100 NH2 5µm | NH2 | 25 | 4.6 | 5 | 100 | L8 | no | HPLC Column | SS | 25 x 4,6 mm
Kromasil clone | 0302E190PK050 | BISCHOFF ProntoSIL KromaPlus 100 NH2 5µm | NH2 | 30 | 2 | 5 | 100 | L8 | no | HPLC Column | SS | 30 x 2,0 mm
Kromasil clone | 0303E190PK050 | BISCHOFF ProntoSIL KromaPlus 100 NH2 5µm | NH2 | 30 | 3 | 5 | 100 | L8 | no | HPLC Column | SS | 30 x 3,0 mm
Kromasil clone | 0304E190PK050 | BISCHOFF ProntoSIL KromaPlus 100 NH2 5µm | NH2 | 30 | 4 | 5 | 100 | L8 | no | HPLC Column | SS | 30 x 4,0 mm
Kromasil clone | 0346E190PK050 | BISCHOFF ProntoSIL KromaPlus 100 NH2 5µm | NH2 | 30 | 4.6 | 5 | 100 | L8 | no | HPLC Column | SS | 30 x 4,6 mm
Kromasil clone | 0402E190PK050 | BISCHOFF ProntoSIL KromaPlus 100 NH2 5µm | NH2 | 33 | 2 | 5 | 100 | L8 | no | HPLC Column | SS | 33 x 2,0 mm
Kromasil clone | 0403E190PK050 | BISCHOFF ProntoSIL KromaPlus 100 NH2 5µm | NH2 | 33 | 3 | 5 | 100 | L8 | no | HPLC Column | SS | 33 x 3,0 mm
Kromasil clone | 0404E190PK050 | BISCHOFF ProntoSIL KromaPlus 100 NH2 5µm | NH2 | 33 | 4 | 5 | 100 | L8 | no | HPLC Column | SS | 33 x 4,0 mm
Kromasil clone | 0446E190PK050 | BISCHOFF ProntoSIL KromaPlus 100 NH2 5µm | NH2 | 33 | 4.6 | 5 | 100 | L8 | no | HPLC Column | SS | 33 x 4,6 mm
Kromasil clone | A402E190PK050 | BISCHOFF ProntoSIL KromaPlus 100 NH2 5µm | NH2 | 40 | 2 | 5 | 100 | L8 | no | HPLC Column | SS | 40 x 2,0 mm
Kromasil clone | A403E190PK050 | BISCHOFF ProntoSIL KromaPlus 100 NH2 5µm | NH2 | 40 | 3 | 5 | 100 | L8 | no | HPLC Column | SS | 40 x 3,0 mm
Kromasil clone | A404E190PK050 | BISCHOFF ProntoSIL KromaPlus 100 NH2 5µm | NH2 | 40 | 4 | 5 | 100 | L8 | no | HPLC Column | SS | 40 x 4,0 mm
Kromasil clone | A446E190PK050 | BISCHOFF ProntoSIL KromaPlus 100 NH2 5µm | NH2 | 40 | 4.6 | 5 | 100 | L8 | no | HPLC Column | SS | 40 x 4,6 mm
Kromasil clone | 0502E190PK050 | BISCHOFF ProntoSIL KromaPlus 100 NH2 5µm | NH2 | 50 | 2 | 5 | 100 | L8 | no | HPLC Column | SS | 50 x 2,0 mm
Kromasil clone | 0503E190PK050 | BISCHOFF ProntoSIL KromaPlus 100 NH2 5µm | NH2 | 50 | 3 | 5 | 100 | L8 | no | HPLC Column | SS | 50 x 3,0 mm
Kromasil clone | 0504E190PK050 | BISCHOFF ProntoSIL KromaPlus 100 NH2 5µm | NH2 | 50 | 4 | 5 | 100 | L8 | no | HPLC Column | SS | 50 x 4,0 mm
Kromasil clone | 0546E190PK050 | BISCHOFF ProntoSIL KromaPlus 100 NH2 5µm | NH2 | 50 | 4.6 | 5 | 100 | L8 | no | HPLC Column | SS | 50 x 4,6 mm
Kromasil clone | 0602E190PK050 | BISCHOFF ProntoSIL KromaPlus 100 NH2 5µm | NH2 | 53 | 2 | 5 | 100 | L8 | no | HPLC Column | SS | 53 x 2,0 mm
Kromasil clone | 0603E190PK050 | BISCHOFF ProntoSIL KromaPlus 100 NH2 5µm | NH2 | 53 | 3 | 5 | 100 | L8 | no | HPLC Column | SS | 53 x 3,0 mm
Kromasil clone | 0604E190PK050 | BISCHOFF ProntoSIL KromaPlus 100 NH2 5µm | NH2 | 53 | 4 | 5 | 100 | L8 | no | HPLC Column | SS | 53 x 4,0 mm
Kromasil clone | 0646E190PK050 | BISCHOFF ProntoSIL KromaPlus 100 NH2 5µm | NH2 | 53 | 4.6 | 5 | 100 | L8 | no | HPLC Column | SS | 53 x 4,6 mm
Kromasil clone | A602E190PK050 | BISCHOFF ProntoSIL KromaPlus 100 NH2 5µm | NH2 | 60 | 2 | 5 | 100 | L8 | no | HPLC Column | SS | 60 x 2,0 mm
Kromasil clone | A603E190PK050 | BISCHOFF ProntoSIL KromaPlus 100 NH2 5µm | NH2 | 60 | 3 | 5 | 100 | L8 | no | HPLC Column | SS | 60 x 3,0 mm
Kromasil clone | A604E190PK050 | BISCHOFF ProntoSIL KromaPlus 100 NH2 5µm | NH2 | 60 | 4 | 5 | 100 | L8 | no | HPLC Column | SS | 60 x 4,0 mm
Kromasil clone | A646E190PK050 | BISCHOFF ProntoSIL KromaPlus 100 NH2 5µm | NH2 | 60 | 4.6 | 5 | 100 | L8 | no | HPLC Column | SS | 60 x 4,6 mm
Kromasil clone | 0702E190PK050 | BISCHOFF ProntoSIL KromaPlus 100 NH2 5µm | NH2 | 75 | 2 | 5 | 100 | L8 | no | HPLC Column | SS | 75 x 2,0 mm
Kromasil clone | 0703E190PK050 | BISCHOFF ProntoSIL KromaPlus 100 NH2 5µm | NH2 | 75 | 3 | 5 | 100 | L8 | no | HPLC Column | SS | 75 x 3,0 mm
Kromasil clone | 0704E190PK050 | BISCHOFF ProntoSIL KromaPlus 100 NH2 5µm | NH2 | 75 | 4 | 5 | 100 | L8 | no | HPLC Column | SS | 75 x 4,0 mm
Kromasil clone | 0746E190PK050 | BISCHOFF ProntoSIL KromaPlus 100 NH2 5µm | NH2 | 75 | 4.6 | 5 | 100 | L8 | no | HPLC Column | SS | 75 x 4,6 mm
Kromasil clone | 1002E190PK050 | BISCHOFF ProntoSIL KromaPlus 100 NH2 5µm | NH2 | 100 | 2 | 5 | 100 | L8 | no | HPLC Column | SS | 100 x 2,0 mm
Kromasil clone | 1003E190PK050 | BISCHOFF ProntoSIL KromaPlus 100 NH2 5µm | NH2 | 100 | 3 | 5 | 100 | L8 | no | HPLC Column | SS | 100 x 3,0 mm
Kromasil clone | 1004E190PK050 | BISCHOFF ProntoSIL KromaPlus 100 NH2 5µm | NH2 | 100 | 4 | 5 | 100 | L8 | no | HPLC Column | SS | 100 x 4,0 mm
Kromasil clone | 1046E190PK050 | BISCHOFF ProntoSIL KromaPlus 100 NH2 5µm | NH2 | 100 | 4.6 | 5 | 100 | L8 | no | HPLC Column | SS | 100 x 4,6 mm
Kromasil clone | 1202E190PK050 | BISCHOFF ProntoSIL KromaPlus 100 NH2 5µm | NH2 | 125 | 2 | 5 | 100 | L8 | no | HPLC Column | SS | 125 x 2,0 mm
Kromasil clone | 1203E190PK050 | BISCHOFF ProntoSIL KromaPlus 100 NH2 5µm | NH2 | 125 | 3 | 5 | 100 | L8 | no | HPLC Column | SS | 125 x 3,0 mm
Kromasil clone | 1204E190PK050 | BISCHOFF ProntoSIL KromaPlus 100 NH2 5µm | NH2 | 125 | 4 | 5 | 100 | L8 | no | HPLC Column | SS | 125 x 4,0 mm
Kromasil clone | 1246E190PK050 | BISCHOFF ProntoSIL KromaPlus 100 NH2 5µm | NH2 | 125 | 4.6 | 5 | 100 | L8 | no | HPLC Column | SS | 125 x 4,6 mm
Kromasil clone | 1502E190PK050 | BISCHOFF ProntoSIL KromaPlus 100 NH2 5µm | NH2 | 150 | 2 | 5 | 100 | L8 | no | HPLC Column | SS | 150 x 2,0 mm
Kromasil clone | 1503E190PK050 | BISCHOFF ProntoSIL KromaPlus 100 NH2 5µm | NH2 | 150 | 3 | 5 | 100 | L8 | no | HPLC Column | SS | 150 x 3,0 mm
Kromasil clone | 1504E190PK050 | BISCHOFF ProntoSIL KromaPlus 100 NH2 5µm | NH2 | 150 | 4 | 5 | 100 | L8 | no | HPLC Column | SS | 150 x 4,0 mm
Kromasil clone | 1546E190PK050 | BISCHOFF ProntoSIL KromaPlus 100 NH2 5µm | NH2 | 150 | 4.6 | 5 | 100 | L8 | no | HPLC Column | SS | 150 x 4,6 mm
Kromasil clone | 2002E190PK050 | BISCHOFF ProntoSIL KromaPlus 100 NH2 5µm | NH2 | 200 | 2 | 5 | 100 | L8 | no | HPLC Column | SS | 200 x 2,0 mm
Kromasil clone | 2003E190PK050 | BISCHOFF ProntoSIL KromaPlus 100 NH2 5µm | NH2 | 200 | 3 | 5 | 100 | L8 | no | HPLC Column | SS | 200 x 3,0 mm
Kromasil clone | 2004E190PK050 | BISCHOFF ProntoSIL KromaPlus 100 NH2 5µm | NH2 | 200 | 4 | 5 | 100 | L8 | no | HPLC Column | SS | 200 x 4,0 mm
Kromasil clone | 2046E190PK050 | BISCHOFF ProntoSIL KromaPlus 100 NH2 5µm | NH2 | 200 | 4.6 | 5 | 100 | L8 | no | HPLC Column | SS | 200 x 4,6 mm
Kromasil clone | 2502E190PK050 | BISCHOFF ProntoSIL KromaPlus 100 NH2 5µm | NH2 | 250 | 2 | 5 | 100 | L8 | no | HPLC Column | SS | 250 x 2,0 mm
Kromasil clone | 2503E190PK050 | BISCHOFF ProntoSIL KromaPlus 100 NH2 5µm | NH2 | 250 | 3 | 5 | 100 | L8 | no | HPLC Column | SS | 250 x 3,0 mm
Kromasil clone | 2504E190PK050 | BISCHOFF ProntoSIL KromaPlus 100 NH2 5µm | NH2 | 250 | 4 | 5 | 100 | L8 | no | HPLC Column | SS | 250 x 4,0 mm
Kromasil clone | 2546E190PK050 | BISCHOFF ProntoSIL KromaPlus 100 NH2 5µm | NH2 | 250 | 4.6 | 5 | 100 | L8 | no | HPLC Column | SS | 250 x 4,6 mm
Kromasil clone | 3002E190PK050 | BISCHOFF ProntoSIL KromaPlus 100 NH2 5µm | NH2 | 300 | 2 | 5 | 100 | L8 | no | HPLC Column | SS | 300 x 2,0 mm
Kromasil clone | 3003E190PK050 | BISCHOFF ProntoSIL KromaPlus 100 NH2 5µm | NH2 | 300 | 3 | 5 | 100 | L8 | no | HPLC Column | SS | 300 x 3,0 mm
Kromasil clone | 3004E190PK050 | BISCHOFF ProntoSIL KromaPlus 100 NH2 5µm | NH2 | 300 | 4 | 5 | 100 | L8 | no | HPLC Column | SS | 300 x 4,0 mm
Kromasil clone | 3046E190PK050 | BISCHOFF ProntoSIL KromaPlus 100 NH2 5µm | NH2 | 300 | 4.6 | 5 | 100 | L8 | no | HPLC Column | SS | 300 x 4,6 mm
Kromasil clone | 01P4E190PK050 | BISCHOFF ProntoSIL KromaPlus 100 NH2 5µm | NH2 | 14 | 4 | 5 | 100 | L8 | no | HPLC Column | PEEK | 14 x 4,0 mm
Kromasil clone | A2P4E190PK050 | BISCHOFF ProntoSIL KromaPlus 100 NH2 5µm | NH2 | 20 | 4 | 5 | 100 | L8 | no | HPLC Column | PEEK | 20 x 4,0 mm
Kromasil clone | 02P4E190PK050 | BISCHOFF ProntoSIL KromaPlus 100 NH2 5µm | NH2 | 25 | 4 | 5 | 100 | L8 | no | HPLC Column | PEEK | 25 x 4,0 mm
Kromasil clone | 03P4E190PK050 | BISCHOFF ProntoSIL KromaPlus 100 NH2 5µm | NH2 | 30 | 4 | 5 | 100 | L8 | no | HPLC Column | PEEK | 30 x 4,0 mm
Kromasil clone | 04P4E190PK050 | BISCHOFF ProntoSIL KromaPlus 100 NH2 5µm | NH2 | 33 | 4 | 5 | 100 | L8 | no | HPLC Column | PEEK | 33 x 4,0 mm
Kromasil clone | A4P4E190PK050 | BISCHOFF ProntoSIL KromaPlus 100 NH2 5µm | NH2 | 40 | 4 | 5 | 100 | L8 | no | HPLC Column | PEEK | 40 x 4,0 mm
Kromasil clone | 05P4E190PK050 | BISCHOFF ProntoSIL KromaPlus 100 NH2 5µm | NH2 | 50 | 4 | 5 | 100 | L8 | no | HPLC Column | PEEK | 50 x 4,0 mm
Kromasil clone | 06P4E190PK050 | BISCHOFF ProntoSIL KromaPlus 100 NH2 5µm | NH2 | 53 | 4 | 5 | 100 | L8 | no | HPLC Column | PEEK | 53 x 4,0 mm
Kromasil clone | A6P4E190PK050 | BISCHOFF ProntoSIL KromaPlus 100 NH2 5µm | NH2 | 60 | 4 | 5 | 100 | L8 | no | HPLC Column | PEEK | 60 x 4,0 mm
Kromasil clone | 07P4E190PK050 | BISCHOFF ProntoSIL KromaPlus 100 NH2 5µm | NH2 | 75 | 4 | 5 | 100 | L8 | no | HPLC Column | PEEK | 75 x 4,0 mm
Kromasil clone | 10P4E190PK050 | BISCHOFF ProntoSIL KromaPlus 100 NH2 5µm | NH2 | 100 | 4 | 5 | 100 | L8 | no | HPLC Column | PEEK | 100 x 4,0 mm
Kromasil clone | 12P4E190PK050 | BISCHOFF ProntoSIL KromaPlus 100 NH2 5µm | NH2 | 125 | 4 | 5 | 100 | L8 | no | HPLC Column | PEEK | 125 x 4,0 mm
Kromasil clone | 15P4E190PK050 | BISCHOFF ProntoSIL KromaPlus 100 NH2 5µm | NH2 | 150 | 4 | 5 | 100 | L8 | no | HPLC Column | PEEK | 150 x 4,0 mm
Kromasil clone | 20P4E190PK050 | BISCHOFF ProntoSIL KromaPlus 100 NH2 5µm | NH2 | 200 | 4 | 5 | 100 | L8 | no | HPLC Column | PEEK | 200 x 4,0 mm
Kromasil clone | 25P4E190PK050 | BISCHOFF ProntoSIL KromaPlus 100 NH2 5µm | NH2 | 250 | 4 | 5 | 100 | L8 | no | HPLC Column | PEEK | 250 x 4,0 mm
Kromasil clone | 30P4E190PK050 | BISCHOFF ProntoSIL KromaPlus 100 NH2 5µm | NH2 | 300 | 4 | 5 | 100 | L8 | no | HPLC Column | PEEK | 300 x 4,0 mm
Kromasil clone | 6305E190PK050 | BISCHOFF ProntoSIL KromaPlus 100 NH2 5µm | NH2 | 5 | 4 | 5 | 100 | L8 | no | Cartridges (5 pcs.) | SS | 5 x 4,0 mm
Kromasil clone | 6301E190PK050 | BISCHOFF ProntoSIL KromaPlus 100 NH2 5µm | NH2 | 10 | 4 | 5 | 100 | L8 | no | Cartridges (5 pcs.) | SS | 10 x 4,0 mm
Kromasil clone | 6302E190PK050 | BISCHOFF ProntoSIL KromaPlus 100 NH2 5µm | NH2 | 20 | 4 | 5 | 100 | L8 | no | Cartridges (5 pcs.) | SS | 20 x 4,0 mm
Kromasil clone | 63P1E190PK050 | BISCHOFF ProntoSIL KromaPlus 100 NH2 5µm | NH2 | 10 | 4 | 5 | 100 | L8 | no | Cartridges (5 pcs.) | PEEK | 10 x 4,0 mm
Kromasil clone | 63P2E190PK050 | BISCHOFF ProntoSIL KromaPlus 100 NH2 5µm | NH2 | 20 | 4 | 5 | 100 | L8 | no | Cartridges (5 pcs.) | PEEK | 20 x 4,0 mm
Kromasil clone | 6335E190PK050 | BISCHOFF ProntoSIL KromaPlus 100 NH2 5µm | NH2 | 5 | 3 | 5 | 100 | L8 | no | Cartridges (5 pcs.) | SS | 5 x 3,0 mm
Kromasil clone | 6331E190PK050 | BISCHOFF ProntoSIL KromaPlus 100 NH2 5µm | NH2 | 10 | 3 | 5 | 100 | L8 | no | Cartridges (5 pcs.) | SS | 10 x 3,0 mm
Kromasil clone | 6332E190PK050 | BISCHOFF ProntoSIL KromaPlus 100 NH2 5µm | NH2 | 20 | 3 | 5 | 100 | L8 | no | Cartridges (5 pcs.) | SS | 20 x 3,0 mm
Kromasil clone | 6325E190PK050 | BISCHOFF ProntoSIL KromaPlus 100 NH2 5µm | NH2 | 5 | 2 | 5 | 100 | L8 | no | Cartridges (5 pcs.) | SS | 5 x 2,0 mm
Kromasil clone | 6321E190PK050 | BISCHOFF ProntoSIL KromaPlus 100 NH2 5µm | NH2 | 10 | 2 | 5 | 100 | L8 | no | Cartridges (5 pcs.) | SS | 10 x 2,0 mm
Kromasil clone | 6322E190PK050 | BISCHOFF ProntoSIL KromaPlus 100 NH2 5µm | NH2 | 20 | 2 | 5 | 100 | L8 | no | Cartridges (5 pcs.) | SS | 20 x 2,0 mm
Kromasil clone | 0102E000PK035 | BISCHOFF ProntoSIL KromaPlus 100 Si 3.5µm | Silica | 14 | 2 | 3.5 | 100 | L3 | no | HPLC Column | SS | 14 x 2,0 mm
Kromasil clone | 0103E000PK035 | BISCHOFF ProntoSIL KromaPlus 100 Si 3.5µm | Silica | 14 | 3 | 3.5 | 100 | L3 | no | HPLC Column | SS | 14 x 3,0 mm
Kromasil clone | 0104E000PK035 | BISCHOFF ProntoSIL KromaPlus 100 Si 3.5µm | Silica | 14 | 4 | 3.5 | 100 | L3 | no | HPLC Column | SS | 14 x 4,0 mm
Kromasil clone | 0146E000PK035 | BISCHOFF ProntoSIL KromaPlus 100 Si 3.5µm | Silica | 14 | 4.6 | 3.5 | 100 | L3 | no | HPLC Column | SS | 14 x 4,6 mm
Kromasil clone | A202E000PK035 | BISCHOFF ProntoSIL KromaPlus 100 Si 3.5µm | Silica | 20 | 2 | 3.5 | 100 | L3 | no | HPLC Column | SS | 20 x 2,0 mm
Kromasil clone | A203E000PK035 | BISCHOFF ProntoSIL KromaPlus 100 Si 3.5µm | Silica | 20 | 3 | 3.5 | 100 | L3 | no | HPLC Column | SS | 20 x 3,0 mm
Kromasil clone | A204E000PK035 | BISCHOFF ProntoSIL KromaPlus 100 Si 3.5µm | Silica | 20 | 4 | 3.5 | 100 | L3 | no | HPLC Column | SS | 20 x 4,0 mm
Kromasil clone | A246E000PK035 | BISCHOFF ProntoSIL KromaPlus 100 Si 3.5µm | Silica | 20 | 4.6 | 3.5 | 100 | L3 | no | HPLC Column | SS | 20 x 4,6 mm
Kromasil clone | 0202E000PK035 | BISCHOFF ProntoSIL KromaPlus 100 Si 3.5µm | Silica | 25 | 2 | 3.5 | 100 | L3 | no | HPLC Column | SS | 25 x 2,0 mm
Kromasil clone | 0203E000PK035 | BISCHOFF ProntoSIL KromaPlus 100 Si 3.5µm | Silica | 25 | 3 | 3.5 | 100 | L3 | no | HPLC Column | SS | 25 x 3,0 mm
Kromasil clone | 0204E000PK035 | BISCHOFF ProntoSIL KromaPlus 100 Si 3.5µm | Silica | 25 | 4 | 3.5 | 100 | L3 | no | HPLC Column | SS | 25 x 4,0 mm
Kromasil clone | 0246E000PK035 | BISCHOFF ProntoSIL KromaPlus 100 Si 3.5µm | Silica | 25 | 4.6 | 3.5 | 100 | L3 | no | HPLC Column | SS | 25 x 4,6 mm
Kromasil clone | 0302E000PK035 | BISCHOFF ProntoSIL KromaPlus 100 Si 3.5µm | Silica | 30 | 2 | 3.5 | 100 | L3 | no | HPLC Column | SS | 30 x 2,0 mm
Kromasil clone | 0303E000PK035 | BISCHOFF ProntoSIL KromaPlus 100 Si 3.5µm | Silica | 30 | 3 | 3.5 | 100 | L3 | no | HPLC Column | SS | 30 x 3,0 mm
Kromasil clone | 0304E000PK035 | BISCHOFF ProntoSIL KromaPlus 100 Si 3.5µm | Silica | 30 | 4 | 3.5 | 100 | L3 | no | HPLC Column | SS | 30 x 4,0 mm
Kromasil clone | 0346E000PK035 | BISCHOFF ProntoSIL KromaPlus 100 Si 3.5µm | Silica | 30 | 4.6 | 3.5 | 100 | L3 | no | HPLC Column | SS | 30 x 4,6 mm
Kromasil clone | 0402E000PK035 | BISCHOFF ProntoSIL KromaPlus 100 Si 3.5µm | Silica | 33 | 2 | 3.5 | 100 | L3 | no | HPLC Column | SS | 33 x 2,0 mm
Kromasil clone | 0403E000PK035 | BISCHOFF ProntoSIL KromaPlus 100 Si 3.5µm | Silica | 33 | 3 | 3.5 | 100 | L3 | no | HPLC Column | SS | 33 x 3,0 mm
Kromasil clone | 0404E000PK035 | BISCHOFF ProntoSIL KromaPlus 100 Si 3.5µm | Silica | 33 | 4 | 3.5 | 100 | L3 | no | HPLC Column | SS | 33 x 4,0 mm
Kromasil clone | 0446E000PK035 | BISCHOFF ProntoSIL KromaPlus 100 Si 3.5µm | Silica | 33 | 4.6 | 3.5 | 100 | L3 | no | HPLC Column | SS | 33 x 4,6 mm
Kromasil clone | A402E000PK035 | BISCHOFF ProntoSIL KromaPlus 100 Si 3.5µm | Silica | 40 | 2 | 3.5 | 100 | L3 | no | HPLC Column | SS | 40 x 2,0 mm
Kromasil clone | A403E000PK035 | BISCHOFF ProntoSIL KromaPlus 100 Si 3.5µm | Silica | 40 | 3 | 3.5 | 100 | L3 | no | HPLC Column | SS | 40 x 3,0 mm
Kromasil clone | A404E000PK035 | BISCHOFF ProntoSIL KromaPlus 100 Si 3.5µm | Silica | 40 | 4 | 3.5 | 100 | L3 | no | HPLC Column | SS | 40 x 4,0 mm
Kromasil clone | A446E000PK035 | BISCHOFF ProntoSIL KromaPlus 100 Si 3.5µm | Silica | 40 | 4.6 | 3.5 | 100 | L3 | no | HPLC Column | SS | 40 x 4,6 mm
Kromasil clone | 0502E000PK035 | BISCHOFF ProntoSIL KromaPlus 100 Si 3.5µm | Silica | 50 | 2 | 3.5 | 100 | L3 | no | HPLC Column | SS | 50 x 2,0 mm
Kromasil clone | 0503E000PK035 | BISCHOFF ProntoSIL KromaPlus 100 Si 3.5µm | Silica | 50 | 3 | 3.5 | 100 | L3 | no | HPLC Column | SS | 50 x 3,0 mm
Kromasil clone | 0504E000PK035 | BISCHOFF ProntoSIL KromaPlus 100 Si 3.5µm | Silica | 50 | 4 | 3.5 | 100 | L3 | no | HPLC Column | SS | 50 x 4,0 mm
Kromasil clone | 0546E000PK035 | BISCHOFF ProntoSIL KromaPlus 100 Si 3.5µm | Silica | 50 | 4.6 | 3.5 | 100 | L3 | no | HPLC Column | SS | 50 x 4,6 mm
Kromasil clone | 0602E000PK035 | BISCHOFF ProntoSIL KromaPlus 100 Si 3.5µm | Silica | 53 | 2 | 3.5 | 100 | L3 | no | HPLC Column | SS | 53 x 2,0 mm
Kromasil clone | 0603E000PK035 | BISCHOFF ProntoSIL KromaPlus 100 Si 3.5µm | Silica | 53 | 3 | 3.5 | 100 | L3 | no | HPLC Column | SS | 53 x 3,0 mm
Kromasil clone | 0604E000PK035 | BISCHOFF ProntoSIL KromaPlus 100 Si 3.5µm | Silica | 53 | 4 | 3.5 | 100 | L3 | no | HPLC Column | SS | 53 x 4,0 mm
Kromasil clone | 0646E000PK035 | BISCHOFF ProntoSIL KromaPlus 100 Si 3.5µm | Silica | 53 | 4.6 | 3.5 | 100 | L3 | no | HPLC Column | SS | 53 x 4,6 mm
Kromasil clone | A602E000PK035 | BISCHOFF ProntoSIL KromaPlus 100 Si 3.5µm | Silica | 60 | 2 | 3.5 | 100 | L3 | no | HPLC Column | SS | 60 x 2,0 mm
Kromasil clone | A603E000PK035 | BISCHOFF ProntoSIL KromaPlus 100 Si 3.5µm | Silica | 60 | 3 | 3.5 | 100 | L3 | no | HPLC Column | SS | 60 x 3,0 mm
Kromasil clone | A604E000PK035 | BISCHOFF ProntoSIL KromaPlus 100 Si 3.5µm | Silica | 60 | 4 | 3.5 | 100 | L3 | no | HPLC Column | SS | 60 x 4,0 mm
Kromasil clone | A646E000PK035 | BISCHOFF ProntoSIL KromaPlus 100 Si 3.5µm | Silica | 60 | 4.6 | 3.5 | 100 | L3 | no | HPLC Column | SS | 60 x 4,6 mm
Kromasil clone | 0702E000PK035 | BISCHOFF ProntoSIL KromaPlus 100 Si 3.5µm | Silica | 75 | 2 | 3.5 | 100 | L3 | no | HPLC Column | SS | 75 x 2,0 mm
Kromasil clone | 0703E000PK035 | BISCHOFF ProntoSIL KromaPlus 100 Si 3.5µm | Silica | 75 | 3 | 3.5 | 100 | L3 | no | HPLC Column | SS | 75 x 3,0 mm
Kromasil clone | 0704E000PK035 | BISCHOFF ProntoSIL KromaPlus 100 Si 3.5µm | Silica | 75 | 4 | 3.5 | 100 | L3 | no | HPLC Column | SS | 75 x 4,0 mm
Kromasil clone | 0746E000PK035 | BISCHOFF ProntoSIL KromaPlus 100 Si 3.5µm | Silica | 75 | 4.6 | 3.5 | 100 | L3 | no | HPLC Column | SS | 75 x 4,6 mm
Kromasil clone | 1002E000PK035 | BISCHOFF ProntoSIL KromaPlus 100 Si 3.5µm | Silica | 100 | 2 | 3.5 | 100 | L3 | no | HPLC Column | SS | 100 x 2,0 mm
Kromasil clone | 1003E000PK035 | BISCHOFF ProntoSIL KromaPlus 100 Si 3.5µm | Silica | 100 | 3 | 3.5 | 100 | L3 | no | HPLC Column | SS | 100 x 3,0 mm
Kromasil clone | 1004E000PK035 | BISCHOFF ProntoSIL KromaPlus 100 Si 3.5µm | Silica | 100 | 4 | 3.5 | 100 | L3 | no | HPLC Column | SS | 100 x 4,0 mm
Kromasil clone | 1046E000PK035 | BISCHOFF ProntoSIL KromaPlus 100 Si 3.5µm | Silica | 100 | 4.6 | 3.5 | 100 | L3 | no | HPLC Column | SS | 100 x 4,6 mm
Kromasil clone | 1202E000PK035 | BISCHOFF ProntoSIL KromaPlus 100 Si 3.5µm | Silica | 125 | 2 | 3.5 | 100 | L3 | no | HPLC Column | SS | 125 x 2,0 mm
Kromasil clone | 1203E000PK035 | BISCHOFF ProntoSIL KromaPlus 100 Si 3.5µm | Silica | 125 | 3 | 3.5 | 100 | L3 | no | HPLC Column | SS | 125 x 3,0 mm
Kromasil clone | 1204E000PK035 | BISCHOFF ProntoSIL KromaPlus 100 Si 3.5µm | Silica | 125 | 4 | 3.5 | 100 | L3 | no | HPLC Column | SS | 125 x 4,0 mm
Kromasil clone | 1246E000PK035 | BISCHOFF ProntoSIL KromaPlus 100 Si 3.5µm | Silica | 125 | 4.6 | 3.5 | 100 | L3 | no | HPLC Column | SS | 125 x 4,6 mm
Kromasil clone | 1502E000PK035 | BISCHOFF ProntoSIL KromaPlus 100 Si 3.5µm | Silica | 150 | 2 | 3.5 | 100 | L3 | no | HPLC Column | SS | 150 x 2,0 mm
Kromasil clone | 1503E000PK035 | BISCHOFF ProntoSIL KromaPlus 100 Si 3.5µm | Silica | 150 | 3 | 3.5 | 100 | L3 | no | HPLC Column | SS | 150 x 3,0 mm
Kromasil clone | 1504E000PK035 | BISCHOFF ProntoSIL KromaPlus 100 Si 3.5µm | Silica | 150 | 4 | 3.5 | 100 | L3 | no | HPLC Column | SS | 150 x 4,0 mm
Kromasil clone | 1546E000PK035 | BISCHOFF ProntoSIL KromaPlus 100 Si 3.5µm | Silica | 150 | 4.6 | 3.5 | 100 | L3 | no | HPLC Column | SS | 150 x 4,6 mm
Kromasil clone | 2002E000PK035 | BISCHOFF ProntoSIL KromaPlus 100 Si 3.5µm | Silica | 200 | 2 | 3.5 | 100 | L3 | no | HPLC Column | SS | 200 x 2,0 mm
Kromasil clone | 2003E000PK035 | BISCHOFF ProntoSIL KromaPlus 100 Si 3.5µm | Silica | 200 | 3 | 3.5 | 100 | L3 | no | HPLC Column | SS | 200 x 3,0 mm
Kromasil clone | 2004E000PK035 | BISCHOFF ProntoSIL KromaPlus 100 Si 3.5µm | Silica | 200 | 4 | 3.5 | 100 | L3 | no | HPLC Column | SS | 200 x 4,0 mm
Kromasil clone | 2046E000PK035 | BISCHOFF ProntoSIL KromaPlus 100 Si 3.5µm | Silica | 200 | 4.6 | 3.5 | 100 | L3 | no | HPLC Column | SS | 200 x 4,6 mm
Kromasil clone | 2502E000PK035 | BISCHOFF ProntoSIL KromaPlus 100 Si 3.5µm | Silica | 250 | 2 | 3.5 | 100 | L3 | no | HPLC Column | SS | 250 x 2,0 mm
Kromasil clone | 2503E000PK035 | BISCHOFF ProntoSIL KromaPlus 100 Si 3.5µm | Silica | 250 | 3 | 3.5 | 100 | L3 | no | HPLC Column | SS | 250 x 3,0 mm
Kromasil clone | 2504E000PK035 | BISCHOFF ProntoSIL KromaPlus 100 Si 3.5µm | Silica | 250 | 4 | 3.5 | 100 | L3 | no | HPLC Column | SS | 250 x 4,0 mm
Kromasil clone | 2546E000PK035 | BISCHOFF ProntoSIL KromaPlus 100 Si 3.5µm | Silica | 250 | 4.6 | 3.5 | 100 | L3 | no | HPLC Column | SS | 250 x 4,6 mm
Kromasil clone | 3002E000PK035 | BISCHOFF ProntoSIL KromaPlus 100 Si 3.5µm | Silica | 300 | 2 | 3.5 | 100 | L3 | no | HPLC Column | SS | 300 x 2,0 mm
Kromasil clone | 3003E000PK035 | BISCHOFF ProntoSIL KromaPlus 100 Si 3.5µm | Silica | 300 | 3 | 3.5 | 100 | L3 | no | HPLC Column | SS | 300 x 3,0 mm
Kromasil clone | 3004E000PK035 | BISCHOFF ProntoSIL KromaPlus 100 Si 3.5µm | Silica | 300 | 4 | 3.5 | 100 | L3 | no | HPLC Column | SS | 300 x 4,0 mm
Kromasil clone | 3046E000PK035 | BISCHOFF ProntoSIL KromaPlus 100 Si 3.5µm | Silica | 300 | 4.6 | 3.5 | 100 | L3 | no | HPLC Column | SS | 300 x 4,6 mm
Kromasil clone | 01P4E000PK035 | BISCHOFF ProntoSIL KromaPlus 100 Si 3.5µm | Silica | 14 | 4 | 3.5 | 100 | L3 | no | HPLC Column | PEEK | 14 x 4,0 mm
Kromasil clone | A2P4E000PK035 | BISCHOFF ProntoSIL KromaPlus 100 Si 3.5µm | Silica | 20 | 4 | 3.5 | 100 | L3 | no | HPLC Column | PEEK | 20 x 4,0 mm
Kromasil clone | 02P4E000PK035 | BISCHOFF ProntoSIL KromaPlus 100 Si 3.5µm | Silica | 25 | 4 | 3.5 | 100 | L3 | no | HPLC Column | PEEK | 25 x 4,0 mm
Kromasil clone | 03P4E000PK035 | BISCHOFF ProntoSIL KromaPlus 100 Si 3.5µm | Silica | 30 | 4 | 3.5 | 100 | L3 | no | HPLC Column | PEEK | 30 x 4,0 mm
Kromasil clone | 04P4E000PK035 | BISCHOFF ProntoSIL KromaPlus 100 Si 3.5µm | Silica | 33 | 4 | 3.5 | 100 | L3 | no | HPLC Column | PEEK | 33 x 4,0 mm
Kromasil clone | A4P4E000PK035 | BISCHOFF ProntoSIL KromaPlus 100 Si 3.5µm | Silica | 40 | 4 | 3.5 | 100 | L3 | no | HPLC Column | PEEK | 40 x 4,0 mm
Kromasil clone | 05P4E000PK035 | BISCHOFF ProntoSIL KromaPlus 100 Si 3.5µm | Silica | 50 | 4 | 3.5 | 100 | L3 | no | HPLC Column | PEEK | 50 x 4,0 mm
Kromasil clone | 06P4E000PK035 | BISCHOFF ProntoSIL KromaPlus 100 Si 3.5µm | Silica | 53 | 4 | 3.5 | 100 | L3 | no | HPLC Column | PEEK | 53 x 4,0 mm
Kromasil clone | A6P4E000PK035 | BISCHOFF ProntoSIL KromaPlus 100 Si 3.5µm | Silica | 60 | 4 | 3.5 | 100 | L3 | no | HPLC Column | PEEK | 60 x 4,0 mm
Kromasil clone | 07P4E000PK035 | BISCHOFF ProntoSIL KromaPlus 100 Si 3.5µm | Silica | 75 | 4 | 3.5 | 100 | L3 | no | HPLC Column | PEEK | 75 x 4,0 mm
Kromasil clone | 10P4E000PK035 | BISCHOFF ProntoSIL KromaPlus 100 Si 3.5µm | Silica | 100 | 4 | 3.5 | 100 | L3 | no | HPLC Column | PEEK | 100 x 4,0 mm
Kromasil clone | 12P4E000PK035 | BISCHOFF ProntoSIL KromaPlus 100 Si 3.5µm | Silica | 125 | 4 | 3.5 | 100 | L3 | no | HPLC Column | PEEK | 125 x 4,0 mm
Kromasil clone | 15P4E000PK035 | BISCHOFF ProntoSIL KromaPlus 100 Si 3.5µm | Silica | 150 | 4 | 3.5 | 100 | L3 | no | HPLC Column | PEEK | 150 x 4,0 mm
Kromasil clone | 20P4E000PK035 | BISCHOFF ProntoSIL KromaPlus 100 Si 3.5µm | Silica | 200 | 4 | 3.5 | 100 | L3 | no | HPLC Column | PEEK | 200 x 4,0 mm
Kromasil clone | 25P4E000PK035 | BISCHOFF ProntoSIL KromaPlus 100 Si 3.5µm | Silica | 250 | 4 | 3.5 | 100 | L3 | no | HPLC Column | PEEK | 250 x 4,0 mm
Kromasil clone | 30P4E000PK035 | BISCHOFF ProntoSIL KromaPlus 100 Si 3.5µm | Silica | 300 | 4 | 3.5 | 100 | L3 | no | HPLC Column | PEEK | 300 x 4,0 mm
Kromasil clone | 6305E000PK035 | BISCHOFF ProntoSIL KromaPlus 100 Si 3.5µm | Silica | 5 | 4 | 3.5 | 100 | L3 | no | Cartridges (5 pcs.) | SS | 5 x 4,0 mm
Kromasil clone | 6301E000PK035 | BISCHOFF ProntoSIL KromaPlus 100 Si 3.5µm | Silica | 10 | 4 | 3.5 | 100 | L3 | no | Cartridges (5 pcs.) | SS | 10 x 4,0 mm
Kromasil clone | 6302E000PK035 | BISCHOFF ProntoSIL KromaPlus 100 Si 3.5µm | Silica | 20 | 4 | 3.5 | 100 | L3 | no | Cartridges (5 pcs.) | SS | 20 x 4,0 mm
Kromasil clone | 63P1E000PK035 | BISCHOFF ProntoSIL KromaPlus 100 Si 3.5µm | Silica | 10 | 4 | 3.5 | 100 | L3 | no | Cartridges (5 pcs.) | PEEK | 10 x 4,0 mm
Kromasil clone | 63P2E000PK035 | BISCHOFF ProntoSIL KromaPlus 100 Si 3.5µm | Silica | 20 | 4 | 3.5 | 100 | L3 | no | Cartridges (5 pcs.) | PEEK | 20 x 4,0 mm
Kromasil clone | 6335E000PK035 | BISCHOFF ProntoSIL KromaPlus 100 Si 3.5µm | Silica | 5 | 3 | 3.5 | 100 | L3 | no | Cartridges (5 pcs.) | SS | 5 x 3,0 mm
Kromasil clone | 6331E000PK035 | BISCHOFF ProntoSIL KromaPlus 100 Si 3.5µm | Silica | 10 | 3 | 3.5 | 100 | L3 | no | Cartridges (5 pcs.) | SS | 10 x 3,0 mm
Kromasil clone | 6332E000PK035 | BISCHOFF ProntoSIL KromaPlus 100 Si 3.5µm | Silica | 20 | 3 | 3.5 | 100 | L3 | no | Cartridges (5 pcs.) | SS | 20 x 3,0 mm
Kromasil clone | 6325E000PK035 | BISCHOFF ProntoSIL KromaPlus 100 Si 3.5µm | Silica | 5 | 2 | 3.5 | 100 | L3 | no | Cartridges (5 pcs.) | SS | 5 x 2,0 mm
Kromasil clone | 6321E000PK035 | BISCHOFF ProntoSIL KromaPlus 100 Si 3.5µm | Silica | 10 | 2 | 3.5 | 100 | L3 | no | Cartridges (5 pcs.) | SS | 10 x 2,0 mm
Kromasil clone | 6322E000PK035 | BISCHOFF ProntoSIL KromaPlus 100 Si 3.5µm | Silica | 20 | 2 | 3.5 | 100 | L3 | no | Cartridges (5 pcs.) | SS | 20 x 2,0 mm
Kromasil clone | 0102E000PK050 | BISCHOFF ProntoSIL KromaPlus 100 Si 5µm | Silica | 14 | 2 | 5 | 100 | L3 | no | HPLC Column | SS | 14 x 2,0 mm
Kromasil clone | 0103E000PK050 | BISCHOFF ProntoSIL KromaPlus 100 Si 5µm | Silica | 14 | 3 | 5 | 100 | L3 | no | HPLC Column | SS | 14 x 3,0 mm
Kromasil clone | 0104E000PK050 | BISCHOFF ProntoSIL KromaPlus 100 Si 5µm | Silica | 14 | 4 | 5 | 100 | L3 | no | HPLC Column | SS | 14 x 4,0 mm
Kromasil clone | 0146E000PK050 | BISCHOFF ProntoSIL KromaPlus 100 Si 5µm | Silica | 14 | 4.6 | 5 | 100 | L3 | no | HPLC Column | SS | 14 x 4,6 mm
Kromasil clone | A202E000PK050 | BISCHOFF ProntoSIL KromaPlus 100 Si 5µm | Silica | 20 | 2 | 5 | 100 | L3 | no | HPLC Column | SS | 20 x 2,0 mm
Kromasil clone | A203E000PK050 | BISCHOFF ProntoSIL KromaPlus 100 Si 5µm | Silica | 20 | 3 | 5 | 100 | L3 | no | HPLC Column | SS | 20 x 3,0 mm
Kromasil clone | A204E000PK050 | BISCHOFF ProntoSIL KromaPlus 100 Si 5µm | Silica | 20 | 4 | 5 | 100 | L3 | no | HPLC Column | SS | 20 x 4,0 mm
Kromasil clone | A246E000PK050 | BISCHOFF ProntoSIL KromaPlus 100 Si 5µm | Silica | 20 | 4.6 | 5 | 100 | L3 | no | HPLC Column | SS | 20 x 4,6 mm
Kromasil clone | 0202E000PK050 | BISCHOFF ProntoSIL KromaPlus 100 Si 5µm | Silica | 25 | 2 | 5 | 100 | L3 | no | HPLC Column | SS | 25 x 2,0 mm
Kromasil clone | 0203E000PK050 | BISCHOFF ProntoSIL KromaPlus 100 Si 5µm | Silica | 25 | 3 | 5 | 100 | L3 | no | HPLC Column | SS | 25 x 3,0 mm
Kromasil clone | 0204E000PK050 | BISCHOFF ProntoSIL KromaPlus 100 Si 5µm | Silica | 25 | 4 | 5 | 100 | L3 | no | HPLC Column | SS | 25 x 4,0 mm
Kromasil clone | 0246E000PK050 | BISCHOFF ProntoSIL KromaPlus 100 Si 5µm | Silica | 25 | 4.6 | 5 | 100 | L3 | no | HPLC Column | SS | 25 x 4,6 mm
Kromasil clone | 0302E000PK050 | BISCHOFF ProntoSIL KromaPlus 100 Si 5µm | Silica | 30 | 2 | 5 | 100 | L3 | no | HPLC Column | SS | 30 x 2,0 mm
Kromasil clone | 0303E000PK050 | BISCHOFF ProntoSIL KromaPlus 100 Si 5µm | Silica | 30 | 3 | 5 | 100 | L3 | no | HPLC Column | SS | 30 x 3,0 mm
Kromasil clone | 0304E000PK050 | BISCHOFF ProntoSIL KromaPlus 100 Si 5µm | Silica | 30 | 4 | 5 | 100 | L3 | no | HPLC Column | SS | 30 x 4,0 mm
Kromasil clone | 0346E000PK050 | BISCHOFF ProntoSIL KromaPlus 100 Si 5µm | Silica | 30 | 4.6 | 5 | 100 | L3 | no | HPLC Column | SS | 30 x 4,6 mm
Kromasil clone | 0402E000PK050 | BISCHOFF ProntoSIL KromaPlus 100 Si 5µm | Silica | 33 | 2 | 5 | 100 | L3 | no | HPLC Column | SS | 33 x 2,0 mm
Kromasil clone | 0403E000PK050 | BISCHOFF ProntoSIL KromaPlus 100 Si 5µm | Silica | 33 | 3 | 5 | 100 | L3 | no | HPLC Column | SS | 33 x 3,0 mm
Kromasil clone | 0404E000PK050 | BISCHOFF ProntoSIL KromaPlus 100 Si 5µm | Silica | 33 | 4 | 5 | 100 | L3 | no | HPLC Column | SS | 33 x 4,0 mm
Kromasil clone | 0446E000PK050 | BISCHOFF ProntoSIL KromaPlus 100 Si 5µm | Silica | 33 | 4.6 | 5 | 100 | L3 | no | HPLC Column | SS | 33 x 4,6 mm
Kromasil clone | A402E000PK050 | BISCHOFF ProntoSIL KromaPlus 100 Si 5µm | Silica | 40 | 2 | 5 | 100 | L3 | no | HPLC Column | SS | 40 x 2,0 mm
Kromasil clone | A403E000PK050 | BISCHOFF ProntoSIL KromaPlus 100 Si 5µm | Silica | 40 | 3 | 5 | 100 | L3 | no | HPLC Column | SS | 40 x 3,0 mm
Kromasil clone | A404E000PK050 | BISCHOFF ProntoSIL KromaPlus 100 Si 5µm | Silica | 40 | 4 | 5 | 100 | L3 | no | HPLC Column | SS | 40 x 4,0 mm
Kromasil clone | A446E000PK050 | BISCHOFF ProntoSIL KromaPlus 100 Si 5µm | Silica | 40 | 4.6 | 5 | 100 | L3 | no | HPLC Column | SS | 40 x 4,6 mm
Kromasil clone | 0502E000PK050 | BISCHOFF ProntoSIL KromaPlus 100 Si 5µm | Silica | 50 | 2 | 5 | 100 | L3 | no | HPLC Column | SS | 50 x 2,0 mm
Kromasil clone | 0503E000PK050 | BISCHOFF ProntoSIL KromaPlus 100 Si 5µm | Silica | 50 | 3 | 5 | 100 | L3 | no | HPLC Column | SS | 50 x 3,0 mm
Kromasil clone | 0504E000PK050 | BISCHOFF ProntoSIL KromaPlus 100 Si 5µm | Silica | 50 | 4 | 5 | 100 | L3 | no | HPLC Column | SS | 50 x 4,0 mm
Kromasil clone | 0546E000PK050 | BISCHOFF ProntoSIL KromaPlus 100 Si 5µm | Silica | 50 | 4.6 | 5 | 100 | L3 | no | HPLC Column | SS | 50 x 4,6 mm
Kromasil clone | 0602E000PK050 | BISCHOFF ProntoSIL KromaPlus 100 Si 5µm | Silica | 53 | 2 | 5 | 100 | L3 | no | HPLC Column | SS | 53 x 2,0 mm
Kromasil clone | 0603E000PK050 | BISCHOFF ProntoSIL KromaPlus 100 Si 5µm | Silica | 53 | 3 | 5 | 100 | L3 | no | HPLC Column | SS | 53 x 3,0 mm
Kromasil clone | 0604E000PK050 | BISCHOFF ProntoSIL KromaPlus 100 Si 5µm | Silica | 53 | 4 | 5 | 100 | L3 | no | HPLC Column | SS | 53 x 4,0 mm
Kromasil clone | 0646E000PK050 | BISCHOFF ProntoSIL KromaPlus 100 Si 5µm | Silica | 53 | 4.6 | 5 | 100 | L3 | no | HPLC Column | SS | 53 x 4,6 mm
Kromasil clone | A602E000PK050 | BISCHOFF ProntoSIL KromaPlus 100 Si 5µm | Silica | 60 | 2 | 5 | 100 | L3 | no | HPLC Column | SS | 60 x 2,0 mm
Kromasil clone | A603E000PK050 | BISCHOFF ProntoSIL KromaPlus 100 Si 5µm | Silica | 60 | 3 | 5 | 100 | L3 | no | HPLC Column | SS | 60 x 3,0 mm
Kromasil clone | A604E000PK050 | BISCHOFF ProntoSIL KromaPlus 100 Si 5µm | Silica | 60 | 4 | 5 | 100 | L3 | no | HPLC Column | SS | 60 x 4,0 mm
Kromasil clone | A646E000PK050 | BISCHOFF ProntoSIL KromaPlus 100 Si 5µm | Silica | 60 | 4.6 | 5 | 100 | L3 | no | HPLC Column | SS | 60 x 4,6 mm
Kromasil clone | 0702E000PK050 | BISCHOFF ProntoSIL KromaPlus 100 Si 5µm | Silica | 75 | 2 | 5 | 100 | L3 | no | HPLC Column | SS | 75 x 2,0 mm
Kromasil clone | 0703E000PK050 | BISCHOFF ProntoSIL KromaPlus 100 Si 5µm | Silica | 75 | 3 | 5 | 100 | L3 | no | HPLC Column | SS | 75 x 3,0 mm
Kromasil clone | 0704E000PK050 | BISCHOFF ProntoSIL KromaPlus 100 Si 5µm | Silica | 75 | 4 | 5 | 100 | L3 | no | HPLC Column | SS | 75 x 4,0 mm
Kromasil clone | 0746E000PK050 | BISCHOFF ProntoSIL KromaPlus 100 Si 5µm | Silica | 75 | 4.6 | 5 | 100 | L3 | no | HPLC Column | SS | 75 x 4,6 mm
Kromasil clone | 1002E000PK050 | BISCHOFF ProntoSIL KromaPlus 100 Si 5µm | Silica | 100 | 2 | 5 | 100 | L3 | no | HPLC Column | SS | 100 x 2,0 mm
Kromasil clone | 1003E000PK050 | BISCHOFF ProntoSIL KromaPlus 100 Si 5µm | Silica | 100 | 3 | 5 | 100 | L3 | no | HPLC Column | SS | 100 x 3,0 mm
Kromasil clone | 1004E000PK050 | BISCHOFF ProntoSIL KromaPlus 100 Si 5µm | Silica | 100 | 4 | 5 | 100 | L3 | no | HPLC Column | SS | 100 x 4,0 mm
Kromasil clone | 1046E000PK050 | BISCHOFF ProntoSIL KromaPlus 100 Si 5µm | Silica | 100 | 4.6 | 5 | 100 | L3 | no | HPLC Column | SS | 100 x 4,6 mm
Kromasil clone | 1202E000PK050 | BISCHOFF ProntoSIL KromaPlus 100 Si 5µm | Silica | 125 | 2 | 5 | 100 | L3 | no | HPLC Column | SS | 125 x 2,0 mm
Kromasil clone | 1203E000PK050 | BISCHOFF ProntoSIL KromaPlus 100 Si 5µm | Silica | 125 | 3 | 5 | 100 | L3 | no | HPLC Column | SS | 125 x 3,0 mm
Kromasil clone | 1204E000PK050 | BISCHOFF ProntoSIL KromaPlus 100 Si 5µm | Silica | 125 | 4 | 5 | 100 | L3 | no | HPLC Column | SS | 125 x 4,0 mm
Kromasil clone | 1246E000PK050 | BISCHOFF ProntoSIL KromaPlus 100 Si 5µm | Silica | 125 | 4.6 | 5 | 100 | L3 | no | HPLC Column | SS | 125 x 4,6 mm
Kromasil clone | 1502E000PK050 | BISCHOFF ProntoSIL KromaPlus 100 Si 5µm | Silica | 150 | 2 | 5 | 100 | L3 | no | HPLC Column | SS | 150 x 2,0 mm
Kromasil clone | 1503E000PK050 | BISCHOFF ProntoSIL KromaPlus 100 Si 5µm | Silica | 150 | 3 | 5 | 100 | L3 | no | HPLC Column | SS | 150 x 3,0 mm
Kromasil clone | 1504E000PK050 | BISCHOFF ProntoSIL KromaPlus 100 Si 5µm | Silica | 150 | 4 | 5 | 100 | L3 | no | HPLC Column | SS | 150 x 4,0 mm
Kromasil clone | 1546E000PK050 | BISCHOFF ProntoSIL KromaPlus 100 Si 5µm | Silica | 150 | 4.6 | 5 | 100 | L3 | no | HPLC Column | SS | 150 x 4,6 mm
Kromasil clone | 2002E000PK050 | BISCHOFF ProntoSIL KromaPlus 100 Si 5µm | Silica | 200 | 2 | 5 | 100 | L3 | no | HPLC Column | SS | 200 x 2,0 mm
Kromasil clone | 2003E000PK050 | BISCHOFF ProntoSIL KromaPlus 100 Si 5µm | Silica | 200 | 3 | 5 | 100 | L3 | no | HPLC Column | SS | 200 x 3,0 mm
Kromasil clone | 2004E000PK050 | BISCHOFF ProntoSIL KromaPlus 100 Si 5µm | Silica | 200 | 4 | 5 | 100 | L3 | no | HPLC Column | SS | 200 x 4,0 mm
Kromasil clone | 2046E000PK050 | BISCHOFF ProntoSIL KromaPlus 100 Si 5µm | Silica | 200 | 4.6 | 5 | 100 | L3 | no | HPLC Column | SS | 200 x 4,6 mm
Kromasil clone | 2502E000PK050 | BISCHOFF ProntoSIL KromaPlus 100 Si 5µm | Silica | 250 | 2 | 5 | 100 | L3 | no | HPLC Column | SS | 250 x 2,0 mm
Kromasil clone | 2503E000PK050 | BISCHOFF ProntoSIL KromaPlus 100 Si 5µm | Silica | 250 | 3 | 5 | 100 | L3 | no | HPLC Column | SS | 250 x 3,0 mm
Kromasil clone | 2504E000PK050 | BISCHOFF ProntoSIL KromaPlus 100 Si 5µm | Silica | 250 | 4 | 5 | 100 | L3 | no | HPLC Column | SS | 250 x 4,0 mm
Kromasil clone | 2546E000PK050 | BISCHOFF ProntoSIL KromaPlus 100 Si 5µm | Silica | 250 | 4.6 | 5 | 100 | L3 | no | HPLC Column | SS | 250 x 4,6 mm
Kromasil clone | 3002E000PK050 | BISCHOFF ProntoSIL KromaPlus 100 Si 5µm | Silica | 300 | 2 | 5 | 100 | L3 | no | HPLC Column | SS | 300 x 2,0 mm
Kromasil clone | 3003E000PK050 | BISCHOFF ProntoSIL KromaPlus 100 Si 5µm | Silica | 300 | 3 | 5 | 100 | L3 | no | HPLC Column | SS | 300 x 3,0 mm
Kromasil clone | 3004E000PK050 | BISCHOFF ProntoSIL KromaPlus 100 Si 5µm | Silica | 300 | 4 | 5 | 100 | L3 | no | HPLC Column | SS | 300 x 4,0 mm
Kromasil clone | 3046E000PK050 | BISCHOFF ProntoSIL KromaPlus 100 Si 5µm | Silica | 300 | 4.6 | 5 | 100 | L3 | no | HPLC Column | SS | 300 x 4,6 mm
Kromasil clone | 01P4E000PK050 | BISCHOFF ProntoSIL KromaPlus 100 Si 5µm | Silica | 14 | 4 | 5 | 100 | L3 | no | HPLC Column | PEEK | 14 x 4,0 mm
Kromasil clone | A2P4E000PK050 | BISCHOFF ProntoSIL KromaPlus 100 Si 5µm | Silica | 20 | 4 | 5 | 100 | L3 | no | HPLC Column | PEEK | 20 x 4,0 mm
Kromasil clone | 02P4E000PK050 | BISCHOFF ProntoSIL KromaPlus 100 Si 5µm | Silica | 25 | 4 | 5 | 100 | L3 | no | HPLC Column | PEEK | 25 x 4,0 mm
Kromasil clone | 03P4E000PK050 | BISCHOFF ProntoSIL KromaPlus 100 Si 5µm | Silica | 30 | 4 | 5 | 100 | L3 | no | HPLC Column | PEEK | 30 x 4,0 mm
Kromasil clone | 04P4E000PK050 | BISCHOFF ProntoSIL KromaPlus 100 Si 5µm | Silica | 33 | 4 | 5 | 100 | L3 | no | HPLC Column | PEEK | 33 x 4,0 mm
Kromasil clone | A4P4E000PK050 | BISCHOFF ProntoSIL KromaPlus 100 Si 5µm | Silica | 40 | 4 | 5 | 100 | L3 | no | HPLC Column | PEEK | 40 x 4,0 mm
Kromasil clone | 05P4E000PK050 | BISCHOFF ProntoSIL KromaPlus 100 Si 5µm | Silica | 50 | 4 | 5 | 100 | L3 | no | HPLC Column | PEEK | 50 x 4,0 mm
Kromasil clone | 06P4E000PK050 | BISCHOFF ProntoSIL KromaPlus 100 Si 5µm | Silica | 53 | 4 | 5 | 100 | L3 | no | HPLC Column | PEEK | 53 x 4,0 mm
Kromasil clone | A6P4E000PK050 | BISCHOFF ProntoSIL KromaPlus 100 Si 5µm | Silica | 60 | 4 | 5 | 100 | L3 | no | HPLC Column | PEEK | 60 x 4,0 mm
Kromasil clone | 07P4E000PK050 | BISCHOFF ProntoSIL KromaPlus 100 Si 5µm | Silica | 75 | 4 | 5 | 100 | L3 | no | HPLC Column | PEEK | 75 x 4,0 mm
Kromasil clone | 10P4E000PK050 | BISCHOFF ProntoSIL KromaPlus 100 Si 5µm | Silica | 100 | 4 | 5 | 100 | L3 | no | HPLC Column | PEEK | 100 x 4,0 mm
Kromasil clone | 12P4E000PK050 | BISCHOFF ProntoSIL KromaPlus 100 Si 5µm | Silica | 125 | 4 | 5 | 100 | L3 | no | HPLC Column | PEEK | 125 x 4,0 mm
Kromasil clone | 15P4E000PK050 | BISCHOFF ProntoSIL KromaPlus 100 Si 5µm | Silica | 150 | 4 | 5 | 100 | L3 | no | HPLC Column | PEEK | 150 x 4,0 mm
Kromasil clone | 20P4E000PK050 | BISCHOFF ProntoSIL KromaPlus 100 Si 5µm | Silica | 200 | 4 | 5 | 100 | L3 | no | HPLC Column | PEEK | 200 x 4,0 mm
Kromasil clone | 25P4E000PK050 | BISCHOFF ProntoSIL KromaPlus 100 Si 5µm | Silica | 250 | 4 | 5 | 100 | L3 | no | HPLC Column | PEEK | 250 x 4,0 mm
Kromasil clone | 30P4E000PK050 | BISCHOFF ProntoSIL KromaPlus 100 Si 5µm | Silica | 300 | 4 | 5 | 100 | L3 | no | HPLC Column | PEEK | 300 x 4,0 mm
Kromasil clone | 6305E000PK050 | BISCHOFF ProntoSIL KromaPlus 100 Si 5µm | Silica | 5 | 4 | 5 | 100 | L3 | no | Cartridges (5 pcs.) | SS | 5 x 4,0 mm
Kromasil clone | 6301E000PK050 | BISCHOFF ProntoSIL KromaPlus 100 Si 5µm | Silica | 10 | 4 | 5 | 100 | L3 | no | Cartridges (5 pcs.) | SS | 10 x 4,0 mm
Kromasil clone | 6302E000PK050 | BISCHOFF ProntoSIL KromaPlus 100 Si 5µm | Silica | 20 | 4 | 5 | 100 | L3 | no | Cartridges (5 pcs.) | SS | 20 x 4,0 mm
Kromasil clone | 63P1E000PK050 | BISCHOFF ProntoSIL KromaPlus 100 Si 5µm | Silica | 10 | 4 | 5 | 100 | L3 | no | Cartridges (5 pcs.) | PEEK | 10 x 4,0 mm
Kromasil clone | 63P2E000PK050 | BISCHOFF ProntoSIL KromaPlus 100 Si 5µm | Silica | 20 | 4 | 5 | 100 | L3 | no | Cartridges (5 pcs.) | PEEK | 20 x 4,0 mm
Kromasil clone | 6335E000PK050 | BISCHOFF ProntoSIL KromaPlus 100 Si 5µm | Silica | 5 | 3 | 5 | 100 | L3 | no | Cartridges (5 pcs.) | SS | 5 x 3,0 mm
Kromasil clone | 6331E000PK050 | BISCHOFF ProntoSIL KromaPlus 100 Si 5µm | Silica | 10 | 3 | 5 | 100 | L3 | no | Cartridges (5 pcs.) | SS | 10 x 3,0 mm
Kromasil clone | 6332E000PK050 | BISCHOFF ProntoSIL KromaPlus 100 Si 5µm | Silica | 20 | 3 | 5 | 100 | L3 | no | Cartridges (5 pcs.) | SS | 20 x 3,0 mm
Kromasil clone | 6325E000PK050 | BISCHOFF ProntoSIL KromaPlus 100 Si 5µm | Silica | 5 | 2 | 5 | 100 | L3 | no | Cartridges (5 pcs.) | SS | 5 x 2,0 mm
Kromasil clone | 6321E000PK050 | BISCHOFF ProntoSIL KromaPlus 100 Si 5µm | Silica | 10 | 2 | 5 | 100 | L3 | no | Cartridges (5 pcs.) | SS | 10 x 2,0 mm
Kromasil clone | 6322E000PK050 | BISCHOFF ProntoSIL KromaPlus 100 Si 5µm | Silica | 20 | 2 | 5 | 100 | L3 | no | Cartridges (5 pcs.) | SS | 20 x 2,0 mm
Kromasil clone | 0102E000PK100 | BISCHOFF ProntoSIL KromaPlus 100 Si 10µm | Silica | 14 | 2 | 10 | 100 | L3 | no | HPLC Column | SS | 14 x 2,0 mm
Kromasil clone | 0103E000PK100 | BISCHOFF ProntoSIL KromaPlus 100 Si 10µm | Silica | 14 | 3 | 10 | 100 | L3 | no | HPLC Column | SS | 14 x 3,0 mm
Kromasil clone | 0104E000PK100 | BISCHOFF ProntoSIL KromaPlus 100 Si 10µm | Silica | 14 | 4 | 10 | 100 | L3 | no | HPLC Column | SS | 14 x 4,0 mm
Kromasil clone | 0146E000PK100 | BISCHOFF ProntoSIL KromaPlus 100 Si 10µm | Silica | 14 | 4.6 | 10 | 100 | L3 | no | HPLC Column | SS | 14 x 4,6 mm
Kromasil clone | A202E000PK100 | BISCHOFF ProntoSIL KromaPlus 100 Si 10µm | Silica | 20 | 2 | 10 | 100 | L3 | no | HPLC Column | SS | 20 x 2,0 mm
Kromasil clone | A203E000PK100 | BISCHOFF ProntoSIL KromaPlus 100 Si 10µm | Silica | 20 | 3 | 10 | 100 | L3 | no | HPLC Column | SS | 20 x 3,0 mm
Kromasil clone | A204E000PK100 | BISCHOFF ProntoSIL KromaPlus 100 Si 10µm | Silica | 20 | 4 | 10 | 100 | L3 | no | HPLC Column | SS | 20 x 4,0 mm
Kromasil clone | A246E000PK100 | BISCHOFF ProntoSIL KromaPlus 100 Si 10µm | Silica | 20 | 4.6 | 10 | 100 | L3 | no | HPLC Column | SS | 20 x 4,6 mm
Kromasil clone | 0202E000PK100 | BISCHOFF ProntoSIL KromaPlus 100 Si 10µm | Silica | 25 | 2 | 10 | 100 | L3 | no | HPLC Column | SS | 25 x 2,0 mm
Kromasil clone | 0203E000PK100 | BISCHOFF ProntoSIL KromaPlus 100 Si 10µm | Silica | 25 | 3 | 10 | 100 | L3 | no | HPLC Column | SS | 25 x 3,0 mm
Kromasil clone | 0204E000PK100 | BISCHOFF ProntoSIL KromaPlus 100 Si 10µm | Silica | 25 | 4 | 10 | 100 | L3 | no | HPLC Column | SS | 25 x 4,0 mm
Kromasil clone | 0246E000PK100 | BISCHOFF ProntoSIL KromaPlus 100 Si 10µm | Silica | 25 | 4.6 | 10 | 100 | L3 | no | HPLC Column | SS | 25 x 4,6 mm
Kromasil clone | 0302E000PK100 | BISCHOFF ProntoSIL KromaPlus 100 Si 10µm | Silica | 30 | 2 | 10 | 100 | L3 | no | HPLC Column | SS | 30 x 2,0 mm
Kromasil clone | 0303E000PK100 | BISCHOFF ProntoSIL KromaPlus 100 Si 10µm | Silica | 30 | 3 | 10 | 100 | L3 | no | HPLC Column | SS | 30 x 3,0 mm
Kromasil clone | 0304E000PK100 | BISCHOFF ProntoSIL KromaPlus 100 Si 10µm | Silica | 30 | 4 | 10 | 100 | L3 | no | HPLC Column | SS | 30 x 4,0 mm
Kromasil clone | 0346E000PK100 | BISCHOFF ProntoSIL KromaPlus 100 Si 10µm | Silica | 30 | 4.6 | 10 | 100 | L3 | no | HPLC Column | SS | 30 x 4,6 mm
Kromasil clone | 0402E000PK100 | BISCHOFF ProntoSIL KromaPlus 100 Si 10µm | Silica | 33 | 2 | 10 | 100 | L3 | no | HPLC Column | SS | 33 x 2,0 mm
Kromasil clone | 0403E000PK100 | BISCHOFF ProntoSIL KromaPlus 100 Si 10µm | Silica | 33 | 3 | 10 | 100 | L3 | no | HPLC Column | SS | 33 x 3,0 mm
Kromasil clone | 0404E000PK100 | BISCHOFF ProntoSIL KromaPlus 100 Si 10µm | Silica | 33 | 4 | 10 | 100 | L3 | no | HPLC Column | SS | 33 x 4,0 mm
Kromasil clone | 0446E000PK100 | BISCHOFF ProntoSIL KromaPlus 100 Si 10µm | Silica | 33 | 4.6 | 10 | 100 | L3 | no | HPLC Column | SS | 33 x 4,6 mm
Kromasil clone | A402E000PK100 | BISCHOFF ProntoSIL KromaPlus 100 Si 10µm | Silica | 40 | 2 | 10 | 100 | L3 | no | HPLC Column | SS | 40 x 2,0 mm
Kromasil clone | A403E000PK100 | BISCHOFF ProntoSIL KromaPlus 100 Si 10µm | Silica | 40 | 3 | 10 | 100 | L3 | no | HPLC Column | SS | 40 x 3,0 mm
Kromasil clone | A404E000PK100 | BISCHOFF ProntoSIL KromaPlus 100 Si 10µm | Silica | 40 | 4 | 10 | 100 | L3 | no | HPLC Column | SS | 40 x 4,0 mm
Kromasil clone | A446E000PK100 | BISCHOFF ProntoSIL KromaPlus 100 Si 10µm | Silica | 40 | 4.6 | 10 | 100 | L3 | no | HPLC Column | SS | 40 x 4,6 mm
Kromasil clone | 0502E000PK100 | BISCHOFF ProntoSIL KromaPlus 100 Si 10µm | Silica | 50 | 2 | 10 | 100 | L3 | no | HPLC Column | SS | 50 x 2,0 mm
Kromasil clone | 0503E000PK100 | BISCHOFF ProntoSIL KromaPlus 100 Si 10µm | Silica | 50 | 3 | 10 | 100 | L3 | no | HPLC Column | SS | 50 x 3,0 mm
Kromasil clone | 0504E000PK100 | BISCHOFF ProntoSIL KromaPlus 100 Si 10µm | Silica | 50 | 4 | 10 | 100 | L3 | no | HPLC Column | SS | 50 x 4,0 mm
Kromasil clone | 0546E000PK100 | BISCHOFF ProntoSIL KromaPlus 100 Si 10µm | Silica | 50 | 4.6 | 10 | 100 | L3 | no | HPLC Column | SS | 50 x 4,6 mm
Kromasil clone | 0602E000PK100 | BISCHOFF ProntoSIL KromaPlus 100 Si 10µm | Silica | 53 | 2 | 10 | 100 | L3 | no | HPLC Column | SS | 53 x 2,0 mm
Kromasil clone | 0603E000PK100 | BISCHOFF ProntoSIL KromaPlus 100 Si 10µm | Silica | 53 | 3 | 10 | 100 | L3 | no | HPLC Column | SS | 53 x 3,0 mm
Kromasil clone | 0604E000PK100 | BISCHOFF ProntoSIL KromaPlus 100 Si 10µm | Silica | 53 | 4 | 10 | 100 | L3 | no | HPLC Column | SS | 53 x 4,0 mm
Kromasil clone | 0646E000PK100 | BISCHOFF ProntoSIL KromaPlus 100 Si 10µm | Silica | 53 | 4.6 | 10 | 100 | L3 | no | HPLC Column | SS | 53 x 4,6 mm
Kromasil clone | A602E000PK100 | BISCHOFF ProntoSIL KromaPlus 100 Si 10µm | Silica | 60 | 2 | 10 | 100 | L3 | no | HPLC Column | SS | 60 x 2,0 mm
Kromasil clone | A603E000PK100 | BISCHOFF ProntoSIL KromaPlus 100 Si 10µm | Silica | 60 | 3 | 10 | 100 | L3 | no | HPLC Column | SS | 60 x 3,0 mm
Kromasil clone | A604E000PK100 | BISCHOFF ProntoSIL KromaPlus 100 Si 10µm | Silica | 60 | 4 | 10 | 100 | L3 | no | HPLC Column | SS | 60 x 4,0 mm
Kromasil clone | A646E000PK100 | BISCHOFF ProntoSIL KromaPlus 100 Si 10µm | Silica | 60 | 4.6 | 10 | 100 | L3 | no | HPLC Column | SS | 60 x 4,6 mm
Kromasil clone | 0702E000PK100 | BISCHOFF ProntoSIL KromaPlus 100 Si 10µm | Silica | 75 | 2 | 10 | 100 | L3 | no | HPLC Column | SS | 75 x 2,0 mm
Kromasil clone | 0703E000PK100 | BISCHOFF ProntoSIL KromaPlus 100 Si 10µm | Silica | 75 | 3 | 10 | 100 | L3 | no | HPLC Column | SS | 75 x 3,0 mm
Kromasil clone | 0704E000PK100 | BISCHOFF ProntoSIL KromaPlus 100 Si 10µm | Silica | 75 | 4 | 10 | 100 | L3 | no | HPLC Column | SS | 75 x 4,0 mm
Kromasil clone | 0746E000PK100 | BISCHOFF ProntoSIL KromaPlus 100 Si 10µm | Silica | 75 | 4.6 | 10 | 100 | L3 | no | HPLC Column | SS | 75 x 4,6 mm
Kromasil clone | 1002E000PK100 | BISCHOFF ProntoSIL KromaPlus 100 Si 10µm | Silica | 100 | 2 | 10 | 100 | L3 | no | HPLC Column | SS | 100 x 2,0 mm
Kromasil clone | 1003E000PK100 | BISCHOFF ProntoSIL KromaPlus 100 Si 10µm | Silica | 100 | 3 | 10 | 100 | L3 | no | HPLC Column | SS | 100 x 3,0 mm
Kromasil clone | 1004E000PK100 | BISCHOFF ProntoSIL KromaPlus 100 Si 10µm | Silica | 100 | 4 | 10 | 100 | L3 | no | HPLC Column | SS | 100 x 4,0 mm
Kromasil clone | 1046E000PK100 | BISCHOFF ProntoSIL KromaPlus 100 Si 10µm | Silica | 100 | 4.6 | 10 | 100 | L3 | no | HPLC Column | SS | 100 x 4,6 mm
Kromasil clone | 1202E000PK100 | BISCHOFF ProntoSIL KromaPlus 100 Si 10µm | Silica | 125 | 2 | 10 | 100 | L3 | no | HPLC Column | SS | 125 x 2,0 mm
Kromasil clone | 1203E000PK100 | BISCHOFF ProntoSIL KromaPlus 100 Si 10µm | Silica | 125 | 3 | 10 | 100 | L3 | no | HPLC Column | SS | 125 x 3,0 mm
Kromasil clone | 1204E000PK100 | BISCHOFF ProntoSIL KromaPlus 100 Si 10µm | Silica | 125 | 4 | 10 | 100 | L3 | no | HPLC Column | SS | 125 x 4,0 mm
Kromasil clone | 1246E000PK100 | BISCHOFF ProntoSIL KromaPlus 100 Si 10µm | Silica | 125 | 4.6 | 10 | 100 | L3 | no | HPLC Column | SS | 125 x 4,6 mm
Kromasil clone | 1502E000PK100 | BISCHOFF ProntoSIL KromaPlus 100 Si 10µm | Silica | 150 | 2 | 10 | 100 | L3 | no | HPLC Column | SS | 150 x 2,0 mm
Kromasil clone | 1503E000PK100 | BISCHOFF ProntoSIL KromaPlus 100 Si 10µm | Silica | 150 | 3 | 10 | 100 | L3 | no | HPLC Column | SS | 150 x 3,0 mm
Kromasil clone | 1504E000PK100 | BISCHOFF ProntoSIL KromaPlus 100 Si 10µm | Silica | 150 | 4 | 10 | 100 | L3 | no | HPLC Column | SS | 150 x 4,0 mm
Kromasil clone | 1546E000PK100 | BISCHOFF ProntoSIL KromaPlus 100 Si 10µm | Silica | 150 | 4.6 | 10 | 100 | L3 | no | HPLC Column | SS | 150 x 4,6 mm
Kromasil clone | 2002E000PK100 | BISCHOFF ProntoSIL KromaPlus 100 Si 10µm | Silica | 200 | 2 | 10 | 100 | L3 | no | HPLC Column | SS | 200 x 2,0 mm
Kromasil clone | 2003E000PK100 | BISCHOFF ProntoSIL KromaPlus 100 Si 10µm | Silica | 200 | 3 | 10 | 100 | L3 | no | HPLC Column | SS | 200 x 3,0 mm
Kromasil clone | 2004E000PK100 | BISCHOFF ProntoSIL KromaPlus 100 Si 10µm | Silica | 200 | 4 | 10 | 100 | L3 | no | HPLC Column | SS | 200 x 4,0 mm
Kromasil clone | 2046E000PK100 | BISCHOFF ProntoSIL KromaPlus 100 Si 10µm | Silica | 200 | 4.6 | 10 | 100 | L3 | no | HPLC Column | SS | 200 x 4,6 mm
Kromasil clone | 2502E000PK100 | BISCHOFF ProntoSIL KromaPlus 100 Si 10µm | Silica | 250 | 2 | 10 | 100 | L3 | no | HPLC Column | SS | 250 x 2,0 mm
Kromasil clone | 2503E000PK100 | BISCHOFF ProntoSIL KromaPlus 100 Si 10µm | Silica | 250 | 3 | 10 | 100 | L3 | no | HPLC Column | SS | 250 x 3,0 mm
Kromasil clone | 2504E000PK100 | BISCHOFF ProntoSIL KromaPlus 100 Si 10µm | Silica | 250 | 4 | 10 | 100 | L3 | no | HPLC Column | SS | 250 x 4,0 mm
Kromasil clone | 2546E000PK100 | BISCHOFF ProntoSIL KromaPlus 100 Si 10µm | Silica | 250 | 4.6 | 10 | 100 | L3 | no | HPLC Column | SS | 250 x 4,6 mm
Kromasil clone | 3002E000PK100 | BISCHOFF ProntoSIL KromaPlus 100 Si 10µm | Silica | 300 | 2 | 10 | 100 | L3 | no | HPLC Column | SS | 300 x 2,0 mm
Kromasil clone | 3003E000PK100 | BISCHOFF ProntoSIL KromaPlus 100 Si 10µm | Silica | 300 | 3 | 10 | 100 | L3 | no | HPLC Column | SS | 300 x 3,0 mm
Kromasil clone | 3004E000PK100 | BISCHOFF ProntoSIL KromaPlus 100 Si 10µm | Silica | 300 | 4 | 10 | 100 | L3 | no | HPLC Column | SS | 300 x 4,0 mm
Kromasil clone | 3046E000PK100 | BISCHOFF ProntoSIL KromaPlus 100 Si 10µm | Silica | 300 | 4.6 | 10 | 100 | L3 | no | HPLC Column | SS | 300 x 4,6 mm
Kromasil clone | 01P4E000PK100 | BISCHOFF ProntoSIL KromaPlus 100 Si 10µm | Silica | 14 | 4 | 10 | 100 | L3 | no | HPLC Column | PEEK | 14 x 4,0 mm
Kromasil clone | A2P4E000PK100 | BISCHOFF ProntoSIL KromaPlus 100 Si 10µm | Silica | 20 | 4 | 10 | 100 | L3 | no | HPLC Column | PEEK | 20 x 4,0 mm
Kromasil clone | 02P4E000PK100 | BISCHOFF ProntoSIL KromaPlus 100 Si 10µm | Silica | 25 | 4 | 10 | 100 | L3 | no | HPLC Column | PEEK | 25 x 4,0 mm
Kromasil clone | 03P4E000PK100 | BISCHOFF ProntoSIL KromaPlus 100 Si 10µm | Silica | 30 | 4 | 10 | 100 | L3 | no | HPLC Column | PEEK | 30 x 4,0 mm
Kromasil clone | 04P4E000PK100 | BISCHOFF ProntoSIL KromaPlus 100 Si 10µm | Silica | 33 | 4 | 10 | 100 | L3 | no | HPLC Column | PEEK | 33 x 4,0 mm
Kromasil clone | A4P4E000PK100 | BISCHOFF ProntoSIL KromaPlus 100 Si 10µm | Silica | 40 | 4 | 10 | 100 | L3 | no | HPLC Column | PEEK | 40 x 4,0 mm
Kromasil clone | 05P4E000PK100 | BISCHOFF ProntoSIL KromaPlus 100 Si 10µm | Silica | 50 | 4 | 10 | 100 | L3 | no | HPLC Column | PEEK | 50 x 4,0 mm
Kromasil clone | 06P4E000PK100 | BISCHOFF ProntoSIL KromaPlus 100 Si 10µm | Silica | 53 | 4 | 10 | 100 | L3 | no | HPLC Column | PEEK | 53 x 4,0 mm
Kromasil clone | A6P4E000PK100 | BISCHOFF ProntoSIL KromaPlus 100 Si 10µm | Silica | 60 | 4 | 10 | 100 | L3 | no | HPLC Column | PEEK | 60 x 4,0 mm
Kromasil clone | 07P4E000PK100 | BISCHOFF ProntoSIL KromaPlus 100 Si 10µm | Silica | 75 | 4 | 10 | 100 | L3 | no | HPLC Column | PEEK | 75 x 4,0 mm
Kromasil clone | 10P4E000PK100 | BISCHOFF ProntoSIL KromaPlus 100 Si 10µm | Silica | 100 | 4 | 10 | 100 | L3 | no | HPLC Column | PEEK | 100 x 4,0 mm
Kromasil clone | 12P4E000PK100 | BISCHOFF ProntoSIL KromaPlus 100 Si 10µm | Silica | 125 | 4 | 10 | 100 | L3 | no | HPLC Column | PEEK | 125 x 4,0 mm
Kromasil clone | 15P4E000PK100 | BISCHOFF ProntoSIL KromaPlus 100 Si 10µm | Silica | 150 | 4 | 10 | 100 | L3 | no | HPLC Column | PEEK | 150 x 4,0 mm
Kromasil clone | 20P4E000PK100 | BISCHOFF ProntoSIL KromaPlus 100 Si 10µm | Silica | 200 | 4 | 10 | 100 | L3 | no | HPLC Column | PEEK | 200 x 4,0 mm
Kromasil clone | 25P4E000PK100 | BISCHOFF ProntoSIL KromaPlus 100 Si 10µm | Silica | 250 | 4 | 10 | 100 | L3 | no | HPLC Column | PEEK | 250 x 4,0 mm
Kromasil clone | 30P4E000PK100 | BISCHOFF ProntoSIL KromaPlus 100 Si 10µm | Silica | 300 | 4 | 10 | 100 | L3 | no | HPLC Column | PEEK | 300 x 4,0 mm
Kromasil clone | 6305E000PK100 | BISCHOFF ProntoSIL KromaPlus 100 Si 10µm | Silica | 5 | 4 | 10 | 100 | L3 | no | Cartridges (5 pcs.) | SS | 5 x 4,0 mm
Kromasil clone | 6301E000PK100 | BISCHOFF ProntoSIL KromaPlus 100 Si 10µm | Silica | 10 | 4 | 10 | 100 | L3 | no | Cartridges (5 pcs.) | SS | 10 x 4,0 mm
Kromasil clone | 6302E000PK100 | BISCHOFF ProntoSIL KromaPlus 100 Si 10µm | Silica | 20 | 4 | 10 | 100 | L3 | no | Cartridges (5 pcs.) | SS | 20 x 4,0 mm
Kromasil clone | 63P1E000PK100 | BISCHOFF ProntoSIL KromaPlus 100 Si 10µm | Silica | 10 | 4 | 10 | 100 | L3 | no | Cartridges (5 pcs.) | PEEK | 10 x 4,0 mm
Kromasil clone | 63P2E000PK100 | BISCHOFF ProntoSIL KromaPlus 100 Si 10µm | Silica | 20 | 4 | 10 | 100 | L3 | no | Cartridges (5 pcs.) | PEEK | 20 x 4,0 mm
Kromasil clone | 6335E000PK100 | BISCHOFF ProntoSIL KromaPlus 100 Si 10µm | Silica | 5 | 3 | 10 | 100 | L3 | no | Cartridges (5 pcs.) | SS | 5 x 3,0 mm
Kromasil clone | 6331E000PK100 | BISCHOFF ProntoSIL KromaPlus 100 Si 10µm | Silica | 10 | 3 | 10 | 100 | L3 | no | Cartridges (5 pcs.) | SS | 10 x 3,0 mm
Kromasil clone | 6332E000PK100 | BISCHOFF ProntoSIL KromaPlus 100 Si 10µm | Silica | 20 | 3 | 10 | 100 | L3 | no | Cartridges (5 pcs.) | SS | 20 x 3,0 mm
Kromasil clone | 6325E000PK100 | BISCHOFF ProntoSIL KromaPlus 100 Si 10µm | Silica | 5 | 2 | 10 | 100 | L3 | no | Cartridges (5 pcs.) | SS | 5 x 2,0 mm
Kromasil clone | 6321E000PK100 | BISCHOFF ProntoSIL KromaPlus 100 Si 10µm | Silica | 10 | 2 | 10 | 100 | L3 | no | Cartridges (5 pcs.) | SS | 10 x 2,0 mm
Kromasil clone | 6322E000PK100 | BISCHOFF ProntoSIL KromaPlus 100 Si 10µm | Silica | 20 | 2 | 10 | 100 | L3 | no | Cartridges (5 pcs.) | SS | 20 x 2,0 mm
Spherisorb clone | 0102D180SB030 | BISCHOFF ProntoSIL Spheribond ODS1 3µm | C18 | 14 | 2 | 3 | 80 | L1 | partially | HPLC Column | SS | 14 x 2,0 mm
Spherisorb clone | 0103D180SB030 | BISCHOFF ProntoSIL Spheribond ODS1 3µm | C18 | 14 | 3 | 3 | 80 | L1 | partially | HPLC Column | SS | 14 x 3,0 mm
Spherisorb clone | 0104D180SB030 | BISCHOFF ProntoSIL Spheribond ODS1 3µm | C18 | 14 | 4 | 3 | 80 | L1 | partially | HPLC Column | SS | 14 x 4,0 mm
Spherisorb clone | 0146D180SB030 | BISCHOFF ProntoSIL Spheribond ODS1 3µm | C18 | 14 | 4.6 | 3 | 80 | L1 | partially | HPLC Column | SS | 14 x 4,6 mm
Spherisorb clone | A202D180SB030 | BISCHOFF ProntoSIL Spheribond ODS1 3µm | C18 | 20 | 2 | 3 | 80 | L1 | partially | HPLC Column | SS | 20 x 2,0 mm
Spherisorb clone | A203D180SB030 | BISCHOFF ProntoSIL Spheribond ODS1 3µm | C18 | 20 | 3 | 3 | 80 | L1 | partially | HPLC Column | SS | 20 x 3,0 mm
Spherisorb clone | A204D180SB030 | BISCHOFF ProntoSIL Spheribond ODS1 3µm | C18 | 20 | 4 | 3 | 80 | L1 | partially | HPLC Column | SS | 20 x 4,0 mm
Spherisorb clone | A246D180SB030 | BISCHOFF ProntoSIL Spheribond ODS1 3µm | C18 | 20 | 4.6 | 3 | 80 | L1 | partially | HPLC Column | SS | 20 x 4,6 mm
Spherisorb clone | 0202D180SB030 | BISCHOFF ProntoSIL Spheribond ODS1 3µm | C18 | 25 | 2 | 3 | 80 | L1 | partially | HPLC Column | SS | 25 x 2,0 mm
Spherisorb clone | 0203D180SB030 | BISCHOFF ProntoSIL Spheribond ODS1 3µm | C18 | 25 | 3 | 3 | 80 | L1 | partially | HPLC Column | SS | 25 x 3,0 mm
Spherisorb clone | 0204D180SB030 | BISCHOFF ProntoSIL Spheribond ODS1 3µm | C18 | 25 | 4 | 3 | 80 | L1 | partially | HPLC Column | SS | 25 x 4,0 mm
Spherisorb clone | 0246D180SB030 | BISCHOFF ProntoSIL Spheribond ODS1 3µm | C18 | 25 | 4.6 | 3 | 80 | L1 | partially | HPLC Column | SS | 25 x 4,6 mm
Spherisorb clone | 0302D180SB030 | BISCHOFF ProntoSIL Spheribond ODS1 3µm | C18 | 30 | 2 | 3 | 80 | L1 | partially | HPLC Column | SS | 30 x 2,0 mm
Spherisorb clone | 0303D180SB030 | BISCHOFF ProntoSIL Spheribond ODS1 3µm | C18 | 30 | 3 | 3 | 80 | L1 | partially | HPLC Column | SS | 30 x 3,0 mm
Spherisorb clone | 0304D180SB030 | BISCHOFF ProntoSIL Spheribond ODS1 3µm | C18 | 30 | 4 | 3 | 80 | L1 | partially | HPLC Column | SS | 30 x 4,0 mm
Spherisorb clone | 0346D180SB030 | BISCHOFF ProntoSIL Spheribond ODS1 3µm | C18 | 30 | 4.6 | 3 | 80 | L1 | partially | HPLC Column | SS | 30 x 4,6 mm
Spherisorb clone | 0402D180SB030 | BISCHOFF ProntoSIL Spheribond ODS1 3µm | C18 | 33 | 2 | 3 | 80 | L1 | partially | HPLC Column | SS | 33 x 2,0 mm
Spherisorb clone | 0403D180SB030 | BISCHOFF ProntoSIL Spheribond ODS1 3µm | C18 | 33 | 3 | 3 | 80 | L1 | partially | HPLC Column | SS | 33 x 3,0 mm
Spherisorb clone | 0404D180SB030 | BISCHOFF ProntoSIL Spheribond ODS1 3µm | C18 | 33 | 4 | 3 | 80 | L1 | partially | HPLC Column | SS | 33 x 4,0 mm
Spherisorb clone | 0446D180SB030 | BISCHOFF ProntoSIL Spheribond ODS1 3µm | C18 | 33 | 4.6 | 3 | 80 | L1 | partially | HPLC Column | SS | 33 x 4,6 mm
Spherisorb clone | A402D180SB030 | BISCHOFF ProntoSIL Spheribond ODS1 3µm | C18 | 40 | 2 | 3 | 80 | L1 | partially | HPLC Column | SS | 40 x 2,0 mm
Spherisorb clone | A403D180SB030 | BISCHOFF ProntoSIL Spheribond ODS1 3µm | C18 | 40 | 3 | 3 | 80 | L1 | partially | HPLC Column | SS | 40 x 3,0 mm
Spherisorb clone | A404D180SB030 | BISCHOFF ProntoSIL Spheribond ODS1 3µm | C18 | 40 | 4 | 3 | 80 | L1 | partially | HPLC Column | SS | 40 x 4,0 mm
Spherisorb clone | A446D180SB030 | BISCHOFF ProntoSIL Spheribond ODS1 3µm | C18 | 40 | 4.6 | 3 | 80 | L1 | partially | HPLC Column | SS | 40 x 4,6 mm
Spherisorb clone | 0502D180SB030 | BISCHOFF ProntoSIL Spheribond ODS1 3µm | C18 | 50 | 2 | 3 | 80 | L1 | partially | HPLC Column | SS | 50 x 2,0 mm
Spherisorb clone | 0503D180SB030 | BISCHOFF ProntoSIL Spheribond ODS1 3µm | C18 | 50 | 3 | 3 | 80 | L1 | partially | HPLC Column | SS | 50 x 3,0 mm
Spherisorb clone | 0504D180SB030 | BISCHOFF ProntoSIL Spheribond ODS1 3µm | C18 | 50 | 4 | 3 | 80 | L1 | partially | HPLC Column | SS | 50 x 4,0 mm
Spherisorb clone | 0546D180SB030 | BISCHOFF ProntoSIL Spheribond ODS1 3µm | C18 | 50 | 4.6 | 3 | 80 | L1 | partially | HPLC Column | SS | 50 x 4,6 mm
Spherisorb clone | 0602D180SB030 | BISCHOFF ProntoSIL Spheribond ODS1 3µm | C18 | 53 | 2 | 3 | 80 | L1 | partially | HPLC Column | SS | 53 x 2,0 mm
Spherisorb clone | 0603D180SB030 | BISCHOFF ProntoSIL Spheribond ODS1 3µm | C18 | 53 | 3 | 3 | 80 | L1 | partially | HPLC Column | SS | 53 x 3,0 mm
Spherisorb clone | 0604D180SB030 | BISCHOFF ProntoSIL Spheribond ODS1 3µm | C18 | 53 | 4 | 3 | 80 | L1 | partially | HPLC Column | SS | 53 x 4,0 mm
Spherisorb clone | 0646D180SB030 | BISCHOFF ProntoSIL Spheribond ODS1 3µm | C18 | 53 | 4.6 | 3 | 80 | L1 | partially | HPLC Column | SS | 53 x 4,6 mm
Spherisorb clone | A602D180SB030 | BISCHOFF ProntoSIL Spheribond ODS1 3µm | C18 | 60 | 2 | 3 | 80 | L1 | partially | HPLC Column | SS | 60 x 2,0 mm
Spherisorb clone | A603D180SB030 | BISCHOFF ProntoSIL Spheribond ODS1 3µm | C18 | 60 | 3 | 3 | 80 | L1 | partially | HPLC Column | SS | 60 x 3,0 mm
Spherisorb clone | A604D180SB030 | BISCHOFF ProntoSIL Spheribond ODS1 3µm | C18 | 60 | 4 | 3 | 80 | L1 | partially | HPLC Column | SS | 60 x 4,0 mm
Spherisorb clone | A646D180SB030 | BISCHOFF ProntoSIL Spheribond ODS1 3µm | C18 | 60 | 4.6 | 3 | 80 | L1 | partially | HPLC Column | SS | 60 x 4,6 mm
Spherisorb clone | 0702D180SB030 | BISCHOFF ProntoSIL Spheribond ODS1 3µm | C18 | 75 | 2 | 3 | 80 | L1 | partially | HPLC Column | SS | 75 x 2,0 mm
Spherisorb clone | 0703D180SB030 | BISCHOFF ProntoSIL Spheribond ODS1 3µm | C18 | 75 | 3 | 3 | 80 | L1 | partially | HPLC Column | SS | 75 x 3,0 mm
Spherisorb clone | 0704D180SB030 | BISCHOFF ProntoSIL Spheribond ODS1 3µm | C18 | 75 | 4 | 3 | 80 | L1 | partially | HPLC Column | SS | 75 x 4,0 mm
Spherisorb clone | 0746D180SB030 | BISCHOFF ProntoSIL Spheribond ODS1 3µm | C18 | 75 | 4.6 | 3 | 80 | L1 | partially | HPLC Column | SS | 75 x 4,6 mm
Spherisorb clone | 1002D180SB030 | BISCHOFF ProntoSIL Spheribond ODS1 3µm | C18 | 100 | 2 | 3 | 80 | L1 | partially | HPLC Column | SS | 100 x 2,0 mm
Spherisorb clone | 1003D180SB030 | BISCHOFF ProntoSIL Spheribond ODS1 3µm | C18 | 100 | 3 | 3 | 80 | L1 | partially | HPLC Column | SS | 100 x 3,0 mm
Spherisorb clone | 1004D180SB030 | BISCHOFF ProntoSIL Spheribond ODS1 3µm | C18 | 100 | 4 | 3 | 80 | L1 | partially | HPLC Column | SS | 100 x 4,0 mm
Spherisorb clone | 1046D180SB030 | BISCHOFF ProntoSIL Spheribond ODS1 3µm | C18 | 100 | 4.6 | 3 | 80 | L1 | partially | HPLC Column | SS | 100 x 4,6 mm
Spherisorb clone | 1202D180SB030 | BISCHOFF ProntoSIL Spheribond ODS1 3µm | C18 | 125 | 2 | 3 | 80 | L1 | partially | HPLC Column | SS | 125 x 2,0 mm
Spherisorb clone | 1203D180SB030 | BISCHOFF ProntoSIL Spheribond ODS1 3µm | C18 | 125 | 3 | 3 | 80 | L1 | partially | HPLC Column | SS | 125 x 3,0 mm
Spherisorb clone | 1204D180SB030 | BISCHOFF ProntoSIL Spheribond ODS1 3µm | C18 | 125 | 4 | 3 | 80 | L1 | partially | HPLC Column | SS | 125 x 4,0 mm
Spherisorb clone | 1246D180SB030 | BISCHOFF ProntoSIL Spheribond ODS1 3µm | C18 | 125 | 4.6 | 3 | 80 | L1 | partially | HPLC Column | SS | 125 x 4,6 mm
Spherisorb clone | 1502D180SB030 | BISCHOFF ProntoSIL Spheribond ODS1 3µm | C18 | 150 | 2 | 3 | 80 | L1 | partially | HPLC Column | SS | 150 x 2,0 mm
Spherisorb clone | 1503D180SB030 | BISCHOFF ProntoSIL Spheribond ODS1 3µm | C18 | 150 | 3 | 3 | 80 | L1 | partially | HPLC Column | SS | 150 x 3,0 mm
Spherisorb clone | 1504D180SB030 | BISCHOFF ProntoSIL Spheribond ODS1 3µm | C18 | 150 | 4 | 3 | 80 | L1 | partially | HPLC Column | SS | 150 x 4,0 mm
Spherisorb clone | 1546D180SB030 | BISCHOFF ProntoSIL Spheribond ODS1 3µm | C18 | 150 | 4.6 | 3 | 80 | L1 | partially | HPLC Column | SS | 150 x 4,6 mm
Spherisorb clone | 2002D180SB030 | BISCHOFF ProntoSIL Spheribond ODS1 3µm | C18 | 200 | 2 | 3 | 80 | L1 | partially | HPLC Column | SS | 200 x 2,0 mm
Spherisorb clone | 2003D180SB030 | BISCHOFF ProntoSIL Spheribond ODS1 3µm | C18 | 200 | 3 | 3 | 80 | L1 | partially | HPLC Column | SS | 200 x 3,0 mm
Spherisorb clone | 2004D180SB030 | BISCHOFF ProntoSIL Spheribond ODS1 3µm | C18 | 200 | 4 | 3 | 80 | L1 | partially | HPLC Column | SS | 200 x 4,0 mm
Spherisorb clone | 2046D180SB030 | BISCHOFF ProntoSIL Spheribond ODS1 3µm | C18 | 200 | 4.6 | 3 | 80 | L1 | partially | HPLC Column | SS | 200 x 4,6 mm
Spherisorb clone | 2502D180SB030 | BISCHOFF ProntoSIL Spheribond ODS1 3µm | C18 | 250 | 2 | 3 | 80 | L1 | partially | HPLC Column | SS | 250 x 2,0 mm
Spherisorb clone | 2503D180SB030 | BISCHOFF ProntoSIL Spheribond ODS1 3µm | C18 | 250 | 3 | 3 | 80 | L1 | partially | HPLC Column | SS | 250 x 3,0 mm
Spherisorb clone | 2504D180SB030 | BISCHOFF ProntoSIL Spheribond ODS1 3µm | C18 | 250 | 4 | 3 | 80 | L1 | partially | HPLC Column | SS | 250 x 4,0 mm
Spherisorb clone | 2546D180SB030 | BISCHOFF ProntoSIL Spheribond ODS1 3µm | C18 | 250 | 4.6 | 3 | 80 | L1 | partially | HPLC Column | SS | 250 x 4,6 mm
Spherisorb clone | 3002D180SB030 | BISCHOFF ProntoSIL Spheribond ODS1 3µm | C18 | 300 | 2 | 3 | 80 | L1 | partially | HPLC Column | SS | 300 x 2,0 mm
Spherisorb clone | 3003D180SB030 | BISCHOFF ProntoSIL Spheribond ODS1 3µm | C18 | 300 | 3 | 3 | 80 | L1 | partially | HPLC Column | SS | 300 x 3,0 mm
Spherisorb clone | 3004D180SB030 | BISCHOFF ProntoSIL Spheribond ODS1 3µm | C18 | 300 | 4 | 3 | 80 | L1 | partially | HPLC Column | SS | 300 x 4,0 mm
Spherisorb clone | 3046D180SB030 | BISCHOFF ProntoSIL Spheribond ODS1 3µm | C18 | 300 | 4.6 | 3 | 80 | L1 | partially | HPLC Column | SS | 300 x 4,6 mm
Spherisorb clone | 01P4D180SB030 | BISCHOFF ProntoSIL Spheribond ODS1 3µm | C18 | 14 | 4 | 3 | 80 | L1 | partially | HPLC Column | PEEK | 14 x 4,0 mm
Spherisorb clone | A2P4D180SB030 | BISCHOFF ProntoSIL Spheribond ODS1 3µm | C18 | 20 | 4 | 3 | 80 | L1 | partially | HPLC Column | PEEK | 20 x 4,0 mm
Spherisorb clone | 02P4D180SB030 | BISCHOFF ProntoSIL Spheribond ODS1 3µm | C18 | 25 | 4 | 3 | 80 | L1 | partially | HPLC Column | PEEK | 25 x 4,0 mm
Spherisorb clone | 03P4D180SB030 | BISCHOFF ProntoSIL Spheribond ODS1 3µm | C18 | 30 | 4 | 3 | 80 | L1 | partially | HPLC Column | PEEK | 30 x 4,0 mm
Spherisorb clone | 04P4D180SB030 | BISCHOFF ProntoSIL Spheribond ODS1 3µm | C18 | 33 | 4 | 3 | 80 | L1 | partially | HPLC Column | PEEK | 33 x 4,0 mm
Spherisorb clone | A4P4D180SB030 | BISCHOFF ProntoSIL Spheribond ODS1 3µm | C18 | 40 | 4 | 3 | 80 | L1 | partially | HPLC Column | PEEK | 40 x 4,0 mm
Spherisorb clone | 05P4D180SB030 | BISCHOFF ProntoSIL Spheribond ODS1 3µm | C18 | 50 | 4 | 3 | 80 | L1 | partially | HPLC Column | PEEK | 50 x 4,0 mm
Spherisorb clone | 06P4D180SB030 | BISCHOFF ProntoSIL Spheribond ODS1 3µm | C18 | 53 | 4 | 3 | 80 | L1 | partially | HPLC Column | PEEK | 53 x 4,0 mm
Spherisorb clone | A6P4D180SB030 | BISCHOFF ProntoSIL Spheribond ODS1 3µm | C18 | 60 | 4 | 3 | 80 | L1 | partially | HPLC Column | PEEK | 60 x 4,0 mm
Spherisorb clone | 07P4D180SB030 | BISCHOFF ProntoSIL Spheribond ODS1 3µm | C18 | 75 | 4 | 3 | 80 | L1 | partially | HPLC Column | PEEK | 75 x 4,0 mm
Spherisorb clone | 10P4D180SB030 | BISCHOFF ProntoSIL Spheribond ODS1 3µm | C18 | 100 | 4 | 3 | 80 | L1 | partially | HPLC Column | PEEK | 100 x 4,0 mm
Spherisorb clone | 12P4D180SB030 | BISCHOFF ProntoSIL Spheribond ODS1 3µm | C18 | 125 | 4 | 3 | 80 | L1 | partially | HPLC Column | PEEK | 125 x 4,0 mm
Spherisorb clone | 15P4D180SB030 | BISCHOFF ProntoSIL Spheribond ODS1 3µm | C18 | 150 | 4 | 3 | 80 | L1 | partially | HPLC Column | PEEK | 150 x 4,0 mm
Spherisorb clone | 20P4D180SB030 | BISCHOFF ProntoSIL Spheribond ODS1 3µm | C18 | 200 | 4 | 3 | 80 | L1 | partially | HPLC Column | PEEK | 200 x 4,0 mm
Spherisorb clone | 25P4D180SB030 | BISCHOFF ProntoSIL Spheribond ODS1 3µm | C18 | 250 | 4 | 3 | 80 | L1 | partially | HPLC Column | PEEK | 250 x 4,0 mm
Spherisorb clone | 30P4D180SB030 | BISCHOFF ProntoSIL Spheribond ODS1 3µm | C18 | 300 | 4 | 3 | 80 | L1 | partially | HPLC Column | PEEK | 300 x 4,0 mm
Spherisorb clone | 6305D180SB030 | BISCHOFF ProntoSIL Spheribond ODS1 3µm | C18 | 5 | 4 | 3 | 80 | L1 | partially | Cartridges (5 pcs.) | SS | 5 x 4,0 mm
Spherisorb clone | 6301D180SB030 | BISCHOFF ProntoSIL Spheribond ODS1 3µm | C18 | 10 | 4 | 3 | 80 | L1 | partially | Cartridges (5 pcs.) | SS | 10 x 4,0 mm
Spherisorb clone | 6302D180SB030 | BISCHOFF ProntoSIL Spheribond ODS1 3µm | C18 | 20 | 4 | 3 | 80 | L1 | partially | Cartridges (5 pcs.) | SS | 20 x 4,0 mm
Spherisorb clone | 63P1D180SB030 | BISCHOFF ProntoSIL Spheribond ODS1 3µm | C18 | 10 | 4 | 3 | 80 | L1 | partially | Cartridges (5 pcs.) | PEEK | 10 x 4,0 mm
Spherisorb clone | 63P2D180SB030 | BISCHOFF ProntoSIL Spheribond ODS1 3µm | C18 | 20 | 4 | 3 | 80 | L1 | partially | Cartridges (5 pcs.) | PEEK | 20 x 4,0 mm
Spherisorb clone | 6335D180SB030 | BISCHOFF ProntoSIL Spheribond ODS1 3µm | C18 | 5 | 3 | 3 | 80 | L1 | partially | Cartridges (5 pcs.) | SS | 5 x 3,0 mm
Spherisorb clone | 6331D180SB030 | BISCHOFF ProntoSIL Spheribond ODS1 3µm | C18 | 10 | 3 | 3 | 80 | L1 | partially | Cartridges (5 pcs.) | SS | 10 x 3,0 mm
Spherisorb clone | 6332D180SB030 | BISCHOFF ProntoSIL Spheribond ODS1 3µm | C18 | 20 | 3 | 3 | 80 | L1 | partially | Cartridges (5 pcs.) | SS | 20 x 3,0 mm
Spherisorb clone | 6325D180SB030 | BISCHOFF ProntoSIL Spheribond ODS1 3µm | C18 | 5 | 2 | 3 | 80 | L1 | partially | Cartridges (5 pcs.) | SS | 5 x 2,0 mm
Spherisorb clone | 6321D180SB030 | BISCHOFF ProntoSIL Spheribond ODS1 3µm | C18 | 10 | 2 | 3 | 80 | L1 | partially | Cartridges (5 pcs.) | SS | 10 x 2,0 mm
Spherisorb clone | 6322D180SB030 | BISCHOFF ProntoSIL Spheribond ODS1 3µm | C18 | 20 | 2 | 3 | 80 | L1 | partially | Cartridges (5 pcs.) | SS | 20 x 2,0 mm
Spherisorb clone | 0102D180SB050 | BISCHOFF ProntoSIL Spheribond ODS1 5µm | C18 | 14 | 2 | 5 | 80 | L1 | partially | HPLC Column | SS | 14 x 2,0 mm
Spherisorb clone | 0103D180SB050 | BISCHOFF ProntoSIL Spheribond ODS1 5µm | C18 | 14 | 3 | 5 | 80 | L1 | partially | HPLC Column | SS | 14 x 3,0 mm
Spherisorb clone | 0104D180SB050 | BISCHOFF ProntoSIL Spheribond ODS1 5µm | C18 | 14 | 4 | 5 | 80 | L1 | partially | HPLC Column | SS | 14 x 4,0 mm
Spherisorb clone | 0146D180SB050 | BISCHOFF ProntoSIL Spheribond ODS1 5µm | C18 | 14 | 4.6 | 5 | 80 | L1 | partially | HPLC Column | SS | 14 x 4,6 mm
Spherisorb clone | A202D180SB050 | BISCHOFF ProntoSIL Spheribond ODS1 5µm | C18 | 20 | 2 | 5 | 80 | L1 | partially | HPLC Column | SS | 20 x 2,0 mm
Spherisorb clone | A203D180SB050 | BISCHOFF ProntoSIL Spheribond ODS1 5µm | C18 | 20 | 3 | 5 | 80 | L1 | partially | HPLC Column | SS | 20 x 3,0 mm
Spherisorb clone | A204D180SB050 | BISCHOFF ProntoSIL Spheribond ODS1 5µm | C18 | 20 | 4 | 5 | 80 | L1 | partially | HPLC Column | SS | 20 x 4,0 mm
Spherisorb clone | A246D180SB050 | BISCHOFF ProntoSIL Spheribond ODS1 5µm | C18 | 20 | 4.6 | 5 | 80 | L1 | partially | HPLC Column | SS | 20 x 4,6 mm
Spherisorb clone | 0202D180SB050 | BISCHOFF ProntoSIL Spheribond ODS1 5µm | C18 | 25 | 2 | 5 | 80 | L1 | partially | HPLC Column | SS | 25 x 2,0 mm
Spherisorb clone | 0203D180SB050 | BISCHOFF ProntoSIL Spheribond ODS1 5µm | C18 | 25 | 3 | 5 | 80 | L1 | partially | HPLC Column | SS | 25 x 3,0 mm
Spherisorb clone | 0204D180SB050 | BISCHOFF ProntoSIL Spheribond ODS1 5µm | C18 | 25 | 4 | 5 | 80 | L1 | partially | HPLC Column | SS | 25 x 4,0 mm
Spherisorb clone | 0246D180SB050 | BISCHOFF ProntoSIL Spheribond ODS1 5µm | C18 | 25 | 4.6 | 5 | 80 | L1 | partially | HPLC Column | SS | 25 x 4,6 mm
Spherisorb clone | 0302D180SB050 | BISCHOFF ProntoSIL Spheribond ODS1 5µm | C18 | 30 | 2 | 5 | 80 | L1 | partially | HPLC Column | SS | 30 x 2,0 mm
Spherisorb clone | 0303D180SB050 | BISCHOFF ProntoSIL Spheribond ODS1 5µm | C18 | 30 | 3 | 5 | 80 | L1 | partially | HPLC Column | SS | 30 x 3,0 mm
Spherisorb clone | 0304D180SB050 | BISCHOFF ProntoSIL Spheribond ODS1 5µm | C18 | 30 | 4 | 5 | 80 | L1 | partially | HPLC Column | SS | 30 x 4,0 mm
Spherisorb clone | 0346D180SB050 | BISCHOFF ProntoSIL Spheribond ODS1 5µm | C18 | 30 | 4.6 | 5 | 80 | L1 | partially | HPLC Column | SS | 30 x 4,6 mm
Spherisorb clone | 0402D180SB050 | BISCHOFF ProntoSIL Spheribond ODS1 5µm | C18 | 33 | 2 | 5 | 80 | L1 | partially | HPLC Column | SS | 33 x 2,0 mm
Spherisorb clone | 0403D180SB050 | BISCHOFF ProntoSIL Spheribond ODS1 5µm | C18 | 33 | 3 | 5 | 80 | L1 | partially | HPLC Column | SS | 33 x 3,0 mm
Spherisorb clone | 0404D180SB050 | BISCHOFF ProntoSIL Spheribond ODS1 5µm | C18 | 33 | 4 | 5 | 80 | L1 | partially | HPLC Column | SS | 33 x 4,0 mm
Spherisorb clone | 0446D180SB050 | BISCHOFF ProntoSIL Spheribond ODS1 5µm | C18 | 33 | 4.6 | 5 | 80 | L1 | partially | HPLC Column | SS | 33 x 4,6 mm
Spherisorb clone | A402D180SB050 | BISCHOFF ProntoSIL Spheribond ODS1 5µm | C18 | 40 | 2 | 5 | 80 | L1 | partially | HPLC Column | SS | 40 x 2,0 mm
Spherisorb clone | A403D180SB050 | BISCHOFF ProntoSIL Spheribond ODS1 5µm | C18 | 40 | 3 | 5 | 80 | L1 | partially | HPLC Column | SS | 40 x 3,0 mm
Spherisorb clone | A404D180SB050 | BISCHOFF ProntoSIL Spheribond ODS1 5µm | C18 | 40 | 4 | 5 | 80 | L1 | partially | HPLC Column | SS | 40 x 4,0 mm
Spherisorb clone | A446D180SB050 | BISCHOFF ProntoSIL Spheribond ODS1 5µm | C18 | 40 | 4.6 | 5 | 80 | L1 | partially | HPLC Column | SS | 40 x 4,6 mm
Spherisorb clone | 0502D180SB050 | BISCHOFF ProntoSIL Spheribond ODS1 5µm | C18 | 50 | 2 | 5 | 80 | L1 | partially | HPLC Column | SS | 50 x 2,0 mm
Spherisorb clone | 0503D180SB050 | BISCHOFF ProntoSIL Spheribond ODS1 5µm | C18 | 50 | 3 | 5 | 80 | L1 | partially | HPLC Column | SS | 50 x 3,0 mm
Spherisorb clone | 0504D180SB050 | BISCHOFF ProntoSIL Spheribond ODS1 5µm | C18 | 50 | 4 | 5 | 80 | L1 | partially | HPLC Column | SS | 50 x 4,0 mm
Spherisorb clone | 0546D180SB050 | BISCHOFF ProntoSIL Spheribond ODS1 5µm | C18 | 50 | 4.6 | 5 | 80 | L1 | partially | HPLC Column | SS | 50 x 4,6 mm
Spherisorb clone | 0602D180SB050 | BISCHOFF ProntoSIL Spheribond ODS1 5µm | C18 | 53 | 2 | 5 | 80 | L1 | partially | HPLC Column | SS | 53 x 2,0 mm
Spherisorb clone | 0603D180SB050 | BISCHOFF ProntoSIL Spheribond ODS1 5µm | C18 | 53 | 3 | 5 | 80 | L1 | partially | HPLC Column | SS | 53 x 3,0 mm
Spherisorb clone | 0604D180SB050 | BISCHOFF ProntoSIL Spheribond ODS1 5µm | C18 | 53 | 4 | 5 | 80 | L1 | partially | HPLC Column | SS | 53 x 4,0 mm
Spherisorb clone | 0646D180SB050 | BISCHOFF ProntoSIL Spheribond ODS1 5µm | C18 | 53 | 4.6 | 5 | 80 | L1 | partially | HPLC Column | SS | 53 x 4,6 mm
Spherisorb clone | A602D180SB050 | BISCHOFF ProntoSIL Spheribond ODS1 5µm | C18 | 60 | 2 | 5 | 80 | L1 | partially | HPLC Column | SS | 60 x 2,0 mm
Spherisorb clone | A603D180SB050 | BISCHOFF ProntoSIL Spheribond ODS1 5µm | C18 | 60 | 3 | 5 | 80 | L1 | partially | HPLC Column | SS | 60 x 3,0 mm
Spherisorb clone | A604D180SB050 | BISCHOFF ProntoSIL Spheribond ODS1 5µm | C18 | 60 | 4 | 5 | 80 | L1 | partially | HPLC Column | SS | 60 x 4,0 mm
Spherisorb clone | A646D180SB050 | BISCHOFF ProntoSIL Spheribond ODS1 5µm | C18 | 60 | 4.6 | 5 | 80 | L1 | partially | HPLC Column | SS | 60 x 4,6 mm
Spherisorb clone | 0702D180SB050 | BISCHOFF ProntoSIL Spheribond ODS1 5µm | C18 | 75 | 2 | 5 | 80 | L1 | partially | HPLC Column | SS | 75 x 2,0 mm
Spherisorb clone | 0703D180SB050 | BISCHOFF ProntoSIL Spheribond ODS1 5µm | C18 | 75 | 3 | 5 | 80 | L1 | partially | HPLC Column | SS | 75 x 3,0 mm
Spherisorb clone | 0704D180SB050 | BISCHOFF ProntoSIL Spheribond ODS1 5µm | C18 | 75 | 4 | 5 | 80 | L1 | partially | HPLC Column | SS | 75 x 4,0 mm
Spherisorb clone | 0746D180SB050 | BISCHOFF ProntoSIL Spheribond ODS1 5µm | C18 | 75 | 4.6 | 5 | 80 | L1 | partially | HPLC Column | SS | 75 x 4,6 mm
Spherisorb clone | 1002D180SB050 | BISCHOFF ProntoSIL Spheribond ODS1 5µm | C18 | 100 | 2 | 5 | 80 | L1 | partially | HPLC Column | SS | 100 x 2,0 mm
Spherisorb clone | 1003D180SB050 | BISCHOFF ProntoSIL Spheribond ODS1 5µm | C18 | 100 | 3 | 5 | 80 | L1 | partially | HPLC Column | SS | 100 x 3,0 mm
Spherisorb clone | 1004D180SB050 | BISCHOFF ProntoSIL Spheribond ODS1 5µm | C18 | 100 | 4 | 5 | 80 | L1 | partially | HPLC Column | SS | 100 x 4,0 mm
Spherisorb clone | 1046D180SB050 | BISCHOFF ProntoSIL Spheribond ODS1 5µm | C18 | 100 | 4.6 | 5 | 80 | L1 | partially | HPLC Column | SS | 100 x 4,6 mm
Spherisorb clone | 1202D180SB050 | BISCHOFF ProntoSIL Spheribond ODS1 5µm | C18 | 125 | 2 | 5 | 80 | L1 | partially | HPLC Column | SS | 125 x 2,0 mm
Spherisorb clone | 1203D180SB050 | BISCHOFF ProntoSIL Spheribond ODS1 5µm | C18 | 125 | 3 | 5 | 80 | L1 | partially | HPLC Column | SS | 125 x 3,0 mm
Spherisorb clone | 1204D180SB050 | BISCHOFF ProntoSIL Spheribond ODS1 5µm | C18 | 125 | 4 | 5 | 80 | L1 | partially | HPLC Column | SS | 125 x 4,0 mm
Spherisorb clone | 1246D180SB050 | BISCHOFF ProntoSIL Spheribond ODS1 5µm | C18 | 125 | 4.6 | 5 | 80 | L1 | partially | HPLC Column | SS | 125 x 4,6 mm
Spherisorb clone | 1502D180SB050 | BISCHOFF ProntoSIL Spheribond ODS1 5µm | C18 | 150 | 2 | 5 | 80 | L1 | partially | HPLC Column | SS | 150 x 2,0 mm
Spherisorb clone | 1503D180SB050 | BISCHOFF ProntoSIL Spheribond ODS1 5µm | C18 | 150 | 3 | 5 | 80 | L1 | partially | HPLC Column | SS | 150 x 3,0 mm
Spherisorb clone | 1504D180SB050 | BISCHOFF ProntoSIL Spheribond ODS1 5µm | C18 | 150 | 4 | 5 | 80 | L1 | partially | HPLC Column | SS | 150 x 4,0 mm
Spherisorb clone | 1546D180SB050 | BISCHOFF ProntoSIL Spheribond ODS1 5µm | C18 | 150 | 4.6 | 5 | 80 | L1 | partially | HPLC Column | SS | 150 x 4,6 mm
Spherisorb clone | 2002D180SB050 | BISCHOFF ProntoSIL Spheribond ODS1 5µm | C18 | 200 | 2 | 5 | 80 | L1 | partially | HPLC Column | SS | 200 x 2,0 mm
Spherisorb clone | 2003D180SB050 | BISCHOFF ProntoSIL Spheribond ODS1 5µm | C18 | 200 | 3 | 5 | 80 | L1 | partially | HPLC Column | SS | 200 x 3,0 mm
Spherisorb clone | 2004D180SB050 | BISCHOFF ProntoSIL Spheribond ODS1 5µm | C18 | 200 | 4 | 5 | 80 | L1 | partially | HPLC Column | SS | 200 x 4,0 mm
Spherisorb clone | 2046D180SB050 | BISCHOFF ProntoSIL Spheribond ODS1 5µm | C18 | 200 | 4.6 | 5 | 80 | L1 | partially | HPLC Column | SS | 200 x 4,6 mm
Spherisorb clone | 2502D180SB050 | BISCHOFF ProntoSIL Spheribond ODS1 5µm | C18 | 250 | 2 | 5 | 80 | L1 | partially | HPLC Column | SS | 250 x 2,0 mm
Spherisorb clone | 2503D180SB050 | BISCHOFF ProntoSIL Spheribond ODS1 5µm | C18 | 250 | 3 | 5 | 80 | L1 | partially | HPLC Column | SS | 250 x 3,0 mm
Spherisorb clone | 2504D180SB050 | BISCHOFF ProntoSIL Spheribond ODS1 5µm | C18 | 250 | 4 | 5 | 80 | L1 | partially | HPLC Column | SS | 250 x 4,0 mm
Spherisorb clone | 2546D180SB050 | BISCHOFF ProntoSIL Spheribond ODS1 5µm | C18 | 250 | 4.6 | 5 | 80 | L1 | partially | HPLC Column | SS | 250 x 4,6 mm
Spherisorb clone | 3002D180SB050 | BISCHOFF ProntoSIL Spheribond ODS1 5µm | C18 | 300 | 2 | 5 | 80 | L1 | partially | HPLC Column | SS | 300 x 2,0 mm
Spherisorb clone | 3003D180SB050 | BISCHOFF ProntoSIL Spheribond ODS1 5µm | C18 | 300 | 3 | 5 | 80 | L1 | partially | HPLC Column | SS | 300 x 3,0 mm
Spherisorb clone | 3004D180SB050 | BISCHOFF ProntoSIL Spheribond ODS1 5µm | C18 | 300 | 4 | 5 | 80 | L1 | partially | HPLC Column | SS | 300 x 4,0 mm
Spherisorb clone | 3046D180SB050 | BISCHOFF ProntoSIL Spheribond ODS1 5µm | C18 | 300 | 4.6 | 5 | 80 | L1 | partially | HPLC Column | SS | 300 x 4,6 mm
Spherisorb clone | 01P4D180SB050 | BISCHOFF ProntoSIL Spheribond ODS1 5µm | C18 | 14 | 4 | 5 | 80 | L1 | partially | HPLC Column | PEEK | 14 x 4,0 mm
Spherisorb clone | A2P4D180SB050 | BISCHOFF ProntoSIL Spheribond ODS1 5µm | C18 | 20 | 4 | 5 | 80 | L1 | partially | HPLC Column | PEEK | 20 x 4,0 mm
Spherisorb clone | 02P4D180SB050 | BISCHOFF ProntoSIL Spheribond ODS1 5µm | C18 | 25 | 4 | 5 | 80 | L1 | partially | HPLC Column | PEEK | 25 x 4,0 mm
Spherisorb clone | 03P4D180SB050 | BISCHOFF ProntoSIL Spheribond ODS1 5µm | C18 | 30 | 4 | 5 | 80 | L1 | partially | HPLC Column | PEEK | 30 x 4,0 mm
Spherisorb clone | 04P4D180SB050 | BISCHOFF ProntoSIL Spheribond ODS1 5µm | C18 | 33 | 4 | 5 | 80 | L1 | partially | HPLC Column | PEEK | 33 x 4,0 mm
Spherisorb clone | A4P4D180SB050 | BISCHOFF ProntoSIL Spheribond ODS1 5µm | C18 | 40 | 4 | 5 | 80 | L1 | partially | HPLC Column | PEEK | 40 x 4,0 mm
Spherisorb clone | 05P4D180SB050 | BISCHOFF ProntoSIL Spheribond ODS1 5µm | C18 | 50 | 4 | 5 | 80 | L1 | partially | HPLC Column | PEEK | 50 x 4,0 mm
Spherisorb clone | 06P4D180SB050 | BISCHOFF ProntoSIL Spheribond ODS1 5µm | C18 | 53 | 4 | 5 | 80 | L1 | partially | HPLC Column | PEEK | 53 x 4,0 mm
Spherisorb clone | A6P4D180SB050 | BISCHOFF ProntoSIL Spheribond ODS1 5µm | C18 | 60 | 4 | 5 | 80 | L1 | partially | HPLC Column | PEEK | 60 x 4,0 mm
Spherisorb clone | 07P4D180SB050 | BISCHOFF ProntoSIL Spheribond ODS1 5µm | C18 | 75 | 4 | 5 | 80 | L1 | partially | HPLC Column | PEEK | 75 x 4,0 mm
Spherisorb clone | 10P4D180SB050 | BISCHOFF ProntoSIL Spheribond ODS1 5µm | C18 | 100 | 4 | 5 | 80 | L1 | partially | HPLC Column | PEEK | 100 x 4,0 mm
Spherisorb clone | 12P4D180SB050 | BISCHOFF ProntoSIL Spheribond ODS1 5µm | C18 | 125 | 4 | 5 | 80 | L1 | partially | HPLC Column | PEEK | 125 x 4,0 mm
Spherisorb clone | 15P4D180SB050 | BISCHOFF ProntoSIL Spheribond ODS1 5µm | C18 | 150 | 4 | 5 | 80 | L1 | partially | HPLC Column | PEEK | 150 x 4,0 mm
Spherisorb clone | 20P4D180SB050 | BISCHOFF ProntoSIL Spheribond ODS1 5µm | C18 | 200 | 4 | 5 | 80 | L1 | partially | HPLC Column | PEEK | 200 x 4,0 mm
Spherisorb clone | 25P4D180SB050 | BISCHOFF ProntoSIL Spheribond ODS1 5µm | C18 | 250 | 4 | 5 | 80 | L1 | partially | HPLC Column | PEEK | 250 x 4,0 mm
Spherisorb clone | 30P4D180SB050 | BISCHOFF ProntoSIL Spheribond ODS1 5µm | C18 | 300 | 4 | 5 | 80 | L1 | partially | HPLC Column | PEEK | 300 x 4,0 mm
Spherisorb clone | 6305D180SB050 | BISCHOFF ProntoSIL Spheribond ODS1 5µm | C18 | 5 | 4 | 5 | 80 | L1 | partially | Cartridges (5 pcs.) | SS | 5 x 4,0 mm
Spherisorb clone | 6301D180SB050 | BISCHOFF ProntoSIL Spheribond ODS1 5µm | C18 | 10 | 4 | 5 | 80 | L1 | partially | Cartridges (5 pcs.) | SS | 10 x 4,0 mm
Spherisorb clone | 6302D180SB050 | BISCHOFF ProntoSIL Spheribond ODS1 5µm | C18 | 20 | 4 | 5 | 80 | L1 | partially | Cartridges (5 pcs.) | SS | 20 x 4,0 mm
Spherisorb clone | 63P1D180SB050 | BISCHOFF ProntoSIL Spheribond ODS1 5µm | C18 | 10 | 4 | 5 | 80 | L1 | partially | Cartridges (5 pcs.) | PEEK | 10 x 4,0 mm
Spherisorb clone | 63P2D180SB050 | BISCHOFF ProntoSIL Spheribond ODS1 5µm | C18 | 20 | 4 | 5 | 80 | L1 | partially | Cartridges (5 pcs.) | PEEK | 20 x 4,0 mm
Spherisorb clone | 6335D180SB050 | BISCHOFF ProntoSIL Spheribond ODS1 5µm | C18 | 5 | 3 | 5 | 80 | L1 | partially | Cartridges (5 pcs.) | SS | 5 x 3,0 mm
Spherisorb clone | 6331D180SB050 | BISCHOFF ProntoSIL Spheribond ODS1 5µm | C18 | 10 | 3 | 5 | 80 | L1 | partially | Cartridges (5 pcs.) | SS | 10 x 3,0 mm
Spherisorb clone | 6332D180SB050 | BISCHOFF ProntoSIL Spheribond ODS1 5µm | C18 | 20 | 3 | 5 | 80 | L1 | partially | Cartridges (5 pcs.) | SS | 20 x 3,0 mm
Spherisorb clone | 6325D180SB050 | BISCHOFF ProntoSIL Spheribond ODS1 5µm | C18 | 5 | 2 | 5 | 80 | L1 | partially | Cartridges (5 pcs.) | SS | 5 x 2,0 mm
Spherisorb clone | 6321D180SB050 | BISCHOFF ProntoSIL Spheribond ODS1 5µm | C18 | 10 | 2 | 5 | 80 | L1 | partially | Cartridges (5 pcs.) | SS | 10 x 2,0 mm
Spherisorb clone | 6322D180SB050 | BISCHOFF ProntoSIL Spheribond ODS1 5µm | C18 | 20 | 2 | 5 | 80 | L1 | partially | Cartridges (5 pcs.) | SS | 20 x 2,0 mm
Spherisorb clone | 0102D180SB100 | BISCHOFF ProntoSIL Spheribond ODS1 10µm | C18 | 14 | 2 | 10 | 80 | L1 | partially | HPLC Column | SS | 14 x 2,0 mm
Spherisorb clone | 0103D180SB100 | BISCHOFF ProntoSIL Spheribond ODS1 10µm | C18 | 14 | 3 | 10 | 80 | L1 | partially | HPLC Column | SS | 14 x 3,0 mm
Spherisorb clone | 0104D180SB100 | BISCHOFF ProntoSIL Spheribond ODS1 10µm | C18 | 14 | 4 | 10 | 80 | L1 | partially | HPLC Column | SS | 14 x 4,0 mm
Spherisorb clone | 0146D180SB100 | BISCHOFF ProntoSIL Spheribond ODS1 10µm | C18 | 14 | 4.6 | 10 | 80 | L1 | partially | HPLC Column | SS | 14 x 4,6 mm
Spherisorb clone | A202D180SB100 | BISCHOFF ProntoSIL Spheribond ODS1 10µm | C18 | 20 | 2 | 10 | 80 | L1 | partially | HPLC Column | SS | 20 x 2,0 mm
Spherisorb clone | A203D180SB100 | BISCHOFF ProntoSIL Spheribond ODS1 10µm | C18 | 20 | 3 | 10 | 80 | L1 | partially | HPLC Column | SS | 20 x 3,0 mm
Spherisorb clone | A204D180SB100 | BISCHOFF ProntoSIL Spheribond ODS1 10µm | C18 | 20 | 4 | 10 | 80 | L1 | partially | HPLC Column | SS | 20 x 4,0 mm
Spherisorb clone | A246D180SB100 | BISCHOFF ProntoSIL Spheribond ODS1 10µm | C18 | 20 | 4.6 | 10 | 80 | L1 | partially | HPLC Column | SS | 20 x 4,6 mm
Spherisorb clone | 0202D180SB100 | BISCHOFF ProntoSIL Spheribond ODS1 10µm | C18 | 25 | 2 | 10 | 80 | L1 | partially | HPLC Column | SS | 25 x 2,0 mm
Spherisorb clone | 0203D180SB100 | BISCHOFF ProntoSIL Spheribond ODS1 10µm | C18 | 25 | 3 | 10 | 80 | L1 | partially | HPLC Column | SS | 25 x 3,0 mm
Spherisorb clone | 0204D180SB100 | BISCHOFF ProntoSIL Spheribond ODS1 10µm | C18 | 25 | 4 | 10 | 80 | L1 | partially | HPLC Column | SS | 25 x 4,0 mm
Spherisorb clone | 0246D180SB100 | BISCHOFF ProntoSIL Spheribond ODS1 10µm | C18 | 25 | 4.6 | 10 | 80 | L1 | partially | HPLC Column | SS | 25 x 4,6 mm
Spherisorb clone | 0302D180SB100 | BISCHOFF ProntoSIL Spheribond ODS1 10µm | C18 | 30 | 2 | 10 | 80 | L1 | partially | HPLC Column | SS | 30 x 2,0 mm
Spherisorb clone | 0303D180SB100 | BISCHOFF ProntoSIL Spheribond ODS1 10µm | C18 | 30 | 3 | 10 | 80 | L1 | partially | HPLC Column | SS | 30 x 3,0 mm
Spherisorb clone | 0304D180SB100 | BISCHOFF ProntoSIL Spheribond ODS1 10µm | C18 | 30 | 4 | 10 | 80 | L1 | partially | HPLC Column | SS | 30 x 4,0 mm
Spherisorb clone | 0346D180SB100 | BISCHOFF ProntoSIL Spheribond ODS1 10µm | C18 | 30 | 4.6 | 10 | 80 | L1 | partially | HPLC Column | SS | 30 x 4,6 mm
Spherisorb clone | 0402D180SB100 | BISCHOFF ProntoSIL Spheribond ODS1 10µm | C18 | 33 | 2 | 10 | 80 | L1 | partially | HPLC Column | SS | 33 x 2,0 mm
Spherisorb clone | 0403D180SB100 | BISCHOFF ProntoSIL Spheribond ODS1 10µm | C18 | 33 | 3 | 10 | 80 | L1 | partially | HPLC Column | SS | 33 x 3,0 mm
Spherisorb clone | 0404D180SB100 | BISCHOFF ProntoSIL Spheribond ODS1 10µm | C18 | 33 | 4 | 10 | 80 | L1 | partially | HPLC Column | SS | 33 x 4,0 mm
Spherisorb clone | 0446D180SB100 | BISCHOFF ProntoSIL Spheribond ODS1 10µm | C18 | 33 | 4.6 | 10 | 80 | L1 | partially | HPLC Column | SS | 33 x 4,6 mm
Spherisorb clone | A402D180SB100 | BISCHOFF ProntoSIL Spheribond ODS1 10µm | C18 | 40 | 2 | 10 | 80 | L1 | partially | HPLC Column | SS | 40 x 2,0 mm
Spherisorb clone | A403D180SB100 | BISCHOFF ProntoSIL Spheribond ODS1 10µm | C18 | 40 | 3 | 10 | 80 | L1 | partially | HPLC Column | SS | 40 x 3,0 mm
Spherisorb clone | A404D180SB100 | BISCHOFF ProntoSIL Spheribond ODS1 10µm | C18 | 40 | 4 | 10 | 80 | L1 | partially | HPLC Column | SS | 40 x 4,0 mm
Spherisorb clone | A446D180SB100 | BISCHOFF ProntoSIL Spheribond ODS1 10µm | C18 | 40 | 4.6 | 10 | 80 | L1 | partially | HPLC Column | SS | 40 x 4,6 mm
Spherisorb clone | 0502D180SB100 | BISCHOFF ProntoSIL Spheribond ODS1 10µm | C18 | 50 | 2 | 10 | 80 | L1 | partially | HPLC Column | SS | 50 x 2,0 mm
Spherisorb clone | 0503D180SB100 | BISCHOFF ProntoSIL Spheribond ODS1 10µm | C18 | 50 | 3 | 10 | 80 | L1 | partially | HPLC Column | SS | 50 x 3,0 mm
Spherisorb clone | 0504D180SB100 | BISCHOFF ProntoSIL Spheribond ODS1 10µm | C18 | 50 | 4 | 10 | 80 | L1 | partially | HPLC Column | SS | 50 x 4,0 mm
Spherisorb clone | 0546D180SB100 | BISCHOFF ProntoSIL Spheribond ODS1 10µm | C18 | 50 | 4.6 | 10 | 80 | L1 | partially | HPLC Column | SS | 50 x 4,6 mm
Spherisorb clone | 0602D180SB100 | BISCHOFF ProntoSIL Spheribond ODS1 10µm | C18 | 53 | 2 | 10 | 80 | L1 | partially | HPLC Column | SS | 53 x 2,0 mm
Spherisorb clone | 0603D180SB100 | BISCHOFF ProntoSIL Spheribond ODS1 10µm | C18 | 53 | 3 | 10 | 80 | L1 | partially | HPLC Column | SS | 53 x 3,0 mm
Spherisorb clone | 0604D180SB100 | BISCHOFF ProntoSIL Spheribond ODS1 10µm | C18 | 53 | 4 | 10 | 80 | L1 | partially | HPLC Column | SS | 53 x 4,0 mm
Spherisorb clone | 0646D180SB100 | BISCHOFF ProntoSIL Spheribond ODS1 10µm | C18 | 53 | 4.6 | 10 | 80 | L1 | partially | HPLC Column | SS | 53 x 4,6 mm
Spherisorb clone | A602D180SB100 | BISCHOFF ProntoSIL Spheribond ODS1 10µm | C18 | 60 | 2 | 10 | 80 | L1 | partially | HPLC Column | SS | 60 x 2,0 mm
Spherisorb clone | A603D180SB100 | BISCHOFF ProntoSIL Spheribond ODS1 10µm | C18 | 60 | 3 | 10 | 80 | L1 | partially | HPLC Column | SS | 60 x 3,0 mm
Spherisorb clone | A604D180SB100 | BISCHOFF ProntoSIL Spheribond ODS1 10µm | C18 | 60 | 4 | 10 | 80 | L1 | partially | HPLC Column | SS | 60 x 4,0 mm
Spherisorb clone | A646D180SB100 | BISCHOFF ProntoSIL Spheribond ODS1 10µm | C18 | 60 | 4.6 | 10 | 80 | L1 | partially | HPLC Column | SS | 60 x 4,6 mm
Spherisorb clone | 0702D180SB100 | BISCHOFF ProntoSIL Spheribond ODS1 10µm | C18 | 75 | 2 | 10 | 80 | L1 | partially | HPLC Column | SS | 75 x 2,0 mm
Spherisorb clone | 0703D180SB100 | BISCHOFF ProntoSIL Spheribond ODS1 10µm | C18 | 75 | 3 | 10 | 80 | L1 | partially | HPLC Column | SS | 75 x 3,0 mm
Spherisorb clone | 0704D180SB100 | BISCHOFF ProntoSIL Spheribond ODS1 10µm | C18 | 75 | 4 | 10 | 80 | L1 | partially | HPLC Column | SS | 75 x 4,0 mm
Spherisorb clone | 0746D180SB100 | BISCHOFF ProntoSIL Spheribond ODS1 10µm | C18 | 75 | 4.6 | 10 | 80 | L1 | partially | HPLC Column | SS | 75 x 4,6 mm
Spherisorb clone | 1002D180SB100 | BISCHOFF ProntoSIL Spheribond ODS1 10µm | C18 | 100 | 2 | 10 | 80 | L1 | partially | HPLC Column | SS | 100 x 2,0 mm
Spherisorb clone | 1003D180SB100 | BISCHOFF ProntoSIL Spheribond ODS1 10µm | C18 | 100 | 3 | 10 | 80 | L1 | partially | HPLC Column | SS | 100 x 3,0 mm
Spherisorb clone | 1004D180SB100 | BISCHOFF ProntoSIL Spheribond ODS1 10µm | C18 | 100 | 4 | 10 | 80 | L1 | partially | HPLC Column | SS | 100 x 4,0 mm
Spherisorb clone | 1046D180SB100 | BISCHOFF ProntoSIL Spheribond ODS1 10µm | C18 | 100 | 4.6 | 10 | 80 | L1 | partially | HPLC Column | SS | 100 x 4,6 mm
Spherisorb clone | 1202D180SB100 | BISCHOFF ProntoSIL Spheribond ODS1 10µm | C18 | 125 | 2 | 10 | 80 | L1 | partially | HPLC Column | SS | 125 x 2,0 mm
Spherisorb clone | 1203D180SB100 | BISCHOFF ProntoSIL Spheribond ODS1 10µm | C18 | 125 | 3 | 10 | 80 | L1 | partially | HPLC Column | SS | 125 x 3,0 mm
Spherisorb clone | 1204D180SB100 | BISCHOFF ProntoSIL Spheribond ODS1 10µm | C18 | 125 | 4 | 10 | 80 | L1 | partially | HPLC Column | SS | 125 x 4,0 mm
Spherisorb clone | 1246D180SB100 | BISCHOFF ProntoSIL Spheribond ODS1 10µm | C18 | 125 | 4.6 | 10 | 80 | L1 | partially | HPLC Column | SS | 125 x 4,6 mm
Spherisorb clone | 1502D180SB100 | BISCHOFF ProntoSIL Spheribond ODS1 10µm | C18 | 150 | 2 | 10 | 80 | L1 | partially | HPLC Column | SS | 150 x 2,0 mm
Spherisorb clone | 1503D180SB100 | BISCHOFF ProntoSIL Spheribond ODS1 10µm | C18 | 150 | 3 | 10 | 80 | L1 | partially | HPLC Column | SS | 150 x 3,0 mm
Spherisorb clone | 1504D180SB100 | BISCHOFF ProntoSIL Spheribond ODS1 10µm | C18 | 150 | 4 | 10 | 80 | L1 | partially | HPLC Column | SS | 150 x 4,0 mm
Spherisorb clone | 1546D180SB100 | BISCHOFF ProntoSIL Spheribond ODS1 10µm | C18 | 150 | 4.6 | 10 | 80 | L1 | partially | HPLC Column | SS | 150 x 4,6 mm
Spherisorb clone | 2002D180SB100 | BISCHOFF ProntoSIL Spheribond ODS1 10µm | C18 | 200 | 2 | 10 | 80 | L1 | partially | HPLC Column | SS | 200 x 2,0 mm
Spherisorb clone | 2003D180SB100 | BISCHOFF ProntoSIL Spheribond ODS1 10µm | C18 | 200 | 3 | 10 | 80 | L1 | partially | HPLC Column | SS | 200 x 3,0 mm
Spherisorb clone | 2004D180SB100 | BISCHOFF ProntoSIL Spheribond ODS1 10µm | C18 | 200 | 4 | 10 | 80 | L1 | partially | HPLC Column | SS | 200 x 4,0 mm
Spherisorb clone | 2046D180SB100 | BISCHOFF ProntoSIL Spheribond ODS1 10µm | C18 | 200 | 4.6 | 10 | 80 | L1 | partially | HPLC Column | SS | 200 x 4,6 mm
Spherisorb clone | 2502D180SB100 | BISCHOFF ProntoSIL Spheribond ODS1 10µm | C18 | 250 | 2 | 10 | 80 | L1 | partially | HPLC Column | SS | 250 x 2,0 mm
Spherisorb clone | 2503D180SB100 | BISCHOFF ProntoSIL Spheribond ODS1 10µm | C18 | 250 | 3 | 10 | 80 | L1 | partially | HPLC Column | SS | 250 x 3,0 mm
Spherisorb clone | 2504D180SB100 | BISCHOFF ProntoSIL Spheribond ODS1 10µm | C18 | 250 | 4 | 10 | 80 | L1 | partially | HPLC Column | SS | 250 x 4,0 mm
Spherisorb clone | 2546D180SB100 | BISCHOFF ProntoSIL Spheribond ODS1 10µm | C18 | 250 | 4.6 | 10 | 80 | L1 | partially | HPLC Column | SS | 250 x 4,6 mm
Spherisorb clone | 3002D180SB100 | BISCHOFF ProntoSIL Spheribond ODS1 10µm | C18 | 300 | 2 | 10 | 80 | L1 | partially | HPLC Column | SS | 300 x 2,0 mm
Spherisorb clone | 3003D180SB100 | BISCHOFF ProntoSIL Spheribond ODS1 10µm | C18 | 300 | 3 | 10 | 80 | L1 | partially | HPLC Column | SS | 300 x 3,0 mm
Spherisorb clone | 3004D180SB100 | BISCHOFF ProntoSIL Spheribond ODS1 10µm | C18 | 300 | 4 | 10 | 80 | L1 | partially | HPLC Column | SS | 300 x 4,0 mm
Spherisorb clone | 3046D180SB100 | BISCHOFF ProntoSIL Spheribond ODS1 10µm | C18 | 300 | 4.6 | 10 | 80 | L1 | partially | HPLC Column | SS | 300 x 4,6 mm
Spherisorb clone | 01P4D180SB100 | BISCHOFF ProntoSIL Spheribond ODS1 10µm | C18 | 14 | 4 | 10 | 80 | L1 | partially | HPLC Column | PEEK | 14 x 4,0 mm
Spherisorb clone | A2P4D180SB100 | BISCHOFF ProntoSIL Spheribond ODS1 10µm | C18 | 20 | 4 | 10 | 80 | L1 | partially | HPLC Column | PEEK | 20 x 4,0 mm
Spherisorb clone | 02P4D180SB100 | BISCHOFF ProntoSIL Spheribond ODS1 10µm | C18 | 25 | 4 | 10 | 80 | L1 | partially | HPLC Column | PEEK | 25 x 4,0 mm
Spherisorb clone | 03P4D180SB100 | BISCHOFF ProntoSIL Spheribond ODS1 10µm | C18 | 30 | 4 | 10 | 80 | L1 | partially | HPLC Column | PEEK | 30 x 4,0 mm
Spherisorb clone | 04P4D180SB100 | BISCHOFF ProntoSIL Spheribond ODS1 10µm | C18 | 33 | 4 | 10 | 80 | L1 | partially | HPLC Column | PEEK | 33 x 4,0 mm
Spherisorb clone | A4P4D180SB100 | BISCHOFF ProntoSIL Spheribond ODS1 10µm | C18 | 40 | 4 | 10 | 80 | L1 | partially | HPLC Column | PEEK | 40 x 4,0 mm
Spherisorb clone | 05P4D180SB100 | BISCHOFF ProntoSIL Spheribond ODS1 10µm | C18 | 50 | 4 | 10 | 80 | L1 | partially | HPLC Column | PEEK | 50 x 4,0 mm
Spherisorb clone | 06P4D180SB100 | BISCHOFF ProntoSIL Spheribond ODS1 10µm | C18 | 53 | 4 | 10 | 80 | L1 | partially | HPLC Column | PEEK | 53 x 4,0 mm
Spherisorb clone | A6P4D180SB100 | BISCHOFF ProntoSIL Spheribond ODS1 10µm | C18 | 60 | 4 | 10 | 80 | L1 | partially | HPLC Column | PEEK | 60 x 4,0 mm
Spherisorb clone | 07P4D180SB100 | BISCHOFF ProntoSIL Spheribond ODS1 10µm | C18 | 75 | 4 | 10 | 80 | L1 | partially | HPLC Column | PEEK | 75 x 4,0 mm
Spherisorb clone | 10P4D180SB100 | BISCHOFF ProntoSIL Spheribond ODS1 10µm | C18 | 100 | 4 | 10 | 80 | L1 | partially | HPLC Column | PEEK | 100 x 4,0 mm
Spherisorb clone | 12P4D180SB100 | BISCHOFF ProntoSIL Spheribond ODS1 10µm | C18 | 125 | 4 | 10 | 80 | L1 | partially | HPLC Column | PEEK | 125 x 4,0 mm
Spherisorb clone | 15P4D180SB100 | BISCHOFF ProntoSIL Spheribond ODS1 10µm | C18 | 150 | 4 | 10 | 80 | L1 | partially | HPLC Column | PEEK | 150 x 4,0 mm
Spherisorb clone | 20P4D180SB100 | BISCHOFF ProntoSIL Spheribond ODS1 10µm | C18 | 200 | 4 | 10 | 80 | L1 | partially | HPLC Column | PEEK | 200 x 4,0 mm
Spherisorb clone | 25P4D180SB100 | BISCHOFF ProntoSIL Spheribond ODS1 10µm | C18 | 250 | 4 | 10 | 80 | L1 | partially | HPLC Column | PEEK | 250 x 4,0 mm
Spherisorb clone | 30P4D180SB100 | BISCHOFF ProntoSIL Spheribond ODS1 10µm | C18 | 300 | 4 | 10 | 80 | L1 | partially | HPLC Column | PEEK | 300 x 4,0 mm
Spherisorb clone | 6305D180SB100 | BISCHOFF ProntoSIL Spheribond ODS1 10µm | C18 | 5 | 4 | 10 | 80 | L1 | partially | Cartridges (5 pcs.) | SS | 5 x 4,0 mm
Spherisorb clone | 6301D180SB100 | BISCHOFF ProntoSIL Spheribond ODS1 10µm | C18 | 10 | 4 | 10 | 80 | L1 | partially | Cartridges (5 pcs.) | SS | 10 x 4,0 mm
Spherisorb clone | 6302D180SB100 | BISCHOFF ProntoSIL Spheribond ODS1 10µm | C18 | 20 | 4 | 10 | 80 | L1 | partially | Cartridges (5 pcs.) | SS | 20 x 4,0 mm
Spherisorb clone | 63P1D180SB100 | BISCHOFF ProntoSIL Spheribond ODS1 10µm | C18 | 10 | 4 | 10 | 80 | L1 | partially | Cartridges (5 pcs.) | PEEK | 10 x 4,0 mm
Spherisorb clone | 63P2D180SB100 | BISCHOFF ProntoSIL Spheribond ODS1 10µm | C18 | 20 | 4 | 10 | 80 | L1 | partially | Cartridges (5 pcs.) | PEEK | 20 x 4,0 mm
Spherisorb clone | 6335D180SB100 | BISCHOFF ProntoSIL Spheribond ODS1 10µm | C18 | 5 | 3 | 10 | 80 | L1 | partially | Cartridges (5 pcs.) | SS | 5 x 3,0 mm
Spherisorb clone | 6331D180SB100 | BISCHOFF ProntoSIL Spheribond ODS1 10µm | C18 | 10 | 3 | 10 | 80 | L1 | partially | Cartridges (5 pcs.) | SS | 10 x 3,0 mm
Spherisorb clone | 6332D180SB100 | BISCHOFF ProntoSIL Spheribond ODS1 10µm | C18 | 20 | 3 | 10 | 80 | L1 | partially | Cartridges (5 pcs.) | SS | 20 x 3,0 mm
Spherisorb clone | 6325D180SB100 | BISCHOFF ProntoSIL Spheribond ODS1 10µm | C18 | 5 | 2 | 10 | 80 | L1 | partially | Cartridges (5 pcs.) | SS | 5 x 2,0 mm
Spherisorb clone | 6321D180SB100 | BISCHOFF ProntoSIL Spheribond ODS1 10µm | C18 | 10 | 2 | 10 | 80 | L1 | partially | Cartridges (5 pcs.) | SS | 10 x 2,0 mm
Spherisorb clone | 6322D180SB100 | BISCHOFF ProntoSIL Spheribond ODS1 10µm | C18 | 20 | 2 | 10 | 80 | L1 | partially | Cartridges (5 pcs.) | SS | 20 x 2,0 mm
Spherisorb clone | 0102D181SB030 | BISCHOFF ProntoSIL Spheribond ODS2 3µm | C18 | 14 | 2 | 3 | 80 | L1 | fully | HPLC Column | SS | 14 x 2,0 mm
Spherisorb clone | 0103D181SB030 | BISCHOFF ProntoSIL Spheribond ODS2 3µm | C18 | 14 | 3 | 3 | 80 | L1 | fully | HPLC Column | SS | 14 x 3,0 mm
Spherisorb clone | 0104D181SB030 | BISCHOFF ProntoSIL Spheribond ODS2 3µm | C18 | 14 | 4 | 3 | 80 | L1 | fully | HPLC Column | SS | 14 x 4,0 mm
Spherisorb clone | 0146D181SB030 | BISCHOFF ProntoSIL Spheribond ODS2 3µm | C18 | 14 | 4.6 | 3 | 80 | L1 | fully | HPLC Column | SS | 14 x 4,6 mm
Spherisorb clone | A202D181SB030 | BISCHOFF ProntoSIL Spheribond ODS2 3µm | C18 | 20 | 2 | 3 | 80 | L1 | fully | HPLC Column | SS | 20 x 2,0 mm
Spherisorb clone | A203D181SB030 | BISCHOFF ProntoSIL Spheribond ODS2 3µm | C18 | 20 | 3 | 3 | 80 | L1 | fully | HPLC Column | SS | 20 x 3,0 mm
Spherisorb clone | A204D181SB030 | BISCHOFF ProntoSIL Spheribond ODS2 3µm | C18 | 20 | 4 | 3 | 80 | L1 | fully | HPLC Column | SS | 20 x 4,0 mm
Spherisorb clone | A246D181SB030 | BISCHOFF ProntoSIL Spheribond ODS2 3µm | C18 | 20 | 4.6 | 3 | 80 | L1 | fully | HPLC Column | SS | 20 x 4,6 mm
Spherisorb clone | 0202D181SB030 | BISCHOFF ProntoSIL Spheribond ODS2 3µm | C18 | 25 | 2 | 3 | 80 | L1 | fully | HPLC Column | SS | 25 x 2,0 mm
Spherisorb clone | 0203D181SB030 | BISCHOFF ProntoSIL Spheribond ODS2 3µm | C18 | 25 | 3 | 3 | 80 | L1 | fully | HPLC Column | SS | 25 x 3,0 mm
Spherisorb clone | 0204D181SB030 | BISCHOFF ProntoSIL Spheribond ODS2 3µm | C18 | 25 | 4 | 3 | 80 | L1 | fully | HPLC Column | SS | 25 x 4,0 mm
Spherisorb clone | 0246D181SB030 | BISCHOFF ProntoSIL Spheribond ODS2 3µm | C18 | 25 | 4.6 | 3 | 80 | L1 | fully | HPLC Column | SS | 25 x 4,6 mm
Spherisorb clone | 0302D181SB030 | BISCHOFF ProntoSIL Spheribond ODS2 3µm | C18 | 30 | 2 | 3 | 80 | L1 | fully | HPLC Column | SS | 30 x 2,0 mm
Spherisorb clone | 0303D181SB030 | BISCHOFF ProntoSIL Spheribond ODS2 3µm | C18 | 30 | 3 | 3 | 80 | L1 | fully | HPLC Column | SS | 30 x 3,0 mm
Spherisorb clone | 0304D181SB030 | BISCHOFF ProntoSIL Spheribond ODS2 3µm | C18 | 30 | 4 | 3 | 80 | L1 | fully | HPLC Column | SS | 30 x 4,0 mm
Spherisorb clone | 0346D181SB030 | BISCHOFF ProntoSIL Spheribond ODS2 3µm | C18 | 30 | 4.6 | 3 | 80 | L1 | fully | HPLC Column | SS | 30 x 4,6 mm
Spherisorb clone | 0402D181SB030 | BISCHOFF ProntoSIL Spheribond ODS2 3µm | C18 | 33 | 2 | 3 | 80 | L1 | fully | HPLC Column | SS | 33 x 2,0 mm
Spherisorb clone | 0403D181SB030 | BISCHOFF ProntoSIL Spheribond ODS2 3µm | C18 | 33 | 3 | 3 | 80 | L1 | fully | HPLC Column | SS | 33 x 3,0 mm
Spherisorb clone | 0404D181SB030 | BISCHOFF ProntoSIL Spheribond ODS2 3µm | C18 | 33 | 4 | 3 | 80 | L1 | fully | HPLC Column | SS | 33 x 4,0 mm
Spherisorb clone | 0446D181SB030 | BISCHOFF ProntoSIL Spheribond ODS2 3µm | C18 | 33 | 4.6 | 3 | 80 | L1 | fully | HPLC Column | SS | 33 x 4,6 mm
Spherisorb clone | A402D181SB030 | BISCHOFF ProntoSIL Spheribond ODS2 3µm | C18 | 40 | 2 | 3 | 80 | L1 | fully | HPLC Column | SS | 40 x 2,0 mm
Spherisorb clone | A403D181SB030 | BISCHOFF ProntoSIL Spheribond ODS2 3µm | C18 | 40 | 3 | 3 | 80 | L1 | fully | HPLC Column | SS | 40 x 3,0 mm
Spherisorb clone | A404D181SB030 | BISCHOFF ProntoSIL Spheribond ODS2 3µm | C18 | 40 | 4 | 3 | 80 | L1 | fully | HPLC Column | SS | 40 x 4,0 mm
Spherisorb clone | A446D181SB030 | BISCHOFF ProntoSIL Spheribond ODS2 3µm | C18 | 40 | 4.6 | 3 | 80 | L1 | fully | HPLC Column | SS | 40 x 4,6 mm
Spherisorb clone | 0502D181SB030 | BISCHOFF ProntoSIL Spheribond ODS2 3µm | C18 | 50 | 2 | 3 | 80 | L1 | fully | HPLC Column | SS | 50 x 2,0 mm
Spherisorb clone | 0503D181SB030 | BISCHOFF ProntoSIL Spheribond ODS2 3µm | C18 | 50 | 3 | 3 | 80 | L1 | fully | HPLC Column | SS | 50 x 3,0 mm
Spherisorb clone | 0504D181SB030 | BISCHOFF ProntoSIL Spheribond ODS2 3µm | C18 | 50 | 4 | 3 | 80 | L1 | fully | HPLC Column | SS | 50 x 4,0 mm
Spherisorb clone | 0546D181SB030 | BISCHOFF ProntoSIL Spheribond ODS2 3µm | C18 | 50 | 4.6 | 3 | 80 | L1 | fully | HPLC Column | SS | 50 x 4,6 mm
Spherisorb clone | 0602D181SB030 | BISCHOFF ProntoSIL Spheribond ODS2 3µm | C18 | 53 | 2 | 3 | 80 | L1 | fully | HPLC Column | SS | 53 x 2,0 mm
Spherisorb clone | 0603D181SB030 | BISCHOFF ProntoSIL Spheribond ODS2 3µm | C18 | 53 | 3 | 3 | 80 | L1 | fully | HPLC Column | SS | 53 x 3,0 mm
Spherisorb clone | 0604D181SB030 | BISCHOFF ProntoSIL Spheribond ODS2 3µm | C18 | 53 | 4 | 3 | 80 | L1 | fully | HPLC Column | SS | 53 x 4,0 mm
Spherisorb clone | 0646D181SB030 | BISCHOFF ProntoSIL Spheribond ODS2 3µm | C18 | 53 | 4.6 | 3 | 80 | L1 | fully | HPLC Column | SS | 53 x 4,6 mm
Spherisorb clone | A602D181SB030 | BISCHOFF ProntoSIL Spheribond ODS2 3µm | C18 | 60 | 2 | 3 | 80 | L1 | fully | HPLC Column | SS | 60 x 2,0 mm
Spherisorb clone | A603D181SB030 | BISCHOFF ProntoSIL Spheribond ODS2 3µm | C18 | 60 | 3 | 3 | 80 | L1 | fully | HPLC Column | SS | 60 x 3,0 mm
Spherisorb clone | A604D181SB030 | BISCHOFF ProntoSIL Spheribond ODS2 3µm | C18 | 60 | 4 | 3 | 80 | L1 | fully | HPLC Column | SS | 60 x 4,0 mm
Spherisorb clone | A646D181SB030 | BISCHOFF ProntoSIL Spheribond ODS2 3µm | C18 | 60 | 4.6 | 3 | 80 | L1 | fully | HPLC Column | SS | 60 x 4,6 mm
Spherisorb clone | 0702D181SB030 | BISCHOFF ProntoSIL Spheribond ODS2 3µm | C18 | 75 | 2 | 3 | 80 | L1 | fully | HPLC Column | SS | 75 x 2,0 mm
Spherisorb clone | 0703D181SB030 | BISCHOFF ProntoSIL Spheribond ODS2 3µm | C18 | 75 | 3 | 3 | 80 | L1 | fully | HPLC Column | SS | 75 x 3,0 mm
Spherisorb clone | 0704D181SB030 | BISCHOFF ProntoSIL Spheribond ODS2 3µm | C18 | 75 | 4 | 3 | 80 | L1 | fully | HPLC Column | SS | 75 x 4,0 mm
Spherisorb clone | 0746D181SB030 | BISCHOFF ProntoSIL Spheribond ODS2 3µm | C18 | 75 | 4.6 | 3 | 80 | L1 | fully | HPLC Column | SS | 75 x 4,6 mm
Spherisorb clone | 1002D181SB030 | BISCHOFF ProntoSIL Spheribond ODS2 3µm | C18 | 100 | 2 | 3 | 80 | L1 | fully | HPLC Column | SS | 100 x 2,0 mm
Spherisorb clone | 1003D181SB030 | BISCHOFF ProntoSIL Spheribond ODS2 3µm | C18 | 100 | 3 | 3 | 80 | L1 | fully | HPLC Column | SS | 100 x 3,0 mm
Spherisorb clone | 1004D181SB030 | BISCHOFF ProntoSIL Spheribond ODS2 3µm | C18 | 100 | 4 | 3 | 80 | L1 | fully | HPLC Column | SS | 100 x 4,0 mm
Spherisorb clone | 1046D181SB030 | BISCHOFF ProntoSIL Spheribond ODS2 3µm | C18 | 100 | 4.6 | 3 | 80 | L1 | fully | HPLC Column | SS | 100 x 4,6 mm
Spherisorb clone | 1202D181SB030 | BISCHOFF ProntoSIL Spheribond ODS2 3µm | C18 | 125 | 2 | 3 | 80 | L1 | fully | HPLC Column | SS | 125 x 2,0 mm
Spherisorb clone | 1203D181SB030 | BISCHOFF ProntoSIL Spheribond ODS2 3µm | C18 | 125 | 3 | 3 | 80 | L1 | fully | HPLC Column | SS | 125 x 3,0 mm
Spherisorb clone | 1204D181SB030 | BISCHOFF ProntoSIL Spheribond ODS2 3µm | C18 | 125 | 4 | 3 | 80 | L1 | fully | HPLC Column | SS | 125 x 4,0 mm
Spherisorb clone | 1246D181SB030 | BISCHOFF ProntoSIL Spheribond ODS2 3µm | C18 | 125 | 4.6 | 3 | 80 | L1 | fully | HPLC Column | SS | 125 x 4,6 mm
Spherisorb clone | 1502D181SB030 | BISCHOFF ProntoSIL Spheribond ODS2 3µm | C18 | 150 | 2 | 3 | 80 | L1 | fully | HPLC Column | SS | 150 x 2,0 mm
Spherisorb clone | 1503D181SB030 | BISCHOFF ProntoSIL Spheribond ODS2 3µm | C18 | 150 | 3 | 3 | 80 | L1 | fully | HPLC Column | SS | 150 x 3,0 mm
Spherisorb clone | 1504D181SB030 | BISCHOFF ProntoSIL Spheribond ODS2 3µm | C18 | 150 | 4 | 3 | 80 | L1 | fully | HPLC Column | SS | 150 x 4,0 mm
Spherisorb clone | 1546D181SB030 | BISCHOFF ProntoSIL Spheribond ODS2 3µm | C18 | 150 | 4.6 | 3 | 80 | L1 | fully | HPLC Column | SS | 150 x 4,6 mm
Spherisorb clone | 2002D181SB030 | BISCHOFF ProntoSIL Spheribond ODS2 3µm | C18 | 200 | 2 | 3 | 80 | L1 | fully | HPLC Column | SS | 200 x 2,0 mm
Spherisorb clone | 2003D181SB030 | BISCHOFF ProntoSIL Spheribond ODS2 3µm | C18 | 200 | 3 | 3 | 80 | L1 | fully | HPLC Column | SS | 200 x 3,0 mm
Spherisorb clone | 2004D181SB030 | BISCHOFF ProntoSIL Spheribond ODS2 3µm | C18 | 200 | 4 | 3 | 80 | L1 | fully | HPLC Column | SS | 200 x 4,0 mm
Spherisorb clone | 2046D181SB030 | BISCHOFF ProntoSIL Spheribond ODS2 3µm | C18 | 200 | 4.6 | 3 | 80 | L1 | fully | HPLC Column | SS | 200 x 4,6 mm
Spherisorb clone | 2502D181SB030 | BISCHOFF ProntoSIL Spheribond ODS2 3µm | C18 | 250 | 2 | 3 | 80 | L1 | fully | HPLC Column | SS | 250 x 2,0 mm
Spherisorb clone | 2503D181SB030 | BISCHOFF ProntoSIL Spheribond ODS2 3µm | C18 | 250 | 3 | 3 | 80 | L1 | fully | HPLC Column | SS | 250 x 3,0 mm
Spherisorb clone | 2504D181SB030 | BISCHOFF ProntoSIL Spheribond ODS2 3µm | C18 | 250 | 4 | 3 | 80 | L1 | fully | HPLC Column | SS | 250 x 4,0 mm
Spherisorb clone | 2546D181SB030 | BISCHOFF ProntoSIL Spheribond ODS2 3µm | C18 | 250 | 4.6 | 3 | 80 | L1 | fully | HPLC Column | SS | 250 x 4,6 mm
Spherisorb clone | 3002D181SB030 | BISCHOFF ProntoSIL Spheribond ODS2 3µm | C18 | 300 | 2 | 3 | 80 | L1 | fully | HPLC Column | SS | 300 x 2,0 mm
Spherisorb clone | 3003D181SB030 | BISCHOFF ProntoSIL Spheribond ODS2 3µm | C18 | 300 | 3 | 3 | 80 | L1 | fully | HPLC Column | SS | 300 x 3,0 mm
Spherisorb clone | 3004D181SB030 | BISCHOFF ProntoSIL Spheribond ODS2 3µm | C18 | 300 | 4 | 3 | 80 | L1 | fully | HPLC Column | SS | 300 x 4,0 mm
Spherisorb clone | 3046D181SB030 | BISCHOFF ProntoSIL Spheribond ODS2 3µm | C18 | 300 | 4.6 | 3 | 80 | L1 | fully | HPLC Column | SS | 300 x 4,6 mm
Spherisorb clone | 01P4D181SB030 | BISCHOFF ProntoSIL Spheribond ODS2 3µm | C18 | 14 | 4 | 3 | 80 | L1 | fully | HPLC Column | PEEK | 14 x 4,0 mm
Spherisorb clone | A2P4D181SB030 | BISCHOFF ProntoSIL Spheribond ODS2 3µm | C18 | 20 | 4 | 3 | 80 | L1 | fully | HPLC Column | PEEK | 20 x 4,0 mm
Spherisorb clone | 02P4D181SB030 | BISCHOFF ProntoSIL Spheribond ODS2 3µm | C18 | 25 | 4 | 3 | 80 | L1 | fully | HPLC Column | PEEK | 25 x 4,0 mm
Spherisorb clone | 03P4D181SB030 | BISCHOFF ProntoSIL Spheribond ODS2 3µm | C18 | 30 | 4 | 3 | 80 | L1 | fully | HPLC Column | PEEK | 30 x 4,0 mm
Spherisorb clone | 04P4D181SB030 | BISCHOFF ProntoSIL Spheribond ODS2 3µm | C18 | 33 | 4 | 3 | 80 | L1 | fully | HPLC Column | PEEK | 33 x 4,0 mm
Spherisorb clone | A4P4D181SB030 | BISCHOFF ProntoSIL Spheribond ODS2 3µm | C18 | 40 | 4 | 3 | 80 | L1 | fully | HPLC Column | PEEK | 40 x 4,0 mm
Spherisorb clone | 05P4D181SB030 | BISCHOFF ProntoSIL Spheribond ODS2 3µm | C18 | 50 | 4 | 3 | 80 | L1 | fully | HPLC Column | PEEK | 50 x 4,0 mm
Spherisorb clone | 06P4D181SB030 | BISCHOFF ProntoSIL Spheribond ODS2 3µm | C18 | 53 | 4 | 3 | 80 | L1 | fully | HPLC Column | PEEK | 53 x 4,0 mm
Spherisorb clone | A6P4D181SB030 | BISCHOFF ProntoSIL Spheribond ODS2 3µm | C18 | 60 | 4 | 3 | 80 | L1 | fully | HPLC Column | PEEK | 60 x 4,0 mm
Spherisorb clone | 07P4D181SB030 | BISCHOFF ProntoSIL Spheribond ODS2 3µm | C18 | 75 | 4 | 3 | 80 | L1 | fully | HPLC Column | PEEK | 75 x 4,0 mm
Spherisorb clone | 10P4D181SB030 | BISCHOFF ProntoSIL Spheribond ODS2 3µm | C18 | 100 | 4 | 3 | 80 | L1 | fully | HPLC Column | PEEK | 100 x 4,0 mm
Spherisorb clone | 12P4D181SB030 | BISCHOFF ProntoSIL Spheribond ODS2 3µm | C18 | 125 | 4 | 3 | 80 | L1 | fully | HPLC Column | PEEK | 125 x 4,0 mm
Spherisorb clone | 15P4D181SB030 | BISCHOFF ProntoSIL Spheribond ODS2 3µm | C18 | 150 | 4 | 3 | 80 | L1 | fully | HPLC Column | PEEK | 150 x 4,0 mm
Spherisorb clone | 20P4D181SB030 | BISCHOFF ProntoSIL Spheribond ODS2 3µm | C18 | 200 | 4 | 3 | 80 | L1 | fully | HPLC Column | PEEK | 200 x 4,0 mm
Spherisorb clone | 25P4D181SB030 | BISCHOFF ProntoSIL Spheribond ODS2 3µm | C18 | 250 | 4 | 3 | 80 | L1 | fully | HPLC Column | PEEK | 250 x 4,0 mm
Spherisorb clone | 30P4D181SB030 | BISCHOFF ProntoSIL Spheribond ODS2 3µm | C18 | 300 | 4 | 3 | 80 | L1 | fully | HPLC Column | PEEK | 300 x 4,0 mm
Spherisorb clone | 6305D181SB030 | BISCHOFF ProntoSIL Spheribond ODS2 3µm | C18 | 5 | 4 | 3 | 80 | L1 | fully | Cartridges (5 pcs.) | SS | 5 x 4,0 mm
Spherisorb clone | 6301D181SB030 | BISCHOFF ProntoSIL Spheribond ODS2 3µm | C18 | 10 | 4 | 3 | 80 | L1 | fully | Cartridges (5 pcs.) | SS | 10 x 4,0 mm
Spherisorb clone | 6302D181SB030 | BISCHOFF ProntoSIL Spheribond ODS2 3µm | C18 | 20 | 4 | 3 | 80 | L1 | fully | Cartridges (5 pcs.) | SS | 20 x 4,0 mm
Spherisorb clone | 63P1D181SB030 | BISCHOFF ProntoSIL Spheribond ODS2 3µm | C18 | 10 | 4 | 3 | 80 | L1 | fully | Cartridges (5 pcs.) | PEEK | 10 x 4,0 mm
Spherisorb clone | 63P2D181SB030 | BISCHOFF ProntoSIL Spheribond ODS2 3µm | C18 | 20 | 4 | 3 | 80 | L1 | fully | Cartridges (5 pcs.) | PEEK | 20 x 4,0 mm
Spherisorb clone | 6335D181SB030 | BISCHOFF ProntoSIL Spheribond ODS2 3µm | C18 | 5 | 3 | 3 | 80 | L1 | fully | Cartridges (5 pcs.) | SS | 5 x 3,0 mm
Spherisorb clone | 6331D181SB030 | BISCHOFF ProntoSIL Spheribond ODS2 3µm | C18 | 10 | 3 | 3 | 80 | L1 | fully | Cartridges (5 pcs.) | SS | 10 x 3,0 mm
Spherisorb clone | 6332D181SB030 | BISCHOFF ProntoSIL Spheribond ODS2 3µm | C18 | 20 | 3 | 3 | 80 | L1 | fully | Cartridges (5 pcs.) | SS | 20 x 3,0 mm
Spherisorb clone | 6325D181SB030 | BISCHOFF ProntoSIL Spheribond ODS2 3µm | C18 | 5 | 2 | 3 | 80 | L1 | fully | Cartridges (5 pcs.) | SS | 5 x 2,0 mm
Spherisorb clone | 6321D181SB030 | BISCHOFF ProntoSIL Spheribond ODS2 3µm | C18 | 10 | 2 | 3 | 80 | L1 | fully | Cartridges (5 pcs.) | SS | 10 x 2,0 mm
Spherisorb clone | 6322D181SB030 | BISCHOFF ProntoSIL Spheribond ODS2 3µm | C18 | 20 | 2 | 3 | 80 | L1 | fully | Cartridges (5 pcs.) | SS | 20 x 2,0 mm
Spherisorb clone | 0102D181SB050 | BISCHOFF ProntoSIL Spheribond ODS2 5µm | C18 | 14 | 2 | 5 | 80 | L1 | fully | HPLC Column | SS | 14 x 2,0 mm
Spherisorb clone | 0103D181SB050 | BISCHOFF ProntoSIL Spheribond ODS2 5µm | C18 | 14 | 3 | 5 | 80 | L1 | fully | HPLC Column | SS | 14 x 3,0 mm
Spherisorb clone | 0104D181SB050 | BISCHOFF ProntoSIL Spheribond ODS2 5µm | C18 | 14 | 4 | 5 | 80 | L1 | fully | HPLC Column | SS | 14 x 4,0 mm
Spherisorb clone | 0146D181SB050 | BISCHOFF ProntoSIL Spheribond ODS2 5µm | C18 | 14 | 4.6 | 5 | 80 | L1 | fully | HPLC Column | SS | 14 x 4,6 mm
Spherisorb clone | A202D181SB050 | BISCHOFF ProntoSIL Spheribond ODS2 5µm | C18 | 20 | 2 | 5 | 80 | L1 | fully | HPLC Column | SS | 20 x 2,0 mm
Spherisorb clone | A203D181SB050 | BISCHOFF ProntoSIL Spheribond ODS2 5µm | C18 | 20 | 3 | 5 | 80 | L1 | fully | HPLC Column | SS | 20 x 3,0 mm
Spherisorb clone | A204D181SB050 | BISCHOFF ProntoSIL Spheribond ODS2 5µm | C18 | 20 | 4 | 5 | 80 | L1 | fully | HPLC Column | SS | 20 x 4,0 mm
Spherisorb clone | A246D181SB050 | BISCHOFF ProntoSIL Spheribond ODS2 5µm | C18 | 20 | 4.6 | 5 | 80 | L1 | fully | HPLC Column | SS | 20 x 4,6 mm
Spherisorb clone | 0202D181SB050 | BISCHOFF ProntoSIL Spheribond ODS2 5µm | C18 | 25 | 2 | 5 | 80 | L1 | fully | HPLC Column | SS | 25 x 2,0 mm
Spherisorb clone | 0203D181SB050 | BISCHOFF ProntoSIL Spheribond ODS2 5µm | C18 | 25 | 3 | 5 | 80 | L1 | fully | HPLC Column | SS | 25 x 3,0 mm
Spherisorb clone | 0204D181SB050 | BISCHOFF ProntoSIL Spheribond ODS2 5µm | C18 | 25 | 4 | 5 | 80 | L1 | fully | HPLC Column | SS | 25 x 4,0 mm
Spherisorb clone | 0246D181SB050 | BISCHOFF ProntoSIL Spheribond ODS2 5µm | C18 | 25 | 4.6 | 5 | 80 | L1 | fully | HPLC Column | SS | 25 x 4,6 mm
Spherisorb clone | 0302D181SB050 | BISCHOFF ProntoSIL Spheribond ODS2 5µm | C18 | 30 | 2 | 5 | 80 | L1 | fully | HPLC Column | SS | 30 x 2,0 mm
Spherisorb clone | 0303D181SB050 | BISCHOFF ProntoSIL Spheribond ODS2 5µm | C18 | 30 | 3 | 5 | 80 | L1 | fully | HPLC Column | SS | 30 x 3,0 mm
Spherisorb clone | 0304D181SB050 | BISCHOFF ProntoSIL Spheribond ODS2 5µm | C18 | 30 | 4 | 5 | 80 | L1 | fully | HPLC Column | SS | 30 x 4,0 mm
Spherisorb clone | 0346D181SB050 | BISCHOFF ProntoSIL Spheribond ODS2 5µm | C18 | 30 | 4.6 | 5 | 80 | L1 | fully | HPLC Column | SS | 30 x 4,6 mm
Spherisorb clone | 0402D181SB050 | BISCHOFF ProntoSIL Spheribond ODS2 5µm | C18 | 33 | 2 | 5 | 80 | L1 | fully | HPLC Column | SS | 33 x 2,0 mm
Spherisorb clone | 0403D181SB050 | BISCHOFF ProntoSIL Spheribond ODS2 5µm | C18 | 33 | 3 | 5 | 80 | L1 | fully | HPLC Column | SS | 33 x 3,0 mm
Spherisorb clone | 0404D181SB050 | BISCHOFF ProntoSIL Spheribond ODS2 5µm | C18 | 33 | 4 | 5 | 80 | L1 | fully | HPLC Column | SS | 33 x 4,0 mm
Spherisorb clone | 0446D181SB050 | BISCHOFF ProntoSIL Spheribond ODS2 5µm | C18 | 33 | 4.6 | 5 | 80 | L1 | fully | HPLC Column | SS | 33 x 4,6 mm
Spherisorb clone | A402D181SB050 | BISCHOFF ProntoSIL Spheribond ODS2 5µm | C18 | 40 | 2 | 5 | 80 | L1 | fully | HPLC Column | SS | 40 x 2,0 mm
Spherisorb clone | A403D181SB050 | BISCHOFF ProntoSIL Spheribond ODS2 5µm | C18 | 40 | 3 | 5 | 80 | L1 | fully | HPLC Column | SS | 40 x 3,0 mm
Spherisorb clone | A404D181SB050 | BISCHOFF ProntoSIL Spheribond ODS2 5µm | C18 | 40 | 4 | 5 | 80 | L1 | fully | HPLC Column | SS | 40 x 4,0 mm
Spherisorb clone | A446D181SB050 | BISCHOFF ProntoSIL Spheribond ODS2 5µm | C18 | 40 | 4.6 | 5 | 80 | L1 | fully | HPLC Column | SS | 40 x 4,6 mm
Spherisorb clone | 0502D181SB050 | BISCHOFF ProntoSIL Spheribond ODS2 5µm | C18 | 50 | 2 | 5 | 80 | L1 | fully | HPLC Column | SS | 50 x 2,0 mm
Spherisorb clone | 0503D181SB050 | BISCHOFF ProntoSIL Spheribond ODS2 5µm | C18 | 50 | 3 | 5 | 80 | L1 | fully | HPLC Column | SS | 50 x 3,0 mm
Spherisorb clone | 0504D181SB050 | BISCHOFF ProntoSIL Spheribond ODS2 5µm | C18 | 50 | 4 | 5 | 80 | L1 | fully | HPLC Column | SS | 50 x 4,0 mm
Spherisorb clone | 0546D181SB050 | BISCHOFF ProntoSIL Spheribond ODS2 5µm | C18 | 50 | 4.6 | 5 | 80 | L1 | fully | HPLC Column | SS | 50 x 4,6 mm
Spherisorb clone | 0602D181SB050 | BISCHOFF ProntoSIL Spheribond ODS2 5µm | C18 | 53 | 2 | 5 | 80 | L1 | fully | HPLC Column | SS | 53 x 2,0 mm
Spherisorb clone | 0603D181SB050 | BISCHOFF ProntoSIL Spheribond ODS2 5µm | C18 | 53 | 3 | 5 | 80 | L1 | fully | HPLC Column | SS | 53 x 3,0 mm
Spherisorb clone | 0604D181SB050 | BISCHOFF ProntoSIL Spheribond ODS2 5µm | C18 | 53 | 4 | 5 | 80 | L1 | fully | HPLC Column | SS | 53 x 4,0 mm
Spherisorb clone | 0646D181SB050 | BISCHOFF ProntoSIL Spheribond ODS2 5µm | C18 | 53 | 4.6 | 5 | 80 | L1 | fully | HPLC Column | SS | 53 x 4,6 mm
Spherisorb clone | A602D181SB050 | BISCHOFF ProntoSIL Spheribond ODS2 5µm | C18 | 60 | 2 | 5 | 80 | L1 | fully | HPLC Column | SS | 60 x 2,0 mm
Spherisorb clone | A603D181SB050 | BISCHOFF ProntoSIL Spheribond ODS2 5µm | C18 | 60 | 3 | 5 | 80 | L1 | fully | HPLC Column | SS | 60 x 3,0 mm
Spherisorb clone | A604D181SB050 | BISCHOFF ProntoSIL Spheribond ODS2 5µm | C18 | 60 | 4 | 5 | 80 | L1 | fully | HPLC Column | SS | 60 x 4,0 mm
Spherisorb clone | A646D181SB050 | BISCHOFF ProntoSIL Spheribond ODS2 5µm | C18 | 60 | 4.6 | 5 | 80 | L1 | fully | HPLC Column | SS | 60 x 4,6 mm
Spherisorb clone | 0702D181SB050 | BISCHOFF ProntoSIL Spheribond ODS2 5µm | C18 | 75 | 2 | 5 | 80 | L1 | fully | HPLC Column | SS | 75 x 2,0 mm
Spherisorb clone | 0703D181SB050 | BISCHOFF ProntoSIL Spheribond ODS2 5µm | C18 | 75 | 3 | 5 | 80 | L1 | fully | HPLC Column | SS | 75 x 3,0 mm
Spherisorb clone | 0704D181SB050 | BISCHOFF ProntoSIL Spheribond ODS2 5µm | C18 | 75 | 4 | 5 | 80 | L1 | fully | HPLC Column | SS | 75 x 4,0 mm
Spherisorb clone | 0746D181SB050 | BISCHOFF ProntoSIL Spheribond ODS2 5µm | C18 | 75 | 4.6 | 5 | 80 | L1 | fully | HPLC Column | SS | 75 x 4,6 mm
Spherisorb clone | 1002D181SB050 | BISCHOFF ProntoSIL Spheribond ODS2 5µm | C18 | 100 | 2 | 5 | 80 | L1 | fully | HPLC Column | SS | 100 x 2,0 mm
Spherisorb clone | 1003D181SB050 | BISCHOFF ProntoSIL Spheribond ODS2 5µm | C18 | 100 | 3 | 5 | 80 | L1 | fully | HPLC Column | SS | 100 x 3,0 mm
Spherisorb clone | 1004D181SB050 | BISCHOFF ProntoSIL Spheribond ODS2 5µm | C18 | 100 | 4 | 5 | 80 | L1 | fully | HPLC Column | SS | 100 x 4,0 mm
Spherisorb clone | 1046D181SB050 | BISCHOFF ProntoSIL Spheribond ODS2 5µm | C18 | 100 | 4.6 | 5 | 80 | L1 | fully | HPLC Column | SS | 100 x 4,6 mm
Spherisorb clone | 1202D181SB050 | BISCHOFF ProntoSIL Spheribond ODS2 5µm | C18 | 125 | 2 | 5 | 80 | L1 | fully | HPLC Column | SS | 125 x 2,0 mm
Spherisorb clone | 1203D181SB050 | BISCHOFF ProntoSIL Spheribond ODS2 5µm | C18 | 125 | 3 | 5 | 80 | L1 | fully | HPLC Column | SS | 125 x 3,0 mm
Spherisorb clone | 1204D181SB050 | BISCHOFF ProntoSIL Spheribond ODS2 5µm | C18 | 125 | 4 | 5 | 80 | L1 | fully | HPLC Column | SS | 125 x 4,0 mm
Spherisorb clone | 1246D181SB050 | BISCHOFF ProntoSIL Spheribond ODS2 5µm | C18 | 125 | 4.6 | 5 | 80 | L1 | fully | HPLC Column | SS | 125 x 4,6 mm
Spherisorb clone | 1502D181SB050 | BISCHOFF ProntoSIL Spheribond ODS2 5µm | C18 | 150 | 2 | 5 | 80 | L1 | fully | HPLC Column | SS | 150 x 2,0 mm
Spherisorb clone | 1503D181SB050 | BISCHOFF ProntoSIL Spheribond ODS2 5µm | C18 | 150 | 3 | 5 | 80 | L1 | fully | HPLC Column | SS | 150 x 3,0 mm
Spherisorb clone | 1504D181SB050 | BISCHOFF ProntoSIL Spheribond ODS2 5µm | C18 | 150 | 4 | 5 | 80 | L1 | fully | HPLC Column | SS | 150 x 4,0 mm
Spherisorb clone | 1546D181SB050 | BISCHOFF ProntoSIL Spheribond ODS2 5µm | C18 | 150 | 4.6 | 5 | 80 | L1 | fully | HPLC Column | SS | 150 x 4,6 mm
Spherisorb clone | 2002D181SB050 | BISCHOFF ProntoSIL Spheribond ODS2 5µm | C18 | 200 | 2 | 5 | 80 | L1 | fully | HPLC Column | SS | 200 x 2,0 mm
Spherisorb clone | 2003D181SB050 | BISCHOFF ProntoSIL Spheribond ODS2 5µm | C18 | 200 | 3 | 5 | 80 | L1 | fully | HPLC Column | SS | 200 x 3,0 mm
Spherisorb clone | 2004D181SB050 | BISCHOFF ProntoSIL Spheribond ODS2 5µm | C18 | 200 | 4 | 5 | 80 | L1 | fully | HPLC Column | SS | 200 x 4,0 mm
Spherisorb clone | 2046D181SB050 | BISCHOFF ProntoSIL Spheribond ODS2 5µm | C18 | 200 | 4.6 | 5 | 80 | L1 | fully | HPLC Column | SS | 200 x 4,6 mm
Spherisorb clone | 2502D181SB050 | BISCHOFF ProntoSIL Spheribond ODS2 5µm | C18 | 250 | 2 | 5 | 80 | L1 | fully | HPLC Column | SS | 250 x 2,0 mm
Spherisorb clone | 2503D181SB050 | BISCHOFF ProntoSIL Spheribond ODS2 5µm | C18 | 250 | 3 | 5 | 80 | L1 | fully | HPLC Column | SS | 250 x 3,0 mm
Spherisorb clone | 2504D181SB050 | BISCHOFF ProntoSIL Spheribond ODS2 5µm | C18 | 250 | 4 | 5 | 80 | L1 | fully | HPLC Column | SS | 250 x 4,0 mm
Spherisorb clone | 2546D181SB050 | BISCHOFF ProntoSIL Spheribond ODS2 5µm | C18 | 250 | 4.6 | 5 | 80 | L1 | fully | HPLC Column | SS | 250 x 4,6 mm
Spherisorb clone | 3002D181SB050 | BISCHOFF ProntoSIL Spheribond ODS2 5µm | C18 | 300 | 2 | 5 | 80 | L1 | fully | HPLC Column | SS | 300 x 2,0 mm
Spherisorb clone | 3003D181SB050 | BISCHOFF ProntoSIL Spheribond ODS2 5µm | C18 | 300 | 3 | 5 | 80 | L1 | fully | HPLC Column | SS | 300 x 3,0 mm
Spherisorb clone | 3004D181SB050 | BISCHOFF ProntoSIL Spheribond ODS2 5µm | C18 | 300 | 4 | 5 | 80 | L1 | fully | HPLC Column | SS | 300 x 4,0 mm
Spherisorb clone | 3046D181SB050 | BISCHOFF ProntoSIL Spheribond ODS2 5µm | C18 | 300 | 4.6 | 5 | 80 | L1 | fully | HPLC Column | SS | 300 x 4,6 mm
Spherisorb clone | 01P4D181SB050 | BISCHOFF ProntoSIL Spheribond ODS2 5µm | C18 | 14 | 4 | 5 | 80 | L1 | fully | HPLC Column | PEEK | 14 x 4,0 mm
Spherisorb clone | A2P4D181SB050 | BISCHOFF ProntoSIL Spheribond ODS2 5µm | C18 | 20 | 4 | 5 | 80 | L1 | fully | HPLC Column | PEEK | 20 x 4,0 mm
Spherisorb clone | 02P4D181SB050 | BISCHOFF ProntoSIL Spheribond ODS2 5µm | C18 | 25 | 4 | 5 | 80 | L1 | fully | HPLC Column | PEEK | 25 x 4,0 mm
Spherisorb clone | 03P4D181SB050 | BISCHOFF ProntoSIL Spheribond ODS2 5µm | C18 | 30 | 4 | 5 | 80 | L1 | fully | HPLC Column | PEEK | 30 x 4,0 mm
Spherisorb clone | 04P4D181SB050 | BISCHOFF ProntoSIL Spheribond ODS2 5µm | C18 | 33 | 4 | 5 | 80 | L1 | fully | HPLC Column | PEEK | 33 x 4,0 mm
Spherisorb clone | A4P4D181SB050 | BISCHOFF ProntoSIL Spheribond ODS2 5µm | C18 | 40 | 4 | 5 | 80 | L1 | fully | HPLC Column | PEEK | 40 x 4,0 mm
Spherisorb clone | 05P4D181SB050 | BISCHOFF ProntoSIL Spheribond ODS2 5µm | C18 | 50 | 4 | 5 | 80 | L1 | fully | HPLC Column | PEEK | 50 x 4,0 mm
Spherisorb clone | 06P4D181SB050 | BISCHOFF ProntoSIL Spheribond ODS2 5µm | C18 | 53 | 4 | 5 | 80 | L1 | fully | HPLC Column | PEEK | 53 x 4,0 mm
Spherisorb clone | A6P4D181SB050 | BISCHOFF ProntoSIL Spheribond ODS2 5µm | C18 | 60 | 4 | 5 | 80 | L1 | fully | HPLC Column | PEEK | 60 x 4,0 mm
Spherisorb clone | 07P4D181SB050 | BISCHOFF ProntoSIL Spheribond ODS2 5µm | C18 | 75 | 4 | 5 | 80 | L1 | fully | HPLC Column | PEEK | 75 x 4,0 mm
Spherisorb clone | 10P4D181SB050 | BISCHOFF ProntoSIL Spheribond ODS2 5µm | C18 | 100 | 4 | 5 | 80 | L1 | fully | HPLC Column | PEEK | 100 x 4,0 mm
Spherisorb clone | 12P4D181SB050 | BISCHOFF ProntoSIL Spheribond ODS2 5µm | C18 | 125 | 4 | 5 | 80 | L1 | fully | HPLC Column | PEEK | 125 x 4,0 mm
Spherisorb clone | 15P4D181SB050 | BISCHOFF ProntoSIL Spheribond ODS2 5µm | C18 | 150 | 4 | 5 | 80 | L1 | fully | HPLC Column | PEEK | 150 x 4,0 mm
Spherisorb clone | 20P4D181SB050 | BISCHOFF ProntoSIL Spheribond ODS2 5µm | C18 | 200 | 4 | 5 | 80 | L1 | fully | HPLC Column | PEEK | 200 x 4,0 mm
Spherisorb clone | 25P4D181SB050 | BISCHOFF ProntoSIL Spheribond ODS2 5µm | C18 | 250 | 4 | 5 | 80 | L1 | fully | HPLC Column | PEEK | 250 x 4,0 mm
Spherisorb clone | 30P4D181SB050 | BISCHOFF ProntoSIL Spheribond ODS2 5µm | C18 | 300 | 4 | 5 | 80 | L1 | fully | HPLC Column | PEEK | 300 x 4,0 mm
Spherisorb clone | 6305D181SB050 | BISCHOFF ProntoSIL Spheribond ODS2 5µm | C18 | 5 | 4 | 5 | 80 | L1 | fully | Cartridges (5 pcs.) | SS | 5 x 4,0 mm
Spherisorb clone | 6301D181SB050 | BISCHOFF ProntoSIL Spheribond ODS2 5µm | C18 | 10 | 4 | 5 | 80 | L1 | fully | Cartridges (5 pcs.) | SS | 10 x 4,0 mm
Spherisorb clone | 6302D181SB050 | BISCHOFF ProntoSIL Spheribond ODS2 5µm | C18 | 20 | 4 | 5 | 80 | L1 | fully | Cartridges (5 pcs.) | SS | 20 x 4,0 mm
Spherisorb clone | 63P1D181SB050 | BISCHOFF ProntoSIL Spheribond ODS2 5µm | C18 | 10 | 4 | 5 | 80 | L1 | fully | Cartridges (5 pcs.) | PEEK | 10 x 4,0 mm
Spherisorb clone | 63P2D181SB050 | BISCHOFF ProntoSIL Spheribond ODS2 5µm | C18 | 20 | 4 | 5 | 80 | L1 | fully | Cartridges (5 pcs.) | PEEK | 20 x 4,0 mm
Spherisorb clone | 6335D181SB050 | BISCHOFF ProntoSIL Spheribond ODS2 5µm | C18 | 5 | 3 | 5 | 80 | L1 | fully | Cartridges (5 pcs.) | SS | 5 x 3,0 mm
Spherisorb clone | 6331D181SB050 | BISCHOFF ProntoSIL Spheribond ODS2 5µm | C18 | 10 | 3 | 5 | 80 | L1 | fully | Cartridges (5 pcs.) | SS | 10 x 3,0 mm
Spherisorb clone | 6332D181SB050 | BISCHOFF ProntoSIL Spheribond ODS2 5µm | C18 | 20 | 3 | 5 | 80 | L1 | fully | Cartridges (5 pcs.) | SS | 20 x 3,0 mm
Spherisorb clone | 6325D181SB050 | BISCHOFF ProntoSIL Spheribond ODS2 5µm | C18 | 5 | 2 | 5 | 80 | L1 | fully | Cartridges (5 pcs.) | SS | 5 x 2,0 mm
Spherisorb clone | 6321D181SB050 | BISCHOFF ProntoSIL Spheribond ODS2 5µm | C18 | 10 | 2 | 5 | 80 | L1 | fully | Cartridges (5 pcs.) | SS | 10 x 2,0 mm
Spherisorb clone | 6322D181SB050 | BISCHOFF ProntoSIL Spheribond ODS2 5µm | C18 | 20 | 2 | 5 | 80 | L1 | fully | Cartridges (5 pcs.) | SS | 20 x 2,0 mm
Spherisorb clone | 0102D181SB100 | BISCHOFF ProntoSIL Spheribond ODS2 10µm | C18 | 14 | 2 | 10 | 80 | L1 | fully | HPLC Column | SS | 14 x 2,0 mm
Spherisorb clone | 0103D181SB100 | BISCHOFF ProntoSIL Spheribond ODS2 10µm | C18 | 14 | 3 | 10 | 80 | L1 | fully | HPLC Column | SS | 14 x 3,0 mm
Spherisorb clone | 0104D181SB100 | BISCHOFF ProntoSIL Spheribond ODS2 10µm | C18 | 14 | 4 | 10 | 80 | L1 | fully | HPLC Column | SS | 14 x 4,0 mm
Spherisorb clone | 0146D181SB100 | BISCHOFF ProntoSIL Spheribond ODS2 10µm | C18 | 14 | 4.6 | 10 | 80 | L1 | fully | HPLC Column | SS | 14 x 4,6 mm
Spherisorb clone | A202D181SB100 | BISCHOFF ProntoSIL Spheribond ODS2 10µm | C18 | 20 | 2 | 10 | 80 | L1 | fully | HPLC Column | SS | 20 x 2,0 mm
Spherisorb clone | A203D181SB100 | BISCHOFF ProntoSIL Spheribond ODS2 10µm | C18 | 20 | 3 | 10 | 80 | L1 | fully | HPLC Column | SS | 20 x 3,0 mm
Spherisorb clone | A204D181SB100 | BISCHOFF ProntoSIL Spheribond ODS2 10µm | C18 | 20 | 4 | 10 | 80 | L1 | fully | HPLC Column | SS | 20 x 4,0 mm
Spherisorb clone | A246D181SB100 | BISCHOFF ProntoSIL Spheribond ODS2 10µm | C18 | 20 | 4.6 | 10 | 80 | L1 | fully | HPLC Column | SS | 20 x 4,6 mm
Spherisorb clone | 0202D181SB100 | BISCHOFF ProntoSIL Spheribond ODS2 10µm | C18 | 25 | 2 | 10 | 80 | L1 | fully | HPLC Column | SS | 25 x 2,0 mm
Spherisorb clone | 0203D181SB100 | BISCHOFF ProntoSIL Spheribond ODS2 10µm | C18 | 25 | 3 | 10 | 80 | L1 | fully | HPLC Column | SS | 25 x 3,0 mm
Spherisorb clone | 0204D181SB100 | BISCHOFF ProntoSIL Spheribond ODS2 10µm | C18 | 25 | 4 | 10 | 80 | L1 | fully | HPLC Column | SS | 25 x 4,0 mm
Spherisorb clone | 0246D181SB100 | BISCHOFF ProntoSIL Spheribond ODS2 10µm | C18 | 25 | 4.6 | 10 | 80 | L1 | fully | HPLC Column | SS | 25 x 4,6 mm
Spherisorb clone | 0302D181SB100 | BISCHOFF ProntoSIL Spheribond ODS2 10µm | C18 | 30 | 2 | 10 | 80 | L1 | fully | HPLC Column | SS | 30 x 2,0 mm
Spherisorb clone | 0303D181SB100 | BISCHOFF ProntoSIL Spheribond ODS2 10µm | C18 | 30 | 3 | 10 | 80 | L1 | fully | HPLC Column | SS | 30 x 3,0 mm
Spherisorb clone | 0304D181SB100 | BISCHOFF ProntoSIL Spheribond ODS2 10µm | C18 | 30 | 4 | 10 | 80 | L1 | fully | HPLC Column | SS | 30 x 4,0 mm
Spherisorb clone | 0346D181SB100 | BISCHOFF ProntoSIL Spheribond ODS2 10µm | C18 | 30 | 4.6 | 10 | 80 | L1 | fully | HPLC Column | SS | 30 x 4,6 mm
Spherisorb clone | 0402D181SB100 | BISCHOFF ProntoSIL Spheribond ODS2 10µm | C18 | 33 | 2 | 10 | 80 | L1 | fully | HPLC Column | SS | 33 x 2,0 mm
Spherisorb clone | 0403D181SB100 | BISCHOFF ProntoSIL Spheribond ODS2 10µm | C18 | 33 | 3 | 10 | 80 | L1 | fully | HPLC Column | SS | 33 x 3,0 mm
Spherisorb clone | 0404D181SB100 | BISCHOFF ProntoSIL Spheribond ODS2 10µm | C18 | 33 | 4 | 10 | 80 | L1 | fully | HPLC Column | SS | 33 x 4,0 mm
Spherisorb clone | 0446D181SB100 | BISCHOFF ProntoSIL Spheribond ODS2 10µm | C18 | 33 | 4.6 | 10 | 80 | L1 | fully | HPLC Column | SS | 33 x 4,6 mm
Spherisorb clone | A402D181SB100 | BISCHOFF ProntoSIL Spheribond ODS2 10µm | C18 | 40 | 2 | 10 | 80 | L1 | fully | HPLC Column | SS | 40 x 2,0 mm
Spherisorb clone | A403D181SB100 | BISCHOFF ProntoSIL Spheribond ODS2 10µm | C18 | 40 | 3 | 10 | 80 | L1 | fully | HPLC Column | SS | 40 x 3,0 mm
Spherisorb clone | A404D181SB100 | BISCHOFF ProntoSIL Spheribond ODS2 10µm | C18 | 40 | 4 | 10 | 80 | L1 | fully | HPLC Column | SS | 40 x 4,0 mm
Spherisorb clone | A446D181SB100 | BISCHOFF ProntoSIL Spheribond ODS2 10µm | C18 | 40 | 4.6 | 10 | 80 | L1 | fully | HPLC Column | SS | 40 x 4,6 mm
Spherisorb clone | 0502D181SB100 | BISCHOFF ProntoSIL Spheribond ODS2 10µm | C18 | 50 | 2 | 10 | 80 | L1 | fully | HPLC Column | SS | 50 x 2,0 mm
Spherisorb clone | 0503D181SB100 | BISCHOFF ProntoSIL Spheribond ODS2 10µm | C18 | 50 | 3 | 10 | 80 | L1 | fully | HPLC Column | SS | 50 x 3,0 mm
Spherisorb clone | 0504D181SB100 | BISCHOFF ProntoSIL Spheribond ODS2 10µm | C18 | 50 | 4 | 10 | 80 | L1 | fully | HPLC Column | SS | 50 x 4,0 mm
Spherisorb clone | 0546D181SB100 | BISCHOFF ProntoSIL Spheribond ODS2 10µm | C18 | 50 | 4.6 | 10 | 80 | L1 | fully | HPLC Column | SS | 50 x 4,6 mm
Spherisorb clone | 0602D181SB100 | BISCHOFF ProntoSIL Spheribond ODS2 10µm | C18 | 53 | 2 | 10 | 80 | L1 | fully | HPLC Column | SS | 53 x 2,0 mm
Spherisorb clone | 0603D181SB100 | BISCHOFF ProntoSIL Spheribond ODS2 10µm | C18 | 53 | 3 | 10 | 80 | L1 | fully | HPLC Column | SS | 53 x 3,0 mm
Spherisorb clone | 0604D181SB100 | BISCHOFF ProntoSIL Spheribond ODS2 10µm | C18 | 53 | 4 | 10 | 80 | L1 | fully | HPLC Column | SS | 53 x 4,0 mm
Spherisorb clone | 0646D181SB100 | BISCHOFF ProntoSIL Spheribond ODS2 10µm | C18 | 53 | 4.6 | 10 | 80 | L1 | fully | HPLC Column | SS | 53 x 4,6 mm
Spherisorb clone | A602D181SB100 | BISCHOFF ProntoSIL Spheribond ODS2 10µm | C18 | 60 | 2 | 10 | 80 | L1 | fully | HPLC Column | SS | 60 x 2,0 mm
Spherisorb clone | A603D181SB100 | BISCHOFF ProntoSIL Spheribond ODS2 10µm | C18 | 60 | 3 | 10 | 80 | L1 | fully | HPLC Column | SS | 60 x 3,0 mm
Spherisorb clone | A604D181SB100 | BISCHOFF ProntoSIL Spheribond ODS2 10µm | C18 | 60 | 4 | 10 | 80 | L1 | fully | HPLC Column | SS | 60 x 4,0 mm
Spherisorb clone | A646D181SB100 | BISCHOFF ProntoSIL Spheribond ODS2 10µm | C18 | 60 | 4.6 | 10 | 80 | L1 | fully | HPLC Column | SS | 60 x 4,6 mm
Spherisorb clone | 0702D181SB100 | BISCHOFF ProntoSIL Spheribond ODS2 10µm | C18 | 75 | 2 | 10 | 80 | L1 | fully | HPLC Column | SS | 75 x 2,0 mm
Spherisorb clone | 0703D181SB100 | BISCHOFF ProntoSIL Spheribond ODS2 10µm | C18 | 75 | 3 | 10 | 80 | L1 | fully | HPLC Column | SS | 75 x 3,0 mm
Spherisorb clone | 0704D181SB100 | BISCHOFF ProntoSIL Spheribond ODS2 10µm | C18 | 75 | 4 | 10 | 80 | L1 | fully | HPLC Column | SS | 75 x 4,0 mm
Spherisorb clone | 0746D181SB100 | BISCHOFF ProntoSIL Spheribond ODS2 10µm | C18 | 75 | 4.6 | 10 | 80 | L1 | fully | HPLC Column | SS | 75 x 4,6 mm
Spherisorb clone | 1002D181SB100 | BISCHOFF ProntoSIL Spheribond ODS2 10µm | C18 | 100 | 2 | 10 | 80 | L1 | fully | HPLC Column | SS | 100 x 2,0 mm
Spherisorb clone | 1003D181SB100 | BISCHOFF ProntoSIL Spheribond ODS2 10µm | C18 | 100 | 3 | 10 | 80 | L1 | fully | HPLC Column | SS | 100 x 3,0 mm
Spherisorb clone | 1004D181SB100 | BISCHOFF ProntoSIL Spheribond ODS2 10µm | C18 | 100 | 4 | 10 | 80 | L1 | fully | HPLC Column | SS | 100 x 4,0 mm
Spherisorb clone | 1046D181SB100 | BISCHOFF ProntoSIL Spheribond ODS2 10µm | C18 | 100 | 4.6 | 10 | 80 | L1 | fully | HPLC Column | SS | 100 x 4,6 mm
Spherisorb clone | 1202D181SB100 | BISCHOFF ProntoSIL Spheribond ODS2 10µm | C18 | 125 | 2 | 10 | 80 | L1 | fully | HPLC Column | SS | 125 x 2,0 mm
Spherisorb clone | 1203D181SB100 | BISCHOFF ProntoSIL Spheribond ODS2 10µm | C18 | 125 | 3 | 10 | 80 | L1 | fully | HPLC Column | SS | 125 x 3,0 mm
Spherisorb clone | 1204D181SB100 | BISCHOFF ProntoSIL Spheribond ODS2 10µm | C18 | 125 | 4 | 10 | 80 | L1 | fully | HPLC Column | SS | 125 x 4,0 mm
Spherisorb clone | 1246D181SB100 | BISCHOFF ProntoSIL Spheribond ODS2 10µm | C18 | 125 | 4.6 | 10 | 80 | L1 | fully | HPLC Column | SS | 125 x 4,6 mm
Spherisorb clone | 1502D181SB100 | BISCHOFF ProntoSIL Spheribond ODS2 10µm | C18 | 150 | 2 | 10 | 80 | L1 | fully | HPLC Column | SS | 150 x 2,0 mm
Spherisorb clone | 1503D181SB100 | BISCHOFF ProntoSIL Spheribond ODS2 10µm | C18 | 150 | 3 | 10 | 80 | L1 | fully | HPLC Column | SS | 150 x 3,0 mm
Spherisorb clone | 1504D181SB100 | BISCHOFF ProntoSIL Spheribond ODS2 10µm | C18 | 150 | 4 | 10 | 80 | L1 | fully | HPLC Column | SS | 150 x 4,0 mm
Spherisorb clone | 1546D181SB100 | BISCHOFF ProntoSIL Spheribond ODS2 10µm | C18 | 150 | 4.6 | 10 | 80 | L1 | fully | HPLC Column | SS | 150 x 4,6 mm
Spherisorb clone | 2002D181SB100 | BISCHOFF ProntoSIL Spheribond ODS2 10µm | C18 | 200 | 2 | 10 | 80 | L1 | fully | HPLC Column | SS | 200 x 2,0 mm
Spherisorb clone | 2003D181SB100 | BISCHOFF ProntoSIL Spheribond ODS2 10µm | C18 | 200 | 3 | 10 | 80 | L1 | fully | HPLC Column | SS | 200 x 3,0 mm
Spherisorb clone | 2004D181SB100 | BISCHOFF ProntoSIL Spheribond ODS2 10µm | C18 | 200 | 4 | 10 | 80 | L1 | fully | HPLC Column | SS | 200 x 4,0 mm
Spherisorb clone | 2046D181SB100 | BISCHOFF ProntoSIL Spheribond ODS2 10µm | C18 | 200 | 4.6 | 10 | 80 | L1 | fully | HPLC Column | SS | 200 x 4,6 mm
Spherisorb clone | 2502D181SB100 | BISCHOFF ProntoSIL Spheribond ODS2 10µm | C18 | 250 | 2 | 10 | 80 | L1 | fully | HPLC Column | SS | 250 x 2,0 mm
Spherisorb clone | 2503D181SB100 | BISCHOFF ProntoSIL Spheribond ODS2 10µm | C18 | 250 | 3 | 10 | 80 | L1 | fully | HPLC Column | SS | 250 x 3,0 mm
Spherisorb clone | 2504D181SB100 | BISCHOFF ProntoSIL Spheribond ODS2 10µm | C18 | 250 | 4 | 10 | 80 | L1 | fully | HPLC Column | SS | 250 x 4,0 mm
Spherisorb clone | 2546D181SB100 | BISCHOFF ProntoSIL Spheribond ODS2 10µm | C18 | 250 | 4.6 | 10 | 80 | L1 | fully | HPLC Column | SS | 250 x 4,6 mm
Spherisorb clone | 3002D181SB100 | BISCHOFF ProntoSIL Spheribond ODS2 10µm | C18 | 300 | 2 | 10 | 80 | L1 | fully | HPLC Column | SS | 300 x 2,0 mm
Spherisorb clone | 3003D181SB100 | BISCHOFF ProntoSIL Spheribond ODS2 10µm | C18 | 300 | 3 | 10 | 80 | L1 | fully | HPLC Column | SS | 300 x 3,0 mm
Spherisorb clone | 3004D181SB100 | BISCHOFF ProntoSIL Spheribond ODS2 10µm | C18 | 300 | 4 | 10 | 80 | L1 | fully | HPLC Column | SS | 300 x 4,0 mm
Spherisorb clone | 3046D181SB100 | BISCHOFF ProntoSIL Spheribond ODS2 10µm | C18 | 300 | 4.6 | 10 | 80 | L1 | fully | HPLC Column | SS | 300 x 4,6 mm
Spherisorb clone | 01P4D181SB100 | BISCHOFF ProntoSIL Spheribond ODS2 10µm | C18 | 14 | 4 | 10 | 80 | L1 | fully | HPLC Column | PEEK | 14 x 4,0 mm
Spherisorb clone | A2P4D181SB100 | BISCHOFF ProntoSIL Spheribond ODS2 10µm | C18 | 20 | 4 | 10 | 80 | L1 | fully | HPLC Column | PEEK | 20 x 4,0 mm
Spherisorb clone | 02P4D181SB100 | BISCHOFF ProntoSIL Spheribond ODS2 10µm | C18 | 25 | 4 | 10 | 80 | L1 | fully | HPLC Column | PEEK | 25 x 4,0 mm
Spherisorb clone | 03P4D181SB100 | BISCHOFF ProntoSIL Spheribond ODS2 10µm | C18 | 30 | 4 | 10 | 80 | L1 | fully | HPLC Column | PEEK | 30 x 4,0 mm
Spherisorb clone | 04P4D181SB100 | BISCHOFF ProntoSIL Spheribond ODS2 10µm | C18 | 33 | 4 | 10 | 80 | L1 | fully | HPLC Column | PEEK | 33 x 4,0 mm
Spherisorb clone | A4P4D181SB100 | BISCHOFF ProntoSIL Spheribond ODS2 10µm | C18 | 40 | 4 | 10 | 80 | L1 | fully | HPLC Column | PEEK | 40 x 4,0 mm
Spherisorb clone | 05P4D181SB100 | BISCHOFF ProntoSIL Spheribond ODS2 10µm | C18 | 50 | 4 | 10 | 80 | L1 | fully | HPLC Column | PEEK | 50 x 4,0 mm
Spherisorb clone | 06P4D181SB100 | BISCHOFF ProntoSIL Spheribond ODS2 10µm | C18 | 53 | 4 | 10 | 80 | L1 | fully | HPLC Column | PEEK | 53 x 4,0 mm
Spherisorb clone | A6P4D181SB100 | BISCHOFF ProntoSIL Spheribond ODS2 10µm | C18 | 60 | 4 | 10 | 80 | L1 | fully | HPLC Column | PEEK | 60 x 4,0 mm
Spherisorb clone | 07P4D181SB100 | BISCHOFF ProntoSIL Spheribond ODS2 10µm | C18 | 75 | 4 | 10 | 80 | L1 | fully | HPLC Column | PEEK | 75 x 4,0 mm
Spherisorb clone | 10P4D181SB100 | BISCHOFF ProntoSIL Spheribond ODS2 10µm | C18 | 100 | 4 | 10 | 80 | L1 | fully | HPLC Column | PEEK | 100 x 4,0 mm
Spherisorb clone | 12P4D181SB100 | BISCHOFF ProntoSIL Spheribond ODS2 10µm | C18 | 125 | 4 | 10 | 80 | L1 | fully | HPLC Column | PEEK | 125 x 4,0 mm
Spherisorb clone | 15P4D181SB100 | BISCHOFF ProntoSIL Spheribond ODS2 10µm | C18 | 150 | 4 | 10 | 80 | L1 | fully | HPLC Column | PEEK | 150 x 4,0 mm
Spherisorb clone | 20P4D181SB100 | BISCHOFF ProntoSIL Spheribond ODS2 10µm | C18 | 200 | 4 | 10 | 80 | L1 | fully | HPLC Column | PEEK | 200 x 4,0 mm
Spherisorb clone | 25P4D181SB100 | BISCHOFF ProntoSIL Spheribond ODS2 10µm | C18 | 250 | 4 | 10 | 80 | L1 | fully | HPLC Column | PEEK | 250 x 4,0 mm
Spherisorb clone | 30P4D181SB100 | BISCHOFF ProntoSIL Spheribond ODS2 10µm | C18 | 300 | 4 | 10 | 80 | L1 | fully | HPLC Column | PEEK | 300 x 4,0 mm
Spherisorb clone | 6305D181SB100 | BISCHOFF ProntoSIL Spheribond ODS2 10µm | C18 | 5 | 4 | 10 | 80 | L1 | fully | Cartridges (5 pcs.) | SS | 5 x 4,0 mm
Spherisorb clone | 6301D181SB100 | BISCHOFF ProntoSIL Spheribond ODS2 10µm | C18 | 10 | 4 | 10 | 80 | L1 | fully | Cartridges (5 pcs.) | SS | 10 x 4,0 mm
Spherisorb clone | 6302D181SB100 | BISCHOFF ProntoSIL Spheribond ODS2 10µm | C18 | 20 | 4 | 10 | 80 | L1 | fully | Cartridges (5 pcs.) | SS | 20 x 4,0 mm
Spherisorb clone | 63P1D181SB100 | BISCHOFF ProntoSIL Spheribond ODS2 10µm | C18 | 10 | 4 | 10 | 80 | L1 | fully | Cartridges (5 pcs.) | PEEK | 10 x 4,0 mm
Spherisorb clone | 63P2D181SB100 | BISCHOFF ProntoSIL Spheribond ODS2 10µm | C18 | 20 | 4 | 10 | 80 | L1 | fully | Cartridges (5 pcs.) | PEEK | 20 x 4,0 mm
Spherisorb clone | 6335D181SB100 | BISCHOFF ProntoSIL Spheribond ODS2 10µm | C18 | 5 | 3 | 10 | 80 | L1 | fully | Cartridges (5 pcs.) | SS | 5 x 3,0 mm
Spherisorb clone | 6331D181SB100 | BISCHOFF ProntoSIL Spheribond ODS2 10µm | C18 | 10 | 3 | 10 | 80 | L1 | fully | Cartridges (5 pcs.) | SS | 10 x 3,0 mm
Spherisorb clone | 6332D181SB100 | BISCHOFF ProntoSIL Spheribond ODS2 10µm | C18 | 20 | 3 | 10 | 80 | L1 | fully | Cartridges (5 pcs.) | SS | 20 x 3,0 mm
Spherisorb clone | 6325D181SB100 | BISCHOFF ProntoSIL Spheribond ODS2 10µm | C18 | 5 | 2 | 10 | 80 | L1 | fully | Cartridges (5 pcs.) | SS | 5 x 2,0 mm
Spherisorb clone | 6321D181SB100 | BISCHOFF ProntoSIL Spheribond ODS2 10µm | C18 | 10 | 2 | 10 | 80 | L1 | fully | Cartridges (5 pcs.) | SS | 10 x 2,0 mm
Spherisorb clone | 6322D181SB100 | BISCHOFF ProntoSIL Spheribond ODS2 10µm | C18 | 20 | 2 | 10 | 80 | L1 | fully | Cartridges (5 pcs.) | SS | 20 x 2,0 mm
Spherisorb clone | 0102D080SB030 | BISCHOFF ProntoSIL Spheribond Octyl 3µm | C8 | 14 | 2 | 3 | 80 | L7 | partially | HPLC Column | SS | 14 x 2,0 mm
Spherisorb clone | 0103D080SB030 | BISCHOFF ProntoSIL Spheribond Octyl 3µm | C8 | 14 | 3 | 3 | 80 | L7 | partially | HPLC Column | SS | 14 x 3,0 mm
Spherisorb clone | 0104D080SB030 | BISCHOFF ProntoSIL Spheribond Octyl 3µm | C8 | 14 | 4 | 3 | 80 | L7 | partially | HPLC Column | SS | 14 x 4,0 mm
Spherisorb clone | 0146D080SB030 | BISCHOFF ProntoSIL Spheribond Octyl 3µm | C8 | 14 | 4.6 | 3 | 80 | L7 | partially | HPLC Column | SS | 14 x 4,6 mm
Spherisorb clone | A202D080SB030 | BISCHOFF ProntoSIL Spheribond Octyl 3µm | C8 | 20 | 2 | 3 | 80 | L7 | partially | HPLC Column | SS | 20 x 2,0 mm
Spherisorb clone | A203D080SB030 | BISCHOFF ProntoSIL Spheribond Octyl 3µm | C8 | 20 | 3 | 3 | 80 | L7 | partially | HPLC Column | SS | 20 x 3,0 mm
Spherisorb clone | A204D080SB030 | BISCHOFF ProntoSIL Spheribond Octyl 3µm | C8 | 20 | 4 | 3 | 80 | L7 | partially | HPLC Column | SS | 20 x 4,0 mm
Spherisorb clone | A246D080SB030 | BISCHOFF ProntoSIL Spheribond Octyl 3µm | C8 | 20 | 4.6 | 3 | 80 | L7 | partially | HPLC Column | SS | 20 x 4,6 mm
Spherisorb clone | 0202D080SB030 | BISCHOFF ProntoSIL Spheribond Octyl 3µm | C8 | 25 | 2 | 3 | 80 | L7 | partially | HPLC Column | SS | 25 x 2,0 mm
Spherisorb clone | 0203D080SB030 | BISCHOFF ProntoSIL Spheribond Octyl 3µm | C8 | 25 | 3 | 3 | 80 | L7 | partially | HPLC Column | SS | 25 x 3,0 mm
Spherisorb clone | 0204D080SB030 | BISCHOFF ProntoSIL Spheribond Octyl 3µm | C8 | 25 | 4 | 3 | 80 | L7 | partially | HPLC Column | SS | 25 x 4,0 mm
Spherisorb clone | 0246D080SB030 | BISCHOFF ProntoSIL Spheribond Octyl 3µm | C8 | 25 | 4.6 | 3 | 80 | L7 | partially | HPLC Column | SS | 25 x 4,6 mm
Spherisorb clone | 0302D080SB030 | BISCHOFF ProntoSIL Spheribond Octyl 3µm | C8 | 30 | 2 | 3 | 80 | L7 | partially | HPLC Column | SS | 30 x 2,0 mm
Spherisorb clone | 0303D080SB030 | BISCHOFF ProntoSIL Spheribond Octyl 3µm | C8 | 30 | 3 | 3 | 80 | L7 | partially | HPLC Column | SS | 30 x 3,0 mm
Spherisorb clone | 0304D080SB030 | BISCHOFF ProntoSIL Spheribond Octyl 3µm | C8 | 30 | 4 | 3 | 80 | L7 | partially | HPLC Column | SS | 30 x 4,0 mm
Spherisorb clone | 0346D080SB030 | BISCHOFF ProntoSIL Spheribond Octyl 3µm | C8 | 30 | 4.6 | 3 | 80 | L7 | partially | HPLC Column | SS | 30 x 4,6 mm
Spherisorb clone | 0402D080SB030 | BISCHOFF ProntoSIL Spheribond Octyl 3µm | C8 | 33 | 2 | 3 | 80 | L7 | partially | HPLC Column | SS | 33 x 2,0 mm
Spherisorb clone | 0403D080SB030 | BISCHOFF ProntoSIL Spheribond Octyl 3µm | C8 | 33 | 3 | 3 | 80 | L7 | partially | HPLC Column | SS | 33 x 3,0 mm
Spherisorb clone | 0404D080SB030 | BISCHOFF ProntoSIL Spheribond Octyl 3µm | C8 | 33 | 4 | 3 | 80 | L7 | partially | HPLC Column | SS | 33 x 4,0 mm
Spherisorb clone | 0446D080SB030 | BISCHOFF ProntoSIL Spheribond Octyl 3µm | C8 | 33 | 4.6 | 3 | 80 | L7 | partially | HPLC Column | SS | 33 x 4,6 mm
Spherisorb clone | A402D080SB030 | BISCHOFF ProntoSIL Spheribond Octyl 3µm | C8 | 40 | 2 | 3 | 80 | L7 | partially | HPLC Column | SS | 40 x 2,0 mm
Spherisorb clone | A403D080SB030 | BISCHOFF ProntoSIL Spheribond Octyl 3µm | C8 | 40 | 3 | 3 | 80 | L7 | partially | HPLC Column | SS | 40 x 3,0 mm
Spherisorb clone | A404D080SB030 | BISCHOFF ProntoSIL Spheribond Octyl 3µm | C8 | 40 | 4 | 3 | 80 | L7 | partially | HPLC Column | SS | 40 x 4,0 mm
Spherisorb clone | A446D080SB030 | BISCHOFF ProntoSIL Spheribond Octyl 3µm | C8 | 40 | 4.6 | 3 | 80 | L7 | partially | HPLC Column | SS | 40 x 4,6 mm
Spherisorb clone | 0502D080SB030 | BISCHOFF ProntoSIL Spheribond Octyl 3µm | C8 | 50 | 2 | 3 | 80 | L7 | partially | HPLC Column | SS | 50 x 2,0 mm
Spherisorb clone | 0503D080SB030 | BISCHOFF ProntoSIL Spheribond Octyl 3µm | C8 | 50 | 3 | 3 | 80 | L7 | partially | HPLC Column | SS | 50 x 3,0 mm
Spherisorb clone | 0504D080SB030 | BISCHOFF ProntoSIL Spheribond Octyl 3µm | C8 | 50 | 4 | 3 | 80 | L7 | partially | HPLC Column | SS | 50 x 4,0 mm
Spherisorb clone | 0546D080SB030 | BISCHOFF ProntoSIL Spheribond Octyl 3µm | C8 | 50 | 4.6 | 3 | 80 | L7 | partially | HPLC Column | SS | 50 x 4,6 mm
Spherisorb clone | 0602D080SB030 | BISCHOFF ProntoSIL Spheribond Octyl 3µm | C8 | 53 | 2 | 3 | 80 | L7 | partially | HPLC Column | SS | 53 x 2,0 mm
Spherisorb clone | 0603D080SB030 | BISCHOFF ProntoSIL Spheribond Octyl 3µm | C8 | 53 | 3 | 3 | 80 | L7 | partially | HPLC Column | SS | 53 x 3,0 mm
Spherisorb clone | 0604D080SB030 | BISCHOFF ProntoSIL Spheribond Octyl 3µm | C8 | 53 | 4 | 3 | 80 | L7 | partially | HPLC Column | SS | 53 x 4,0 mm
Spherisorb clone | 0646D080SB030 | BISCHOFF ProntoSIL Spheribond Octyl 3µm | C8 | 53 | 4.6 | 3 | 80 | L7 | partially | HPLC Column | SS | 53 x 4,6 mm
Spherisorb clone | A602D080SB030 | BISCHOFF ProntoSIL Spheribond Octyl 3µm | C8 | 60 | 2 | 3 | 80 | L7 | partially | HPLC Column | SS | 60 x 2,0 mm
Spherisorb clone | A603D080SB030 | BISCHOFF ProntoSIL Spheribond Octyl 3µm | C8 | 60 | 3 | 3 | 80 | L7 | partially | HPLC Column | SS | 60 x 3,0 mm
Spherisorb clone | A604D080SB030 | BISCHOFF ProntoSIL Spheribond Octyl 3µm | C8 | 60 | 4 | 3 | 80 | L7 | partially | HPLC Column | SS | 60 x 4,0 mm
Spherisorb clone | A646D080SB030 | BISCHOFF ProntoSIL Spheribond Octyl 3µm | C8 | 60 | 4.6 | 3 | 80 | L7 | partially | HPLC Column | SS | 60 x 4,6 mm
Spherisorb clone | 0702D080SB030 | BISCHOFF ProntoSIL Spheribond Octyl 3µm | C8 | 75 | 2 | 3 | 80 | L7 | partially | HPLC Column | SS | 75 x 2,0 mm
Spherisorb clone | 0703D080SB030 | BISCHOFF ProntoSIL Spheribond Octyl 3µm | C8 | 75 | 3 | 3 | 80 | L7 | partially | HPLC Column | SS | 75 x 3,0 mm
Spherisorb clone | 0704D080SB030 | BISCHOFF ProntoSIL Spheribond Octyl 3µm | C8 | 75 | 4 | 3 | 80 | L7 | partially | HPLC Column | SS | 75 x 4,0 mm
Spherisorb clone | 0746D080SB030 | BISCHOFF ProntoSIL Spheribond Octyl 3µm | C8 | 75 | 4.6 | 3 | 80 | L7 | partially | HPLC Column | SS | 75 x 4,6 mm
Spherisorb clone | 1002D080SB030 | BISCHOFF ProntoSIL Spheribond Octyl 3µm | C8 | 100 | 2 | 3 | 80 | L7 | partially | HPLC Column | SS | 100 x 2,0 mm
Spherisorb clone | 1003D080SB030 | BISCHOFF ProntoSIL Spheribond Octyl 3µm | C8 | 100 | 3 | 3 | 80 | L7 | partially | HPLC Column | SS | 100 x 3,0 mm
Spherisorb clone | 1004D080SB030 | BISCHOFF ProntoSIL Spheribond Octyl 3µm | C8 | 100 | 4 | 3 | 80 | L7 | partially | HPLC Column | SS | 100 x 4,0 mm
Spherisorb clone | 1046D080SB030 | BISCHOFF ProntoSIL Spheribond Octyl 3µm | C8 | 100 | 4.6 | 3 | 80 | L7 | partially | HPLC Column | SS | 100 x 4,6 mm
Spherisorb clone | 1202D080SB030 | BISCHOFF ProntoSIL Spheribond Octyl 3µm | C8 | 125 | 2 | 3 | 80 | L7 | partially | HPLC Column | SS | 125 x 2,0 mm
Spherisorb clone | 1203D080SB030 | BISCHOFF ProntoSIL Spheribond Octyl 3µm | C8 | 125 | 3 | 3 | 80 | L7 | partially | HPLC Column | SS | 125 x 3,0 mm
Spherisorb clone | 1204D080SB030 | BISCHOFF ProntoSIL Spheribond Octyl 3µm | C8 | 125 | 4 | 3 | 80 | L7 | partially | HPLC Column | SS | 125 x 4,0 mm
Spherisorb clone | 1246D080SB030 | BISCHOFF ProntoSIL Spheribond Octyl 3µm | C8 | 125 | 4.6 | 3 | 80 | L7 | partially | HPLC Column | SS | 125 x 4,6 mm
Spherisorb clone | 1502D080SB030 | BISCHOFF ProntoSIL Spheribond Octyl 3µm | C8 | 150 | 2 | 3 | 80 | L7 | partially | HPLC Column | SS | 150 x 2,0 mm
Spherisorb clone | 1503D080SB030 | BISCHOFF ProntoSIL Spheribond Octyl 3µm | C8 | 150 | 3 | 3 | 80 | L7 | partially | HPLC Column | SS | 150 x 3,0 mm
Spherisorb clone | 1504D080SB030 | BISCHOFF ProntoSIL Spheribond Octyl 3µm | C8 | 150 | 4 | 3 | 80 | L7 | partially | HPLC Column | SS | 150 x 4,0 mm
Spherisorb clone | 1546D080SB030 | BISCHOFF ProntoSIL Spheribond Octyl 3µm | C8 | 150 | 4.6 | 3 | 80 | L7 | partially | HPLC Column | SS | 150 x 4,6 mm
Spherisorb clone | 2002D080SB030 | BISCHOFF ProntoSIL Spheribond Octyl 3µm | C8 | 200 | 2 | 3 | 80 | L7 | partially | HPLC Column | SS | 200 x 2,0 mm
Spherisorb clone | 2003D080SB030 | BISCHOFF ProntoSIL Spheribond Octyl 3µm | C8 | 200 | 3 | 3 | 80 | L7 | partially | HPLC Column | SS | 200 x 3,0 mm
Spherisorb clone | 2004D080SB030 | BISCHOFF ProntoSIL Spheribond Octyl 3µm | C8 | 200 | 4 | 3 | 80 | L7 | partially | HPLC Column | SS | 200 x 4,0 mm
Spherisorb clone | 2046D080SB030 | BISCHOFF ProntoSIL Spheribond Octyl 3µm | C8 | 200 | 4.6 | 3 | 80 | L7 | partially | HPLC Column | SS | 200 x 4,6 mm
Spherisorb clone | 2502D080SB030 | BISCHOFF ProntoSIL Spheribond Octyl 3µm | C8 | 250 | 2 | 3 | 80 | L7 | partially | HPLC Column | SS | 250 x 2,0 mm
Spherisorb clone | 2503D080SB030 | BISCHOFF ProntoSIL Spheribond Octyl 3µm | C8 | 250 | 3 | 3 | 80 | L7 | partially | HPLC Column | SS | 250 x 3,0 mm
Spherisorb clone | 2504D080SB030 | BISCHOFF ProntoSIL Spheribond Octyl 3µm | C8 | 250 | 4 | 3 | 80 | L7 | partially | HPLC Column | SS | 250 x 4,0 mm
Spherisorb clone | 2546D080SB030 | BISCHOFF ProntoSIL Spheribond Octyl 3µm | C8 | 250 | 4.6 | 3 | 80 | L7 | partially | HPLC Column | SS | 250 x 4,6 mm
Spherisorb clone | 3002D080SB030 | BISCHOFF ProntoSIL Spheribond Octyl 3µm | C8 | 300 | 2 | 3 | 80 | L7 | partially | HPLC Column | SS | 300 x 2,0 mm
Spherisorb clone | 3003D080SB030 | BISCHOFF ProntoSIL Spheribond Octyl 3µm | C8 | 300 | 3 | 3 | 80 | L7 | partially | HPLC Column | SS | 300 x 3,0 mm
Spherisorb clone | 3004D080SB030 | BISCHOFF ProntoSIL Spheribond Octyl 3µm | C8 | 300 | 4 | 3 | 80 | L7 | partially | HPLC Column | SS | 300 x 4,0 mm
Spherisorb clone | 3046D080SB030 | BISCHOFF ProntoSIL Spheribond Octyl 3µm | C8 | 300 | 4.6 | 3 | 80 | L7 | partially | HPLC Column | SS | 300 x 4,6 mm
Spherisorb clone | 01P4D080SB030 | BISCHOFF ProntoSIL Spheribond Octyl 3µm | C8 | 14 | 4 | 3 | 80 | L7 | partially | HPLC Column | PEEK | 14 x 4,0 mm
Spherisorb clone | A2P4D080SB030 | BISCHOFF ProntoSIL Spheribond Octyl 3µm | C8 | 20 | 4 | 3 | 80 | L7 | partially | HPLC Column | PEEK | 20 x 4,0 mm
Spherisorb clone | 02P4D080SB030 | BISCHOFF ProntoSIL Spheribond Octyl 3µm | C8 | 25 | 4 | 3 | 80 | L7 | partially | HPLC Column | PEEK | 25 x 4,0 mm
Spherisorb clone | 03P4D080SB030 | BISCHOFF ProntoSIL Spheribond Octyl 3µm | C8 | 30 | 4 | 3 | 80 | L7 | partially | HPLC Column | PEEK | 30 x 4,0 mm
Spherisorb clone | 04P4D080SB030 | BISCHOFF ProntoSIL Spheribond Octyl 3µm | C8 | 33 | 4 | 3 | 80 | L7 | partially | HPLC Column | PEEK | 33 x 4,0 mm
Spherisorb clone | A4P4D080SB030 | BISCHOFF ProntoSIL Spheribond Octyl 3µm | C8 | 40 | 4 | 3 | 80 | L7 | partially | HPLC Column | PEEK | 40 x 4,0 mm
Spherisorb clone | 05P4D080SB030 | BISCHOFF ProntoSIL Spheribond Octyl 3µm | C8 | 50 | 4 | 3 | 80 | L7 | partially | HPLC Column | PEEK | 50 x 4,0 mm
Spherisorb clone | 06P4D080SB030 | BISCHOFF ProntoSIL Spheribond Octyl 3µm | C8 | 53 | 4 | 3 | 80 | L7 | partially | HPLC Column | PEEK | 53 x 4,0 mm
Spherisorb clone | A6P4D080SB030 | BISCHOFF ProntoSIL Spheribond Octyl 3µm | C8 | 60 | 4 | 3 | 80 | L7 | partially | HPLC Column | PEEK | 60 x 4,0 mm
Spherisorb clone | 07P4D080SB030 | BISCHOFF ProntoSIL Spheribond Octyl 3µm | C8 | 75 | 4 | 3 | 80 | L7 | partially | HPLC Column | PEEK | 75 x 4,0 mm
Spherisorb clone | 10P4D080SB030 | BISCHOFF ProntoSIL Spheribond Octyl 3µm | C8 | 100 | 4 | 3 | 80 | L7 | partially | HPLC Column | PEEK | 100 x 4,0 mm
Spherisorb clone | 12P4D080SB030 | BISCHOFF ProntoSIL Spheribond Octyl 3µm | C8 | 125 | 4 | 3 | 80 | L7 | partially | HPLC Column | PEEK | 125 x 4,0 mm
Spherisorb clone | 15P4D080SB030 | BISCHOFF ProntoSIL Spheribond Octyl 3µm | C8 | 150 | 4 | 3 | 80 | L7 | partially | HPLC Column | PEEK | 150 x 4,0 mm
Spherisorb clone | 20P4D080SB030 | BISCHOFF ProntoSIL Spheribond Octyl 3µm | C8 | 200 | 4 | 3 | 80 | L7 | partially | HPLC Column | PEEK | 200 x 4,0 mm
Spherisorb clone | 25P4D080SB030 | BISCHOFF ProntoSIL Spheribond Octyl 3µm | C8 | 250 | 4 | 3 | 80 | L7 | partially | HPLC Column | PEEK | 250 x 4,0 mm
Spherisorb clone | 30P4D080SB030 | BISCHOFF ProntoSIL Spheribond Octyl 3µm | C8 | 300 | 4 | 3 | 80 | L7 | partially | HPLC Column | PEEK | 300 x 4,0 mm
Spherisorb clone | 6305D080SB030 | BISCHOFF ProntoSIL Spheribond Octyl 3µm | C8 | 5 | 4 | 3 | 80 | L7 | partially | Cartridges (5 pcs.) | SS | 5 x 4,0 mm
Spherisorb clone | 6301D080SB030 | BISCHOFF ProntoSIL Spheribond Octyl 3µm | C8 | 10 | 4 | 3 | 80 | L7 | partially | Cartridges (5 pcs.) | SS | 10 x 4,0 mm
Spherisorb clone | 6302D080SB030 | BISCHOFF ProntoSIL Spheribond Octyl 3µm | C8 | 20 | 4 | 3 | 80 | L7 | partially | Cartridges (5 pcs.) | SS | 20 x 4,0 mm
Spherisorb clone | 63P1D080SB030 | BISCHOFF ProntoSIL Spheribond Octyl 3µm | C8 | 10 | 4 | 3 | 80 | L7 | partially | Cartridges (5 pcs.) | PEEK | 10 x 4,0 mm
Spherisorb clone | 63P2D080SB030 | BISCHOFF ProntoSIL Spheribond Octyl 3µm | C8 | 20 | 4 | 3 | 80 | L7 | partially | Cartridges (5 pcs.) | PEEK | 20 x 4,0 mm
Spherisorb clone | 6335D080SB030 | BISCHOFF ProntoSIL Spheribond Octyl 3µm | C8 | 5 | 3 | 3 | 80 | L7 | partially | Cartridges (5 pcs.) | SS | 5 x 3,0 mm
Spherisorb clone | 6331D080SB030 | BISCHOFF ProntoSIL Spheribond Octyl 3µm | C8 | 10 | 3 | 3 | 80 | L7 | partially | Cartridges (5 pcs.) | SS | 10 x 3,0 mm
Spherisorb clone | 6332D080SB030 | BISCHOFF ProntoSIL Spheribond Octyl 3µm | C8 | 20 | 3 | 3 | 80 | L7 | partially | Cartridges (5 pcs.) | SS | 20 x 3,0 mm
Spherisorb clone | 6325D080SB030 | BISCHOFF ProntoSIL Spheribond Octyl 3µm | C8 | 5 | 2 | 3 | 80 | L7 | partially | Cartridges (5 pcs.) | SS | 5 x 2,0 mm
Spherisorb clone | 6321D080SB030 | BISCHOFF ProntoSIL Spheribond Octyl 3µm | C8 | 10 | 2 | 3 | 80 | L7 | partially | Cartridges (5 pcs.) | SS | 10 x 2,0 mm
Spherisorb clone | 6322D080SB030 | BISCHOFF ProntoSIL Spheribond Octyl 3µm | C8 | 20 | 2 | 3 | 80 | L7 | partially | Cartridges (5 pcs.) | SS | 20 x 2,0 mm
Spherisorb clone | 0102D080SB050 | BISCHOFF ProntoSIL Spheribond Octyl 5µm | C8 | 14 | 2 | 5 | 80 | L7 | partially | HPLC Column | SS | 14 x 2,0 mm
Spherisorb clone | 0103D080SB050 | BISCHOFF ProntoSIL Spheribond Octyl 5µm | C8 | 14 | 3 | 5 | 80 | L7 | partially | HPLC Column | SS | 14 x 3,0 mm
Spherisorb clone | 0104D080SB050 | BISCHOFF ProntoSIL Spheribond Octyl 5µm | C8 | 14 | 4 | 5 | 80 | L7 | partially | HPLC Column | SS | 14 x 4,0 mm
Spherisorb clone | 0146D080SB050 | BISCHOFF ProntoSIL Spheribond Octyl 5µm | C8 | 14 | 4.6 | 5 | 80 | L7 | partially | HPLC Column | SS | 14 x 4,6 mm
Spherisorb clone | A202D080SB050 | BISCHOFF ProntoSIL Spheribond Octyl 5µm | C8 | 20 | 2 | 5 | 80 | L7 | partially | HPLC Column | SS | 20 x 2,0 mm
Spherisorb clone | A203D080SB050 | BISCHOFF ProntoSIL Spheribond Octyl 5µm | C8 | 20 | 3 | 5 | 80 | L7 | partially | HPLC Column | SS | 20 x 3,0 mm
Spherisorb clone | A204D080SB050 | BISCHOFF ProntoSIL Spheribond Octyl 5µm | C8 | 20 | 4 | 5 | 80 | L7 | partially | HPLC Column | SS | 20 x 4,0 mm
Spherisorb clone | A246D080SB050 | BISCHOFF ProntoSIL Spheribond Octyl 5µm | C8 | 20 | 4.6 | 5 | 80 | L7 | partially | HPLC Column | SS | 20 x 4,6 mm
Spherisorb clone | 0202D080SB050 | BISCHOFF ProntoSIL Spheribond Octyl 5µm | C8 | 25 | 2 | 5 | 80 | L7 | partially | HPLC Column | SS | 25 x 2,0 mm
Spherisorb clone | 0203D080SB050 | BISCHOFF ProntoSIL Spheribond Octyl 5µm | C8 | 25 | 3 | 5 | 80 | L7 | partially | HPLC Column | SS | 25 x 3,0 mm
Spherisorb clone | 0204D080SB050 | BISCHOFF ProntoSIL Spheribond Octyl 5µm | C8 | 25 | 4 | 5 | 80 | L7 | partially | HPLC Column | SS | 25 x 4,0 mm
Spherisorb clone | 0246D080SB050 | BISCHOFF ProntoSIL Spheribond Octyl 5µm | C8 | 25 | 4.6 | 5 | 80 | L7 | partially | HPLC Column | SS | 25 x 4,6 mm
Spherisorb clone | 0302D080SB050 | BISCHOFF ProntoSIL Spheribond Octyl 5µm | C8 | 30 | 2 | 5 | 80 | L7 | partially | HPLC Column | SS | 30 x 2,0 mm
Spherisorb clone | 0303D080SB050 | BISCHOFF ProntoSIL Spheribond Octyl 5µm | C8 | 30 | 3 | 5 | 80 | L7 | partially | HPLC Column | SS | 30 x 3,0 mm
Spherisorb clone | 0304D080SB050 | BISCHOFF ProntoSIL Spheribond Octyl 5µm | C8 | 30 | 4 | 5 | 80 | L7 | partially | HPLC Column | SS | 30 x 4,0 mm
Spherisorb clone | 0346D080SB050 | BISCHOFF ProntoSIL Spheribond Octyl 5µm | C8 | 30 | 4.6 | 5 | 80 | L7 | partially | HPLC Column | SS | 30 x 4,6 mm
Spherisorb clone | 0402D080SB050 | BISCHOFF ProntoSIL Spheribond Octyl 5µm | C8 | 33 | 2 | 5 | 80 | L7 | partially | HPLC Column | SS | 33 x 2,0 mm
Spherisorb clone | 0403D080SB050 | BISCHOFF ProntoSIL Spheribond Octyl 5µm | C8 | 33 | 3 | 5 | 80 | L7 | partially | HPLC Column | SS | 33 x 3,0 mm
Spherisorb clone | 0404D080SB050 | BISCHOFF ProntoSIL Spheribond Octyl 5µm | C8 | 33 | 4 | 5 | 80 | L7 | partially | HPLC Column | SS | 33 x 4,0 mm
Spherisorb clone | 0446D080SB050 | BISCHOFF ProntoSIL Spheribond Octyl 5µm | C8 | 33 | 4.6 | 5 | 80 | L7 | partially | HPLC Column | SS | 33 x 4,6 mm
Spherisorb clone | A402D080SB050 | BISCHOFF ProntoSIL Spheribond Octyl 5µm | C8 | 40 | 2 | 5 | 80 | L7 | partially | HPLC Column | SS | 40 x 2,0 mm
Spherisorb clone | A403D080SB050 | BISCHOFF ProntoSIL Spheribond Octyl 5µm | C8 | 40 | 3 | 5 | 80 | L7 | partially | HPLC Column | SS | 40 x 3,0 mm
Spherisorb clone | A404D080SB050 | BISCHOFF ProntoSIL Spheribond Octyl 5µm | C8 | 40 | 4 | 5 | 80 | L7 | partially | HPLC Column | SS | 40 x 4,0 mm
Spherisorb clone | A446D080SB050 | BISCHOFF ProntoSIL Spheribond Octyl 5µm | C8 | 40 | 4.6 | 5 | 80 | L7 | partially | HPLC Column | SS | 40 x 4,6 mm
Spherisorb clone | 0502D080SB050 | BISCHOFF ProntoSIL Spheribond Octyl 5µm | C8 | 50 | 2 | 5 | 80 | L7 | partially | HPLC Column | SS | 50 x 2,0 mm
Spherisorb clone | 0503D080SB050 | BISCHOFF ProntoSIL Spheribond Octyl 5µm | C8 | 50 | 3 | 5 | 80 | L7 | partially | HPLC Column | SS | 50 x 3,0 mm
Spherisorb clone | 0504D080SB050 | BISCHOFF ProntoSIL Spheribond Octyl 5µm | C8 | 50 | 4 | 5 | 80 | L7 | partially | HPLC Column | SS | 50 x 4,0 mm
Spherisorb clone | 0546D080SB050 | BISCHOFF ProntoSIL Spheribond Octyl 5µm | C8 | 50 | 4.6 | 5 | 80 | L7 | partially | HPLC Column | SS | 50 x 4,6 mm
Spherisorb clone | 0602D080SB050 | BISCHOFF ProntoSIL Spheribond Octyl 5µm | C8 | 53 | 2 | 5 | 80 | L7 | partially | HPLC Column | SS | 53 x 2,0 mm
Spherisorb clone | 0603D080SB050 | BISCHOFF ProntoSIL Spheribond Octyl 5µm | C8 | 53 | 3 | 5 | 80 | L7 | partially | HPLC Column | SS | 53 x 3,0 mm
Spherisorb clone | 0604D080SB050 | BISCHOFF ProntoSIL Spheribond Octyl 5µm | C8 | 53 | 4 | 5 | 80 | L7 | partially | HPLC Column | SS | 53 x 4,0 mm
Spherisorb clone | 0646D080SB050 | BISCHOFF ProntoSIL Spheribond Octyl 5µm | C8 | 53 | 4.6 | 5 | 80 | L7 | partially | HPLC Column | SS | 53 x 4,6 mm
Spherisorb clone | A602D080SB050 | BISCHOFF ProntoSIL Spheribond Octyl 5µm | C8 | 60 | 2 | 5 | 80 | L7 | partially | HPLC Column | SS | 60 x 2,0 mm
Spherisorb clone | A603D080SB050 | BISCHOFF ProntoSIL Spheribond Octyl 5µm | C8 | 60 | 3 | 5 | 80 | L7 | partially | HPLC Column | SS | 60 x 3,0 mm
Spherisorb clone | A604D080SB050 | BISCHOFF ProntoSIL Spheribond Octyl 5µm | C8 | 60 | 4 | 5 | 80 | L7 | partially | HPLC Column | SS | 60 x 4,0 mm
Spherisorb clone | A646D080SB050 | BISCHOFF ProntoSIL Spheribond Octyl 5µm | C8 | 60 | 4.6 | 5 | 80 | L7 | partially | HPLC Column | SS | 60 x 4,6 mm
Spherisorb clone | 0702D080SB050 | BISCHOFF ProntoSIL Spheribond Octyl 5µm | C8 | 75 | 2 | 5 | 80 | L7 | partially | HPLC Column | SS | 75 x 2,0 mm
Spherisorb clone | 0703D080SB050 | BISCHOFF ProntoSIL Spheribond Octyl 5µm | C8 | 75 | 3 | 5 | 80 | L7 | partially | HPLC Column | SS | 75 x 3,0 mm
Spherisorb clone | 0704D080SB050 | BISCHOFF ProntoSIL Spheribond Octyl 5µm | C8 | 75 | 4 | 5 | 80 | L7 | partially | HPLC Column | SS | 75 x 4,0 mm
Spherisorb clone | 0746D080SB050 | BISCHOFF ProntoSIL Spheribond Octyl 5µm | C8 | 75 | 4.6 | 5 | 80 | L7 | partially | HPLC Column | SS | 75 x 4,6 mm
Spherisorb clone | 1002D080SB050 | BISCHOFF ProntoSIL Spheribond Octyl 5µm | C8 | 100 | 2 | 5 | 80 | L7 | partially | HPLC Column | SS | 100 x 2,0 mm
Spherisorb clone | 1003D080SB050 | BISCHOFF ProntoSIL Spheribond Octyl 5µm | C8 | 100 | 3 | 5 | 80 | L7 | partially | HPLC Column | SS | 100 x 3,0 mm
Spherisorb clone | 1004D080SB050 | BISCHOFF ProntoSIL Spheribond Octyl 5µm | C8 | 100 | 4 | 5 | 80 | L7 | partially | HPLC Column | SS | 100 x 4,0 mm
Spherisorb clone | 1046D080SB050 | BISCHOFF ProntoSIL Spheribond Octyl 5µm | C8 | 100 | 4.6 | 5 | 80 | L7 | partially | HPLC Column | SS | 100 x 4,6 mm
Spherisorb clone | 1202D080SB050 | BISCHOFF ProntoSIL Spheribond Octyl 5µm | C8 | 125 | 2 | 5 | 80 | L7 | partially | HPLC Column | SS | 125 x 2,0 mm
Spherisorb clone | 1203D080SB050 | BISCHOFF ProntoSIL Spheribond Octyl 5µm | C8 | 125 | 3 | 5 | 80 | L7 | partially | HPLC Column | SS | 125 x 3,0 mm
Spherisorb clone | 1204D080SB050 | BISCHOFF ProntoSIL Spheribond Octyl 5µm | C8 | 125 | 4 | 5 | 80 | L7 | partially | HPLC Column | SS | 125 x 4,0 mm
Spherisorb clone | 1246D080SB050 | BISCHOFF ProntoSIL Spheribond Octyl 5µm | C8 | 125 | 4.6 | 5 | 80 | L7 | partially | HPLC Column | SS | 125 x 4,6 mm
Spherisorb clone | 1502D080SB050 | BISCHOFF ProntoSIL Spheribond Octyl 5µm | C8 | 150 | 2 | 5 | 80 | L7 | partially | HPLC Column | SS | 150 x 2,0 mm
Spherisorb clone | 1503D080SB050 | BISCHOFF ProntoSIL Spheribond Octyl 5µm | C8 | 150 | 3 | 5 | 80 | L7 | partially | HPLC Column | SS | 150 x 3,0 mm
Spherisorb clone | 1504D080SB050 | BISCHOFF ProntoSIL Spheribond Octyl 5µm | C8 | 150 | 4 | 5 | 80 | L7 | partially | HPLC Column | SS | 150 x 4,0 mm
Spherisorb clone | 1546D080SB050 | BISCHOFF ProntoSIL Spheribond Octyl 5µm | C8 | 150 | 4.6 | 5 | 80 | L7 | partially | HPLC Column | SS | 150 x 4,6 mm
Spherisorb clone | 2002D080SB050 | BISCHOFF ProntoSIL Spheribond Octyl 5µm | C8 | 200 | 2 | 5 | 80 | L7 | partially | HPLC Column | SS | 200 x 2,0 mm
Spherisorb clone | 2003D080SB050 | BISCHOFF ProntoSIL Spheribond Octyl 5µm | C8 | 200 | 3 | 5 | 80 | L7 | partially | HPLC Column | SS | 200 x 3,0 mm
Spherisorb clone | 2004D080SB050 | BISCHOFF ProntoSIL Spheribond Octyl 5µm | C8 | 200 | 4 | 5 | 80 | L7 | partially | HPLC Column | SS | 200 x 4,0 mm
Spherisorb clone | 2046D080SB050 | BISCHOFF ProntoSIL Spheribond Octyl 5µm | C8 | 200 | 4.6 | 5 | 80 | L7 | partially | HPLC Column | SS | 200 x 4,6 mm
Spherisorb clone | 2502D080SB050 | BISCHOFF ProntoSIL Spheribond Octyl 5µm | C8 | 250 | 2 | 5 | 80 | L7 | partially | HPLC Column | SS | 250 x 2,0 mm
Spherisorb clone | 2503D080SB050 | BISCHOFF ProntoSIL Spheribond Octyl 5µm | C8 | 250 | 3 | 5 | 80 | L7 | partially | HPLC Column | SS | 250 x 3,0 mm
Spherisorb clone | 2504D080SB050 | BISCHOFF ProntoSIL Spheribond Octyl 5µm | C8 | 250 | 4 | 5 | 80 | L7 | partially | HPLC Column | SS | 250 x 4,0 mm
Spherisorb clone | 2546D080SB050 | BISCHOFF ProntoSIL Spheribond Octyl 5µm | C8 | 250 | 4.6 | 5 | 80 | L7 | partially | HPLC Column | SS | 250 x 4,6 mm
Spherisorb clone | 3002D080SB050 | BISCHOFF ProntoSIL Spheribond Octyl 5µm | C8 | 300 | 2 | 5 | 80 | L7 | partially | HPLC Column | SS | 300 x 2,0 mm
Spherisorb clone | 3003D080SB050 | BISCHOFF ProntoSIL Spheribond Octyl 5µm | C8 | 300 | 3 | 5 | 80 | L7 | partially | HPLC Column | SS | 300 x 3,0 mm
Spherisorb clone | 3004D080SB050 | BISCHOFF ProntoSIL Spheribond Octyl 5µm | C8 | 300 | 4 | 5 | 80 | L7 | partially | HPLC Column | SS | 300 x 4,0 mm
Spherisorb clone | 3046D080SB050 | BISCHOFF ProntoSIL Spheribond Octyl 5µm | C8 | 300 | 4.6 | 5 | 80 | L7 | partially | HPLC Column | SS | 300 x 4,6 mm
Spherisorb clone | 01P4D080SB050 | BISCHOFF ProntoSIL Spheribond Octyl 5µm | C8 | 14 | 4 | 5 | 80 | L7 | partially | HPLC Column | PEEK | 14 x 4,0 mm
Spherisorb clone | A2P4D080SB050 | BISCHOFF ProntoSIL Spheribond Octyl 5µm | C8 | 20 | 4 | 5 | 80 | L7 | partially | HPLC Column | PEEK | 20 x 4,0 mm
Spherisorb clone | 02P4D080SB050 | BISCHOFF ProntoSIL Spheribond Octyl 5µm | C8 | 25 | 4 | 5 | 80 | L7 | partially | HPLC Column | PEEK | 25 x 4,0 mm
Spherisorb clone | 03P4D080SB050 | BISCHOFF ProntoSIL Spheribond Octyl 5µm | C8 | 30 | 4 | 5 | 80 | L7 | partially | HPLC Column | PEEK | 30 x 4,0 mm
Spherisorb clone | 04P4D080SB050 | BISCHOFF ProntoSIL Spheribond Octyl 5µm | C8 | 33 | 4 | 5 | 80 | L7 | partially | HPLC Column | PEEK | 33 x 4,0 mm
Spherisorb clone | A4P4D080SB050 | BISCHOFF ProntoSIL Spheribond Octyl 5µm | C8 | 40 | 4 | 5 | 80 | L7 | partially | HPLC Column | PEEK | 40 x 4,0 mm
Spherisorb clone | 05P4D080SB050 | BISCHOFF ProntoSIL Spheribond Octyl 5µm | C8 | 50 | 4 | 5 | 80 | L7 | partially | HPLC Column | PEEK | 50 x 4,0 mm
Spherisorb clone | 06P4D080SB050 | BISCHOFF ProntoSIL Spheribond Octyl 5µm | C8 | 53 | 4 | 5 | 80 | L7 | partially | HPLC Column | PEEK | 53 x 4,0 mm
Spherisorb clone | A6P4D080SB050 | BISCHOFF ProntoSIL Spheribond Octyl 5µm | C8 | 60 | 4 | 5 | 80 | L7 | partially | HPLC Column | PEEK | 60 x 4,0 mm
Spherisorb clone | 07P4D080SB050 | BISCHOFF ProntoSIL Spheribond Octyl 5µm | C8 | 75 | 4 | 5 | 80 | L7 | partially | HPLC Column | PEEK | 75 x 4,0 mm
Spherisorb clone | 10P4D080SB050 | BISCHOFF ProntoSIL Spheribond Octyl 5µm | C8 | 100 | 4 | 5 | 80 | L7 | partially | HPLC Column | PEEK | 100 x 4,0 mm
Spherisorb clone | 12P4D080SB050 | BISCHOFF ProntoSIL Spheribond Octyl 5µm | C8 | 125 | 4 | 5 | 80 | L7 | partially | HPLC Column | PEEK | 125 x 4,0 mm
Spherisorb clone | 15P4D080SB050 | BISCHOFF ProntoSIL Spheribond Octyl 5µm | C8 | 150 | 4 | 5 | 80 | L7 | partially | HPLC Column | PEEK | 150 x 4,0 mm
Spherisorb clone | 20P4D080SB050 | BISCHOFF ProntoSIL Spheribond Octyl 5µm | C8 | 200 | 4 | 5 | 80 | L7 | partially | HPLC Column | PEEK | 200 x 4,0 mm
Spherisorb clone | 25P4D080SB050 | BISCHOFF ProntoSIL Spheribond Octyl 5µm | C8 | 250 | 4 | 5 | 80 | L7 | partially | HPLC Column | PEEK | 250 x 4,0 mm
Spherisorb clone | 30P4D080SB050 | BISCHOFF ProntoSIL Spheribond Octyl 5µm | C8 | 300 | 4 | 5 | 80 | L7 | partially | HPLC Column | PEEK | 300 x 4,0 mm
Spherisorb clone | 6305D080SB050 | BISCHOFF ProntoSIL Spheribond Octyl 5µm | C8 | 5 | 4 | 5 | 80 | L7 | partially | Cartridges (5 pcs.) | SS | 5 x 4,0 mm
Spherisorb clone | 6301D080SB050 | BISCHOFF ProntoSIL Spheribond Octyl 5µm | C8 | 10 | 4 | 5 | 80 | L7 | partially | Cartridges (5 pcs.) | SS | 10 x 4,0 mm
Spherisorb clone | 6302D080SB050 | BISCHOFF ProntoSIL Spheribond Octyl 5µm | C8 | 20 | 4 | 5 | 80 | L7 | partially | Cartridges (5 pcs.) | SS | 20 x 4,0 mm
Spherisorb clone | 63P1D080SB050 | BISCHOFF ProntoSIL Spheribond Octyl 5µm | C8 | 10 | 4 | 5 | 80 | L7 | partially | Cartridges (5 pcs.) | PEEK | 10 x 4,0 mm
Spherisorb clone | 63P2D080SB050 | BISCHOFF ProntoSIL Spheribond Octyl 5µm | C8 | 20 | 4 | 5 | 80 | L7 | partially | Cartridges (5 pcs.) | PEEK | 20 x 4,0 mm
Spherisorb clone | 6335D080SB050 | BISCHOFF ProntoSIL Spheribond Octyl 5µm | C8 | 5 | 3 | 5 | 80 | L7 | partially | Cartridges (5 pcs.) | SS | 5 x 3,0 mm
Spherisorb clone | 6331D080SB050 | BISCHOFF ProntoSIL Spheribond Octyl 5µm | C8 | 10 | 3 | 5 | 80 | L7 | partially | Cartridges (5 pcs.) | SS | 10 x 3,0 mm
Spherisorb clone | 6332D080SB050 | BISCHOFF ProntoSIL Spheribond Octyl 5µm | C8 | 20 | 3 | 5 | 80 | L7 | partially | Cartridges (5 pcs.) | SS | 20 x 3,0 mm
Spherisorb clone | 6325D080SB050 | BISCHOFF ProntoSIL Spheribond Octyl 5µm | C8 | 5 | 2 | 5 | 80 | L7 | partially | Cartridges (5 pcs.) | SS | 5 x 2,0 mm
Spherisorb clone | 6321D080SB050 | BISCHOFF ProntoSIL Spheribond Octyl 5µm | C8 | 10 | 2 | 5 | 80 | L7 | partially | Cartridges (5 pcs.) | SS | 10 x 2,0 mm
Spherisorb clone | 6322D080SB050 | BISCHOFF ProntoSIL Spheribond Octyl 5µm | C8 | 20 | 2 | 5 | 80 | L7 | partially | Cartridges (5 pcs.) | SS | 20 x 2,0 mm
Spherisorb clone | 0102D080SB100 | BISCHOFF ProntoSIL Spheribond Octyl 10µm | C8 | 14 | 2 | 10 | 80 | L7 | partially | HPLC Column | SS | 14 x 2,0 mm
Spherisorb clone | 0103D080SB100 | BISCHOFF ProntoSIL Spheribond Octyl 10µm | C8 | 14 | 3 | 10 | 80 | L7 | partially | HPLC Column | SS | 14 x 3,0 mm
Spherisorb clone | 0104D080SB100 | BISCHOFF ProntoSIL Spheribond Octyl 10µm | C8 | 14 | 4 | 10 | 80 | L7 | partially | HPLC Column | SS | 14 x 4,0 mm
Spherisorb clone | 0146D080SB100 | BISCHOFF ProntoSIL Spheribond Octyl 10µm | C8 | 14 | 4.6 | 10 | 80 | L7 | partially | HPLC Column | SS | 14 x 4,6 mm
Spherisorb clone | A202D080SB100 | BISCHOFF ProntoSIL Spheribond Octyl 10µm | C8 | 20 | 2 | 10 | 80 | L7 | partially | HPLC Column | SS | 20 x 2,0 mm
Spherisorb clone | A203D080SB100 | BISCHOFF ProntoSIL Spheribond Octyl 10µm | C8 | 20 | 3 | 10 | 80 | L7 | partially | HPLC Column | SS | 20 x 3,0 mm
Spherisorb clone | A204D080SB100 | BISCHOFF ProntoSIL Spheribond Octyl 10µm | C8 | 20 | 4 | 10 | 80 | L7 | partially | HPLC Column | SS | 20 x 4,0 mm
Spherisorb clone | A246D080SB100 | BISCHOFF ProntoSIL Spheribond Octyl 10µm | C8 | 20 | 4.6 | 10 | 80 | L7 | partially | HPLC Column | SS | 20 x 4,6 mm
Spherisorb clone | 0202D080SB100 | BISCHOFF ProntoSIL Spheribond Octyl 10µm | C8 | 25 | 2 | 10 | 80 | L7 | partially | HPLC Column | SS | 25 x 2,0 mm
Spherisorb clone | 0203D080SB100 | BISCHOFF ProntoSIL Spheribond Octyl 10µm | C8 | 25 | 3 | 10 | 80 | L7 | partially | HPLC Column | SS | 25 x 3,0 mm
Spherisorb clone | 0204D080SB100 | BISCHOFF ProntoSIL Spheribond Octyl 10µm | C8 | 25 | 4 | 10 | 80 | L7 | partially | HPLC Column | SS | 25 x 4,0 mm
Spherisorb clone | 0246D080SB100 | BISCHOFF ProntoSIL Spheribond Octyl 10µm | C8 | 25 | 4.6 | 10 | 80 | L7 | partially | HPLC Column | SS | 25 x 4,6 mm
Spherisorb clone | 0302D080SB100 | BISCHOFF ProntoSIL Spheribond Octyl 10µm | C8 | 30 | 2 | 10 | 80 | L7 | partially | HPLC Column | SS | 30 x 2,0 mm
Spherisorb clone | 0303D080SB100 | BISCHOFF ProntoSIL Spheribond Octyl 10µm | C8 | 30 | 3 | 10 | 80 | L7 | partially | HPLC Column | SS | 30 x 3,0 mm
Spherisorb clone | 0304D080SB100 | BISCHOFF ProntoSIL Spheribond Octyl 10µm | C8 | 30 | 4 | 10 | 80 | L7 | partially | HPLC Column | SS | 30 x 4,0 mm
Spherisorb clone | 0346D080SB100 | BISCHOFF ProntoSIL Spheribond Octyl 10µm | C8 | 30 | 4.6 | 10 | 80 | L7 | partially | HPLC Column | SS | 30 x 4,6 mm
Spherisorb clone | 0402D080SB100 | BISCHOFF ProntoSIL Spheribond Octyl 10µm | C8 | 33 | 2 | 10 | 80 | L7 | partially | HPLC Column | SS | 33 x 2,0 mm
Spherisorb clone | 0403D080SB100 | BISCHOFF ProntoSIL Spheribond Octyl 10µm | C8 | 33 | 3 | 10 | 80 | L7 | partially | HPLC Column | SS | 33 x 3,0 mm
Spherisorb clone | 0404D080SB100 | BISCHOFF ProntoSIL Spheribond Octyl 10µm | C8 | 33 | 4 | 10 | 80 | L7 | partially | HPLC Column | SS | 33 x 4,0 mm
Spherisorb clone | 0446D080SB100 | BISCHOFF ProntoSIL Spheribond Octyl 10µm | C8 | 33 | 4.6 | 10 | 80 | L7 | partially | HPLC Column | SS | 33 x 4,6 mm
Spherisorb clone | A402D080SB100 | BISCHOFF ProntoSIL Spheribond Octyl 10µm | C8 | 40 | 2 | 10 | 80 | L7 | partially | HPLC Column | SS | 40 x 2,0 mm
Spherisorb clone | A403D080SB100 | BISCHOFF ProntoSIL Spheribond Octyl 10µm | C8 | 40 | 3 | 10 | 80 | L7 | partially | HPLC Column | SS | 40 x 3,0 mm
Spherisorb clone | A404D080SB100 | BISCHOFF ProntoSIL Spheribond Octyl 10µm | C8 | 40 | 4 | 10 | 80 | L7 | partially | HPLC Column | SS | 40 x 4,0 mm
Spherisorb clone | A446D080SB100 | BISCHOFF ProntoSIL Spheribond Octyl 10µm | C8 | 40 | 4.6 | 10 | 80 | L7 | partially | HPLC Column | SS | 40 x 4,6 mm
Spherisorb clone | 0502D080SB100 | BISCHOFF ProntoSIL Spheribond Octyl 10µm | C8 | 50 | 2 | 10 | 80 | L7 | partially | HPLC Column | SS | 50 x 2,0 mm
Spherisorb clone | 0503D080SB100 | BISCHOFF ProntoSIL Spheribond Octyl 10µm | C8 | 50 | 3 | 10 | 80 | L7 | partially | HPLC Column | SS | 50 x 3,0 mm
Spherisorb clone | 0504D080SB100 | BISCHOFF ProntoSIL Spheribond Octyl 10µm | C8 | 50 | 4 | 10 | 80 | L7 | partially | HPLC Column | SS | 50 x 4,0 mm
Spherisorb clone | 0546D080SB100 | BISCHOFF ProntoSIL Spheribond Octyl 10µm | C8 | 50 | 4.6 | 10 | 80 | L7 | partially | HPLC Column | SS | 50 x 4,6 mm
Spherisorb clone | 0602D080SB100 | BISCHOFF ProntoSIL Spheribond Octyl 10µm | C8 | 53 | 2 | 10 | 80 | L7 | partially | HPLC Column | SS | 53 x 2,0 mm
Spherisorb clone | 0603D080SB100 | BISCHOFF ProntoSIL Spheribond Octyl 10µm | C8 | 53 | 3 | 10 | 80 | L7 | partially | HPLC Column | SS | 53 x 3,0 mm
Spherisorb clone | 0604D080SB100 | BISCHOFF ProntoSIL Spheribond Octyl 10µm | C8 | 53 | 4 | 10 | 80 | L7 | partially | HPLC Column | SS | 53 x 4,0 mm
Spherisorb clone | 0646D080SB100 | BISCHOFF ProntoSIL Spheribond Octyl 10µm | C8 | 53 | 4.6 | 10 | 80 | L7 | partially | HPLC Column | SS | 53 x 4,6 mm
Spherisorb clone | A602D080SB100 | BISCHOFF ProntoSIL Spheribond Octyl 10µm | C8 | 60 | 2 | 10 | 80 | L7 | partially | HPLC Column | SS | 60 x 2,0 mm
Spherisorb clone | A603D080SB100 | BISCHOFF ProntoSIL Spheribond Octyl 10µm | C8 | 60 | 3 | 10 | 80 | L7 | partially | HPLC Column | SS | 60 x 3,0 mm
Spherisorb clone | A604D080SB100 | BISCHOFF ProntoSIL Spheribond Octyl 10µm | C8 | 60 | 4 | 10 | 80 | L7 | partially | HPLC Column | SS | 60 x 4,0 mm
Spherisorb clone | A646D080SB100 | BISCHOFF ProntoSIL Spheribond Octyl 10µm | C8 | 60 | 4.6 | 10 | 80 | L7 | partially | HPLC Column | SS | 60 x 4,6 mm
Spherisorb clone | 0702D080SB100 | BISCHOFF ProntoSIL Spheribond Octyl 10µm | C8 | 75 | 2 | 10 | 80 | L7 | partially | HPLC Column | SS | 75 x 2,0 mm
Spherisorb clone | 0703D080SB100 | BISCHOFF ProntoSIL Spheribond Octyl 10µm | C8 | 75 | 3 | 10 | 80 | L7 | partially | HPLC Column | SS | 75 x 3,0 mm
Spherisorb clone | 0704D080SB100 | BISCHOFF ProntoSIL Spheribond Octyl 10µm | C8 | 75 | 4 | 10 | 80 | L7 | partially | HPLC Column | SS | 75 x 4,0 mm
Spherisorb clone | 0746D080SB100 | BISCHOFF ProntoSIL Spheribond Octyl 10µm | C8 | 75 | 4.6 | 10 | 80 | L7 | partially | HPLC Column | SS | 75 x 4,6 mm
Spherisorb clone | 1002D080SB100 | BISCHOFF ProntoSIL Spheribond Octyl 10µm | C8 | 100 | 2 | 10 | 80 | L7 | partially | HPLC Column | SS | 100 x 2,0 mm
Spherisorb clone | 1003D080SB100 | BISCHOFF ProntoSIL Spheribond Octyl 10µm | C8 | 100 | 3 | 10 | 80 | L7 | partially | HPLC Column | SS | 100 x 3,0 mm
Spherisorb clone | 1004D080SB100 | BISCHOFF ProntoSIL Spheribond Octyl 10µm | C8 | 100 | 4 | 10 | 80 | L7 | partially | HPLC Column | SS | 100 x 4,0 mm
Spherisorb clone | 1046D080SB100 | BISCHOFF ProntoSIL Spheribond Octyl 10µm | C8 | 100 | 4.6 | 10 | 80 | L7 | partially | HPLC Column | SS | 100 x 4,6 mm
Spherisorb clone | 1202D080SB100 | BISCHOFF ProntoSIL Spheribond Octyl 10µm | C8 | 125 | 2 | 10 | 80 | L7 | partially | HPLC Column | SS | 125 x 2,0 mm
Spherisorb clone | 1203D080SB100 | BISCHOFF ProntoSIL Spheribond Octyl 10µm | C8 | 125 | 3 | 10 | 80 | L7 | partially | HPLC Column | SS | 125 x 3,0 mm
Spherisorb clone | 1204D080SB100 | BISCHOFF ProntoSIL Spheribond Octyl 10µm | C8 | 125 | 4 | 10 | 80 | L7 | partially | HPLC Column | SS | 125 x 4,0 mm
Spherisorb clone | 1246D080SB100 | BISCHOFF ProntoSIL Spheribond Octyl 10µm | C8 | 125 | 4.6 | 10 | 80 | L7 | partially | HPLC Column | SS | 125 x 4,6 mm
Spherisorb clone | 1502D080SB100 | BISCHOFF ProntoSIL Spheribond Octyl 10µm | C8 | 150 | 2 | 10 | 80 | L7 | partially | HPLC Column | SS | 150 x 2,0 mm
Spherisorb clone | 1503D080SB100 | BISCHOFF ProntoSIL Spheribond Octyl 10µm | C8 | 150 | 3 | 10 | 80 | L7 | partially | HPLC Column | SS | 150 x 3,0 mm
Spherisorb clone | 1504D080SB100 | BISCHOFF ProntoSIL Spheribond Octyl 10µm | C8 | 150 | 4 | 10 | 80 | L7 | partially | HPLC Column | SS | 150 x 4,0 mm
Spherisorb clone | 1546D080SB100 | BISCHOFF ProntoSIL Spheribond Octyl 10µm | C8 | 150 | 4.6 | 10 | 80 | L7 | partially | HPLC Column | SS | 150 x 4,6 mm
Spherisorb clone | 2002D080SB100 | BISCHOFF ProntoSIL Spheribond Octyl 10µm | C8 | 200 | 2 | 10 | 80 | L7 | partially | HPLC Column | SS | 200 x 2,0 mm
Spherisorb clone | 2003D080SB100 | BISCHOFF ProntoSIL Spheribond Octyl 10µm | C8 | 200 | 3 | 10 | 80 | L7 | partially | HPLC Column | SS | 200 x 3,0 mm
Spherisorb clone | 2004D080SB100 | BISCHOFF ProntoSIL Spheribond Octyl 10µm | C8 | 200 | 4 | 10 | 80 | L7 | partially | HPLC Column | SS | 200 x 4,0 mm
Spherisorb clone | 2046D080SB100 | BISCHOFF ProntoSIL Spheribond Octyl 10µm | C8 | 200 | 4.6 | 10 | 80 | L7 | partially | HPLC Column | SS | 200 x 4,6 mm
Spherisorb clone | 2502D080SB100 | BISCHOFF ProntoSIL Spheribond Octyl 10µm | C8 | 250 | 2 | 10 | 80 | L7 | partially | HPLC Column | SS | 250 x 2,0 mm
Spherisorb clone | 2503D080SB100 | BISCHOFF ProntoSIL Spheribond Octyl 10µm | C8 | 250 | 3 | 10 | 80 | L7 | partially | HPLC Column | SS | 250 x 3,0 mm
Spherisorb clone | 2504D080SB100 | BISCHOFF ProntoSIL Spheribond Octyl 10µm | C8 | 250 | 4 | 10 | 80 | L7 | partially | HPLC Column | SS | 250 x 4,0 mm
Spherisorb clone | 2546D080SB100 | BISCHOFF ProntoSIL Spheribond Octyl 10µm | C8 | 250 | 4.6 | 10 | 80 | L7 | partially | HPLC Column | SS | 250 x 4,6 mm
Spherisorb clone | 3002D080SB100 | BISCHOFF ProntoSIL Spheribond Octyl 10µm | C8 | 300 | 2 | 10 | 80 | L7 | partially | HPLC Column | SS | 300 x 2,0 mm
Spherisorb clone | 3003D080SB100 | BISCHOFF ProntoSIL Spheribond Octyl 10µm | C8 | 300 | 3 | 10 | 80 | L7 | partially | HPLC Column | SS | 300 x 3,0 mm
Spherisorb clone | 3004D080SB100 | BISCHOFF ProntoSIL Spheribond Octyl 10µm | C8 | 300 | 4 | 10 | 80 | L7 | partially | HPLC Column | SS | 300 x 4,0 mm
Spherisorb clone | 3046D080SB100 | BISCHOFF ProntoSIL Spheribond Octyl 10µm | C8 | 300 | 4.6 | 10 | 80 | L7 | partially | HPLC Column | SS | 300 x 4,6 mm
Spherisorb clone | 01P4D080SB100 | BISCHOFF ProntoSIL Spheribond Octyl 10µm | C8 | 14 | 4 | 10 | 80 | L7 | partially | HPLC Column | PEEK | 14 x 4,0 mm
Spherisorb clone | A2P4D080SB100 | BISCHOFF ProntoSIL Spheribond Octyl 10µm | C8 | 20 | 4 | 10 | 80 | L7 | partially | HPLC Column | PEEK | 20 x 4,0 mm
Spherisorb clone | 02P4D080SB100 | BISCHOFF ProntoSIL Spheribond Octyl 10µm | C8 | 25 | 4 | 10 | 80 | L7 | partially | HPLC Column | PEEK | 25 x 4,0 mm
Spherisorb clone | 03P4D080SB100 | BISCHOFF ProntoSIL Spheribond Octyl 10µm | C8 | 30 | 4 | 10 | 80 | L7 | partially | HPLC Column | PEEK | 30 x 4,0 mm
Spherisorb clone | 04P4D080SB100 | BISCHOFF ProntoSIL Spheribond Octyl 10µm | C8 | 33 | 4 | 10 | 80 | L7 | partially | HPLC Column | PEEK | 33 x 4,0 mm
Spherisorb clone | A4P4D080SB100 | BISCHOFF ProntoSIL Spheribond Octyl 10µm | C8 | 40 | 4 | 10 | 80 | L7 | partially | HPLC Column | PEEK | 40 x 4,0 mm
Spherisorb clone | 05P4D080SB100 | BISCHOFF ProntoSIL Spheribond Octyl 10µm | C8 | 50 | 4 | 10 | 80 | L7 | partially | HPLC Column | PEEK | 50 x 4,0 mm
Spherisorb clone | 06P4D080SB100 | BISCHOFF ProntoSIL Spheribond Octyl 10µm | C8 | 53 | 4 | 10 | 80 | L7 | partially | HPLC Column | PEEK | 53 x 4,0 mm
Spherisorb clone | A6P4D080SB100 | BISCHOFF ProntoSIL Spheribond Octyl 10µm | C8 | 60 | 4 | 10 | 80 | L7 | partially | HPLC Column | PEEK | 60 x 4,0 mm
Spherisorb clone | 07P4D080SB100 | BISCHOFF ProntoSIL Spheribond Octyl 10µm | C8 | 75 | 4 | 10 | 80 | L7 | partially | HPLC Column | PEEK | 75 x 4,0 mm
Spherisorb clone | 10P4D080SB100 | BISCHOFF ProntoSIL Spheribond Octyl 10µm | C8 | 100 | 4 | 10 | 80 | L7 | partially | HPLC Column | PEEK | 100 x 4,0 mm
Spherisorb clone | 12P4D080SB100 | BISCHOFF ProntoSIL Spheribond Octyl 10µm | C8 | 125 | 4 | 10 | 80 | L7 | partially | HPLC Column | PEEK | 125 x 4,0 mm
Spherisorb clone | 15P4D080SB100 | BISCHOFF ProntoSIL Spheribond Octyl 10µm | C8 | 150 | 4 | 10 | 80 | L7 | partially | HPLC Column | PEEK | 150 x 4,0 mm
Spherisorb clone | 20P4D080SB100 | BISCHOFF ProntoSIL Spheribond Octyl 10µm | C8 | 200 | 4 | 10 | 80 | L7 | partially | HPLC Column | PEEK | 200 x 4,0 mm
Spherisorb clone | 25P4D080SB100 | BISCHOFF ProntoSIL Spheribond Octyl 10µm | C8 | 250 | 4 | 10 | 80 | L7 | partially | HPLC Column | PEEK | 250 x 4,0 mm
Spherisorb clone | 30P4D080SB100 | BISCHOFF ProntoSIL Spheribond Octyl 10µm | C8 | 300 | 4 | 10 | 80 | L7 | partially | HPLC Column | PEEK | 300 x 4,0 mm
Spherisorb clone | 6305D080SB100 | BISCHOFF ProntoSIL Spheribond Octyl 10µm | C8 | 5 | 4 | 10 | 80 | L7 | partially | Cartridges (5 pcs.) | SS | 5 x 4,0 mm
Spherisorb clone | 6301D080SB100 | BISCHOFF ProntoSIL Spheribond Octyl 10µm | C8 | 10 | 4 | 10 | 80 | L7 | partially | Cartridges (5 pcs.) | SS | 10 x 4,0 mm
Spherisorb clone | 6302D080SB100 | BISCHOFF ProntoSIL Spheribond Octyl 10µm | C8 | 20 | 4 | 10 | 80 | L7 | partially | Cartridges (5 pcs.) | SS | 20 x 4,0 mm
Spherisorb clone | 63P1D080SB100 | BISCHOFF ProntoSIL Spheribond Octyl 10µm | C8 | 10 | 4 | 10 | 80 | L7 | partially | Cartridges (5 pcs.) | PEEK | 10 x 4,0 mm
Spherisorb clone | 63P2D080SB100 | BISCHOFF ProntoSIL Spheribond Octyl 10µm | C8 | 20 | 4 | 10 | 80 | L7 | partially | Cartridges (5 pcs.) | PEEK | 20 x 4,0 mm
Spherisorb clone | 6335D080SB100 | BISCHOFF ProntoSIL Spheribond Octyl 10µm | C8 | 5 | 3 | 10 | 80 | L7 | partially | Cartridges (5 pcs.) | SS | 5 x 3,0 mm
Spherisorb clone | 6331D080SB100 | BISCHOFF ProntoSIL Spheribond Octyl 10µm | C8 | 10 | 3 | 10 | 80 | L7 | partially | Cartridges (5 pcs.) | SS | 10 x 3,0 mm
Spherisorb clone | 6332D080SB100 | BISCHOFF ProntoSIL Spheribond Octyl 10µm | C8 | 20 | 3 | 10 | 80 | L7 | partially | Cartridges (5 pcs.) | SS | 20 x 3,0 mm
Spherisorb clone | 6325D080SB100 | BISCHOFF ProntoSIL Spheribond Octyl 10µm | C8 | 5 | 2 | 10 | 80 | L7 | partially | Cartridges (5 pcs.) | SS | 5 x 2,0 mm
Spherisorb clone | 6321D080SB100 | BISCHOFF ProntoSIL Spheribond Octyl 10µm | C8 | 10 | 2 | 10 | 80 | L7 | partially | Cartridges (5 pcs.) | SS | 10 x 2,0 mm
Spherisorb clone | 6322D080SB100 | BISCHOFF ProntoSIL Spheribond Octyl 10µm | C8 | 20 | 2 | 10 | 80 | L7 | partially | Cartridges (5 pcs.) | SS | 20 x 2,0 mm
Spherisorb clone | 0102D060SB030 | BISCHOFF ProntoSIL Spheribond Hexyl 3µm | C6 | 14 | 2 | 3 | 80 | L15 | partially | HPLC Column | SS | 14 x 2,0 mm
Spherisorb clone | 0103D060SB030 | BISCHOFF ProntoSIL Spheribond Hexyl 3µm | C6 | 14 | 3 | 3 | 80 | L15 | partially | HPLC Column | SS | 14 x 3,0 mm
Spherisorb clone | 0104D060SB030 | BISCHOFF ProntoSIL Spheribond Hexyl 3µm | C6 | 14 | 4 | 3 | 80 | L15 | partially | HPLC Column | SS | 14 x 4,0 mm
Spherisorb clone | 0146D060SB030 | BISCHOFF ProntoSIL Spheribond Hexyl 3µm | C6 | 14 | 4.6 | 3 | 80 | L15 | partially | HPLC Column | SS | 14 x 4,6 mm
Spherisorb clone | A202D060SB030 | BISCHOFF ProntoSIL Spheribond Hexyl 3µm | C6 | 20 | 2 | 3 | 80 | L15 | partially | HPLC Column | SS | 20 x 2,0 mm
Spherisorb clone | A203D060SB030 | BISCHOFF ProntoSIL Spheribond Hexyl 3µm | C6 | 20 | 3 | 3 | 80 | L15 | partially | HPLC Column | SS | 20 x 3,0 mm
Spherisorb clone | A204D060SB030 | BISCHOFF ProntoSIL Spheribond Hexyl 3µm | C6 | 20 | 4 | 3 | 80 | L15 | partially | HPLC Column | SS | 20 x 4,0 mm
Spherisorb clone | A246D060SB030 | BISCHOFF ProntoSIL Spheribond Hexyl 3µm | C6 | 20 | 4.6 | 3 | 80 | L15 | partially | HPLC Column | SS | 20 x 4,6 mm
Spherisorb clone | 0202D060SB030 | BISCHOFF ProntoSIL Spheribond Hexyl 3µm | C6 | 25 | 2 | 3 | 80 | L15 | partially | HPLC Column | SS | 25 x 2,0 mm
Spherisorb clone | 0203D060SB030 | BISCHOFF ProntoSIL Spheribond Hexyl 3µm | C6 | 25 | 3 | 3 | 80 | L15 | partially | HPLC Column | SS | 25 x 3,0 mm
Spherisorb clone | 0204D060SB030 | BISCHOFF ProntoSIL Spheribond Hexyl 3µm | C6 | 25 | 4 | 3 | 80 | L15 | partially | HPLC Column | SS | 25 x 4,0 mm
Spherisorb clone | 0246D060SB030 | BISCHOFF ProntoSIL Spheribond Hexyl 3µm | C6 | 25 | 4.6 | 3 | 80 | L15 | partially | HPLC Column | SS | 25 x 4,6 mm
Spherisorb clone | 0302D060SB030 | BISCHOFF ProntoSIL Spheribond Hexyl 3µm | C6 | 30 | 2 | 3 | 80 | L15 | partially | HPLC Column | SS | 30 x 2,0 mm
Spherisorb clone | 0303D060SB030 | BISCHOFF ProntoSIL Spheribond Hexyl 3µm | C6 | 30 | 3 | 3 | 80 | L15 | partially | HPLC Column | SS | 30 x 3,0 mm
Spherisorb clone | 0304D060SB030 | BISCHOFF ProntoSIL Spheribond Hexyl 3µm | C6 | 30 | 4 | 3 | 80 | L15 | partially | HPLC Column | SS | 30 x 4,0 mm
Spherisorb clone | 0346D060SB030 | BISCHOFF ProntoSIL Spheribond Hexyl 3µm | C6 | 30 | 4.6 | 3 | 80 | L15 | partially | HPLC Column | SS | 30 x 4,6 mm
Spherisorb clone | 0402D060SB030 | BISCHOFF ProntoSIL Spheribond Hexyl 3µm | C6 | 33 | 2 | 3 | 80 | L15 | partially | HPLC Column | SS | 33 x 2,0 mm
Spherisorb clone | 0403D060SB030 | BISCHOFF ProntoSIL Spheribond Hexyl 3µm | C6 | 33 | 3 | 3 | 80 | L15 | partially | HPLC Column | SS | 33 x 3,0 mm
Spherisorb clone | 0404D060SB030 | BISCHOFF ProntoSIL Spheribond Hexyl 3µm | C6 | 33 | 4 | 3 | 80 | L15 | partially | HPLC Column | SS | 33 x 4,0 mm
Spherisorb clone | 0446D060SB030 | BISCHOFF ProntoSIL Spheribond Hexyl 3µm | C6 | 33 | 4.6 | 3 | 80 | L15 | partially | HPLC Column | SS | 33 x 4,6 mm
Spherisorb clone | A402D060SB030 | BISCHOFF ProntoSIL Spheribond Hexyl 3µm | C6 | 40 | 2 | 3 | 80 | L15 | partially | HPLC Column | SS | 40 x 2,0 mm
Spherisorb clone | A403D060SB030 | BISCHOFF ProntoSIL Spheribond Hexyl 3µm | C6 | 40 | 3 | 3 | 80 | L15 | partially | HPLC Column | SS | 40 x 3,0 mm
Spherisorb clone | A404D060SB030 | BISCHOFF ProntoSIL Spheribond Hexyl 3µm | C6 | 40 | 4 | 3 | 80 | L15 | partially | HPLC Column | SS | 40 x 4,0 mm
Spherisorb clone | A446D060SB030 | BISCHOFF ProntoSIL Spheribond Hexyl 3µm | C6 | 40 | 4.6 | 3 | 80 | L15 | partially | HPLC Column | SS | 40 x 4,6 mm
Spherisorb clone | 0502D060SB030 | BISCHOFF ProntoSIL Spheribond Hexyl 3µm | C6 | 50 | 2 | 3 | 80 | L15 | partially | HPLC Column | SS | 50 x 2,0 mm
Spherisorb clone | 0503D060SB030 | BISCHOFF ProntoSIL Spheribond Hexyl 3µm | C6 | 50 | 3 | 3 | 80 | L15 | partially | HPLC Column | SS | 50 x 3,0 mm
Spherisorb clone | 0504D060SB030 | BISCHOFF ProntoSIL Spheribond Hexyl 3µm | C6 | 50 | 4 | 3 | 80 | L15 | partially | HPLC Column | SS | 50 x 4,0 mm
Spherisorb clone | 0546D060SB030 | BISCHOFF ProntoSIL Spheribond Hexyl 3µm | C6 | 50 | 4.6 | 3 | 80 | L15 | partially | HPLC Column | SS | 50 x 4,6 mm
Spherisorb clone | 0602D060SB030 | BISCHOFF ProntoSIL Spheribond Hexyl 3µm | C6 | 53 | 2 | 3 | 80 | L15 | partially | HPLC Column | SS | 53 x 2,0 mm
Spherisorb clone | 0603D060SB030 | BISCHOFF ProntoSIL Spheribond Hexyl 3µm | C6 | 53 | 3 | 3 | 80 | L15 | partially | HPLC Column | SS | 53 x 3,0 mm
Spherisorb clone | 0604D060SB030 | BISCHOFF ProntoSIL Spheribond Hexyl 3µm | C6 | 53 | 4 | 3 | 80 | L15 | partially | HPLC Column | SS | 53 x 4,0 mm
Spherisorb clone | 0646D060SB030 | BISCHOFF ProntoSIL Spheribond Hexyl 3µm | C6 | 53 | 4.6 | 3 | 80 | L15 | partially | HPLC Column | SS | 53 x 4,6 mm
Spherisorb clone | A602D060SB030 | BISCHOFF ProntoSIL Spheribond Hexyl 3µm | C6 | 60 | 2 | 3 | 80 | L15 | partially | HPLC Column | SS | 60 x 2,0 mm
Spherisorb clone | A603D060SB030 | BISCHOFF ProntoSIL Spheribond Hexyl 3µm | C6 | 60 | 3 | 3 | 80 | L15 | partially | HPLC Column | SS | 60 x 3,0 mm
Spherisorb clone | A604D060SB030 | BISCHOFF ProntoSIL Spheribond Hexyl 3µm | C6 | 60 | 4 | 3 | 80 | L15 | partially | HPLC Column | SS | 60 x 4,0 mm
Spherisorb clone | A646D060SB030 | BISCHOFF ProntoSIL Spheribond Hexyl 3µm | C6 | 60 | 4.6 | 3 | 80 | L15 | partially | HPLC Column | SS | 60 x 4,6 mm
Spherisorb clone | 0702D060SB030 | BISCHOFF ProntoSIL Spheribond Hexyl 3µm | C6 | 75 | 2 | 3 | 80 | L15 | partially | HPLC Column | SS | 75 x 2,0 mm
Spherisorb clone | 0703D060SB030 | BISCHOFF ProntoSIL Spheribond Hexyl 3µm | C6 | 75 | 3 | 3 | 80 | L15 | partially | HPLC Column | SS | 75 x 3,0 mm
Spherisorb clone | 0704D060SB030 | BISCHOFF ProntoSIL Spheribond Hexyl 3µm | C6 | 75 | 4 | 3 | 80 | L15 | partially | HPLC Column | SS | 75 x 4,0 mm
Spherisorb clone | 0746D060SB030 | BISCHOFF ProntoSIL Spheribond Hexyl 3µm | C6 | 75 | 4.6 | 3 | 80 | L15 | partially | HPLC Column | SS | 75 x 4,6 mm
Spherisorb clone | 1002D060SB030 | BISCHOFF ProntoSIL Spheribond Hexyl 3µm | C6 | 100 | 2 | 3 | 80 | L15 | partially | HPLC Column | SS | 100 x 2,0 mm
Spherisorb clone | 1003D060SB030 | BISCHOFF ProntoSIL Spheribond Hexyl 3µm | C6 | 100 | 3 | 3 | 80 | L15 | partially | HPLC Column | SS | 100 x 3,0 mm
Spherisorb clone | 1004D060SB030 | BISCHOFF ProntoSIL Spheribond Hexyl 3µm | C6 | 100 | 4 | 3 | 80 | L15 | partially | HPLC Column | SS | 100 x 4,0 mm
Spherisorb clone | 1046D060SB030 | BISCHOFF ProntoSIL Spheribond Hexyl 3µm | C6 | 100 | 4.6 | 3 | 80 | L15 | partially | HPLC Column | SS | 100 x 4,6 mm
Spherisorb clone | 1202D060SB030 | BISCHOFF ProntoSIL Spheribond Hexyl 3µm | C6 | 125 | 2 | 3 | 80 | L15 | partially | HPLC Column | SS | 125 x 2,0 mm
Spherisorb clone | 1203D060SB030 | BISCHOFF ProntoSIL Spheribond Hexyl 3µm | C6 | 125 | 3 | 3 | 80 | L15 | partially | HPLC Column | SS | 125 x 3,0 mm
Spherisorb clone | 1204D060SB030 | BISCHOFF ProntoSIL Spheribond Hexyl 3µm | C6 | 125 | 4 | 3 | 80 | L15 | partially | HPLC Column | SS | 125 x 4,0 mm
Spherisorb clone | 1246D060SB030 | BISCHOFF ProntoSIL Spheribond Hexyl 3µm | C6 | 125 | 4.6 | 3 | 80 | L15 | partially | HPLC Column | SS | 125 x 4,6 mm
Spherisorb clone | 1502D060SB030 | BISCHOFF ProntoSIL Spheribond Hexyl 3µm | C6 | 150 | 2 | 3 | 80 | L15 | partially | HPLC Column | SS | 150 x 2,0 mm
Spherisorb clone | 1503D060SB030 | BISCHOFF ProntoSIL Spheribond Hexyl 3µm | C6 | 150 | 3 | 3 | 80 | L15 | partially | HPLC Column | SS | 150 x 3,0 mm
Spherisorb clone | 1504D060SB030 | BISCHOFF ProntoSIL Spheribond Hexyl 3µm | C6 | 150 | 4 | 3 | 80 | L15 | partially | HPLC Column | SS | 150 x 4,0 mm
Spherisorb clone | 1546D060SB030 | BISCHOFF ProntoSIL Spheribond Hexyl 3µm | C6 | 150 | 4.6 | 3 | 80 | L15 | partially | HPLC Column | SS | 150 x 4,6 mm
Spherisorb clone | 2002D060SB030 | BISCHOFF ProntoSIL Spheribond Hexyl 3µm | C6 | 200 | 2 | 3 | 80 | L15 | partially | HPLC Column | SS | 200 x 2,0 mm
Spherisorb clone | 2003D060SB030 | BISCHOFF ProntoSIL Spheribond Hexyl 3µm | C6 | 200 | 3 | 3 | 80 | L15 | partially | HPLC Column | SS | 200 x 3,0 mm
Spherisorb clone | 2004D060SB030 | BISCHOFF ProntoSIL Spheribond Hexyl 3µm | C6 | 200 | 4 | 3 | 80 | L15 | partially | HPLC Column | SS | 200 x 4,0 mm
Spherisorb clone | 2046D060SB030 | BISCHOFF ProntoSIL Spheribond Hexyl 3µm | C6 | 200 | 4.6 | 3 | 80 | L15 | partially | HPLC Column | SS | 200 x 4,6 mm
Spherisorb clone | 2502D060SB030 | BISCHOFF ProntoSIL Spheribond Hexyl 3µm | C6 | 250 | 2 | 3 | 80 | L15 | partially | HPLC Column | SS | 250 x 2,0 mm
Spherisorb clone | 2503D060SB030 | BISCHOFF ProntoSIL Spheribond Hexyl 3µm | C6 | 250 | 3 | 3 | 80 | L15 | partially | HPLC Column | SS | 250 x 3,0 mm
Spherisorb clone | 2504D060SB030 | BISCHOFF ProntoSIL Spheribond Hexyl 3µm | C6 | 250 | 4 | 3 | 80 | L15 | partially | HPLC Column | SS | 250 x 4,0 mm
Spherisorb clone | 2546D060SB030 | BISCHOFF ProntoSIL Spheribond Hexyl 3µm | C6 | 250 | 4.6 | 3 | 80 | L15 | partially | HPLC Column | SS | 250 x 4,6 mm
Spherisorb clone | 3002D060SB030 | BISCHOFF ProntoSIL Spheribond Hexyl 3µm | C6 | 300 | 2 | 3 | 80 | L15 | partially | HPLC Column | SS | 300 x 2,0 mm
Spherisorb clone | 3003D060SB030 | BISCHOFF ProntoSIL Spheribond Hexyl 3µm | C6 | 300 | 3 | 3 | 80 | L15 | partially | HPLC Column | SS | 300 x 3,0 mm
Spherisorb clone | 3004D060SB030 | BISCHOFF ProntoSIL Spheribond Hexyl 3µm | C6 | 300 | 4 | 3 | 80 | L15 | partially | HPLC Column | SS | 300 x 4,0 mm
Spherisorb clone | 3046D060SB030 | BISCHOFF ProntoSIL Spheribond Hexyl 3µm | C6 | 300 | 4.6 | 3 | 80 | L15 | partially | HPLC Column | SS | 300 x 4,6 mm
Spherisorb clone | 01P4D060SB030 | BISCHOFF ProntoSIL Spheribond Hexyl 3µm | C6 | 14 | 4 | 3 | 80 | L15 | partially | HPLC Column | PEEK | 14 x 4,0 mm
Spherisorb clone | A2P4D060SB030 | BISCHOFF ProntoSIL Spheribond Hexyl 3µm | C6 | 20 | 4 | 3 | 80 | L15 | partially | HPLC Column | PEEK | 20 x 4,0 mm
Spherisorb clone | 02P4D060SB030 | BISCHOFF ProntoSIL Spheribond Hexyl 3µm | C6 | 25 | 4 | 3 | 80 | L15 | partially | HPLC Column | PEEK | 25 x 4,0 mm
Spherisorb clone | 03P4D060SB030 | BISCHOFF ProntoSIL Spheribond Hexyl 3µm | C6 | 30 | 4 | 3 | 80 | L15 | partially | HPLC Column | PEEK | 30 x 4,0 mm
Spherisorb clone | 04P4D060SB030 | BISCHOFF ProntoSIL Spheribond Hexyl 3µm | C6 | 33 | 4 | 3 | 80 | L15 | partially | HPLC Column | PEEK | 33 x 4,0 mm
Spherisorb clone | A4P4D060SB030 | BISCHOFF ProntoSIL Spheribond Hexyl 3µm | C6 | 40 | 4 | 3 | 80 | L15 | partially | HPLC Column | PEEK | 40 x 4,0 mm
Spherisorb clone | 05P4D060SB030 | BISCHOFF ProntoSIL Spheribond Hexyl 3µm | C6 | 50 | 4 | 3 | 80 | L15 | partially | HPLC Column | PEEK | 50 x 4,0 mm
Spherisorb clone | 06P4D060SB030 | BISCHOFF ProntoSIL Spheribond Hexyl 3µm | C6 | 53 | 4 | 3 | 80 | L15 | partially | HPLC Column | PEEK | 53 x 4,0 mm
Spherisorb clone | A6P4D060SB030 | BISCHOFF ProntoSIL Spheribond Hexyl 3µm | C6 | 60 | 4 | 3 | 80 | L15 | partially | HPLC Column | PEEK | 60 x 4,0 mm
Spherisorb clone | 07P4D060SB030 | BISCHOFF ProntoSIL Spheribond Hexyl 3µm | C6 | 75 | 4 | 3 | 80 | L15 | partially | HPLC Column | PEEK | 75 x 4,0 mm
Spherisorb clone | 10P4D060SB030 | BISCHOFF ProntoSIL Spheribond Hexyl 3µm | C6 | 100 | 4 | 3 | 80 | L15 | partially | HPLC Column | PEEK | 100 x 4,0 mm
Spherisorb clone | 12P4D060SB030 | BISCHOFF ProntoSIL Spheribond Hexyl 3µm | C6 | 125 | 4 | 3 | 80 | L15 | partially | HPLC Column | PEEK | 125 x 4,0 mm
Spherisorb clone | 15P4D060SB030 | BISCHOFF ProntoSIL Spheribond Hexyl 3µm | C6 | 150 | 4 | 3 | 80 | L15 | partially | HPLC Column | PEEK | 150 x 4,0 mm
Spherisorb clone | 20P4D060SB030 | BISCHOFF ProntoSIL Spheribond Hexyl 3µm | C6 | 200 | 4 | 3 | 80 | L15 | partially | HPLC Column | PEEK | 200 x 4,0 mm
Spherisorb clone | 25P4D060SB030 | BISCHOFF ProntoSIL Spheribond Hexyl 3µm | C6 | 250 | 4 | 3 | 80 | L15 | partially | HPLC Column | PEEK | 250 x 4,0 mm
Spherisorb clone | 30P4D060SB030 | BISCHOFF ProntoSIL Spheribond Hexyl 3µm | C6 | 300 | 4 | 3 | 80 | L15 | partially | HPLC Column | PEEK | 300 x 4,0 mm
Spherisorb clone | 6305D060SB030 | BISCHOFF ProntoSIL Spheribond Hexyl 3µm | C6 | 5 | 4 | 3 | 80 | L15 | partially | Cartridges (5 pcs.) | SS | 5 x 4,0 mm
Spherisorb clone | 6301D060SB030 | BISCHOFF ProntoSIL Spheribond Hexyl 3µm | C6 | 10 | 4 | 3 | 80 | L15 | partially | Cartridges (5 pcs.) | SS | 10 x 4,0 mm
Spherisorb clone | 6302D060SB030 | BISCHOFF ProntoSIL Spheribond Hexyl 3µm | C6 | 20 | 4 | 3 | 80 | L15 | partially | Cartridges (5 pcs.) | SS | 20 x 4,0 mm
Spherisorb clone | 63P1D060SB030 | BISCHOFF ProntoSIL Spheribond Hexyl 3µm | C6 | 10 | 4 | 3 | 80 | L15 | partially | Cartridges (5 pcs.) | PEEK | 10 x 4,0 mm
Spherisorb clone | 63P2D060SB030 | BISCHOFF ProntoSIL Spheribond Hexyl 3µm | C6 | 20 | 4 | 3 | 80 | L15 | partially | Cartridges (5 pcs.) | PEEK | 20 x 4,0 mm
Spherisorb clone | 6335D060SB030 | BISCHOFF ProntoSIL Spheribond Hexyl 3µm | C6 | 5 | 3 | 3 | 80 | L15 | partially | Cartridges (5 pcs.) | SS | 5 x 3,0 mm
Spherisorb clone | 6331D060SB030 | BISCHOFF ProntoSIL Spheribond Hexyl 3µm | C6 | 10 | 3 | 3 | 80 | L15 | partially | Cartridges (5 pcs.) | SS | 10 x 3,0 mm
Spherisorb clone | 6332D060SB030 | BISCHOFF ProntoSIL Spheribond Hexyl 3µm | C6 | 20 | 3 | 3 | 80 | L15 | partially | Cartridges (5 pcs.) | SS | 20 x 3,0 mm
Spherisorb clone | 6325D060SB030 | BISCHOFF ProntoSIL Spheribond Hexyl 3µm | C6 | 5 | 2 | 3 | 80 | L15 | partially | Cartridges (5 pcs.) | SS | 5 x 2,0 mm
Spherisorb clone | 6321D060SB030 | BISCHOFF ProntoSIL Spheribond Hexyl 3µm | C6 | 10 | 2 | 3 | 80 | L15 | partially | Cartridges (5 pcs.) | SS | 10 x 2,0 mm
Spherisorb clone | 6322D060SB030 | BISCHOFF ProntoSIL Spheribond Hexyl 3µm | C6 | 20 | 2 | 3 | 80 | L15 | partially | Cartridges (5 pcs.) | SS | 20 x 2,0 mm
Spherisorb clone | 0102D060SB050 | BISCHOFF ProntoSIL Spheribond Hexyl 5µm | C6 | 14 | 2 | 5 | 80 | L15 | partially | HPLC Column | SS | 14 x 2,0 mm
Spherisorb clone | 0103D060SB050 | BISCHOFF ProntoSIL Spheribond Hexyl 5µm | C6 | 14 | 3 | 5 | 80 | L15 | partially | HPLC Column | SS | 14 x 3,0 mm
Spherisorb clone | 0104D060SB050 | BISCHOFF ProntoSIL Spheribond Hexyl 5µm | C6 | 14 | 4 | 5 | 80 | L15 | partially | HPLC Column | SS | 14 x 4,0 mm
Spherisorb clone | 0146D060SB050 | BISCHOFF ProntoSIL Spheribond Hexyl 5µm | C6 | 14 | 4.6 | 5 | 80 | L15 | partially | HPLC Column | SS | 14 x 4,6 mm
Spherisorb clone | A202D060SB050 | BISCHOFF ProntoSIL Spheribond Hexyl 5µm | C6 | 20 | 2 | 5 | 80 | L15 | partially | HPLC Column | SS | 20 x 2,0 mm
Spherisorb clone | A203D060SB050 | BISCHOFF ProntoSIL Spheribond Hexyl 5µm | C6 | 20 | 3 | 5 | 80 | L15 | partially | HPLC Column | SS | 20 x 3,0 mm
Spherisorb clone | A204D060SB050 | BISCHOFF ProntoSIL Spheribond Hexyl 5µm | C6 | 20 | 4 | 5 | 80 | L15 | partially | HPLC Column | SS | 20 x 4,0 mm
Spherisorb clone | A246D060SB050 | BISCHOFF ProntoSIL Spheribond Hexyl 5µm | C6 | 20 | 4.6 | 5 | 80 | L15 | partially | HPLC Column | SS | 20 x 4,6 mm
Spherisorb clone | 0202D060SB050 | BISCHOFF ProntoSIL Spheribond Hexyl 5µm | C6 | 25 | 2 | 5 | 80 | L15 | partially | HPLC Column | SS | 25 x 2,0 mm
Spherisorb clone | 0203D060SB050 | BISCHOFF ProntoSIL Spheribond Hexyl 5µm | C6 | 25 | 3 | 5 | 80 | L15 | partially | HPLC Column | SS | 25 x 3,0 mm
Spherisorb clone | 0204D060SB050 | BISCHOFF ProntoSIL Spheribond Hexyl 5µm | C6 | 25 | 4 | 5 | 80 | L15 | partially | HPLC Column | SS | 25 x 4,0 mm
Spherisorb clone | 0246D060SB050 | BISCHOFF ProntoSIL Spheribond Hexyl 5µm | C6 | 25 | 4.6 | 5 | 80 | L15 | partially | HPLC Column | SS | 25 x 4,6 mm
Spherisorb clone | 0302D060SB050 | BISCHOFF ProntoSIL Spheribond Hexyl 5µm | C6 | 30 | 2 | 5 | 80 | L15 | partially | HPLC Column | SS | 30 x 2,0 mm
Spherisorb clone | 0303D060SB050 | BISCHOFF ProntoSIL Spheribond Hexyl 5µm | C6 | 30 | 3 | 5 | 80 | L15 | partially | HPLC Column | SS | 30 x 3,0 mm
Spherisorb clone | 0304D060SB050 | BISCHOFF ProntoSIL Spheribond Hexyl 5µm | C6 | 30 | 4 | 5 | 80 | L15 | partially | HPLC Column | SS | 30 x 4,0 mm
Spherisorb clone | 0346D060SB050 | BISCHOFF ProntoSIL Spheribond Hexyl 5µm | C6 | 30 | 4.6 | 5 | 80 | L15 | partially | HPLC Column | SS | 30 x 4,6 mm
Spherisorb clone | 0402D060SB050 | BISCHOFF ProntoSIL Spheribond Hexyl 5µm | C6 | 33 | 2 | 5 | 80 | L15 | partially | HPLC Column | SS | 33 x 2,0 mm
Spherisorb clone | 0403D060SB050 | BISCHOFF ProntoSIL Spheribond Hexyl 5µm | C6 | 33 | 3 | 5 | 80 | L15 | partially | HPLC Column | SS | 33 x 3,0 mm
Spherisorb clone | 0404D060SB050 | BISCHOFF ProntoSIL Spheribond Hexyl 5µm | C6 | 33 | 4 | 5 | 80 | L15 | partially | HPLC Column | SS | 33 x 4,0 mm
Spherisorb clone | 0446D060SB050 | BISCHOFF ProntoSIL Spheribond Hexyl 5µm | C6 | 33 | 4.6 | 5 | 80 | L15 | partially | HPLC Column | SS | 33 x 4,6 mm
Spherisorb clone | A402D060SB050 | BISCHOFF ProntoSIL Spheribond Hexyl 5µm | C6 | 40 | 2 | 5 | 80 | L15 | partially | HPLC Column | SS | 40 x 2,0 mm
Spherisorb clone | A403D060SB050 | BISCHOFF ProntoSIL Spheribond Hexyl 5µm | C6 | 40 | 3 | 5 | 80 | L15 | partially | HPLC Column | SS | 40 x 3,0 mm
Spherisorb clone | A404D060SB050 | BISCHOFF ProntoSIL Spheribond Hexyl 5µm | C6 | 40 | 4 | 5 | 80 | L15 | partially | HPLC Column | SS | 40 x 4,0 mm
Spherisorb clone | A446D060SB050 | BISCHOFF ProntoSIL Spheribond Hexyl 5µm | C6 | 40 | 4.6 | 5 | 80 | L15 | partially | HPLC Column | SS | 40 x 4,6 mm
Spherisorb clone | 0502D060SB050 | BISCHOFF ProntoSIL Spheribond Hexyl 5µm | C6 | 50 | 2 | 5 | 80 | L15 | partially | HPLC Column | SS | 50 x 2,0 mm
Spherisorb clone | 0503D060SB050 | BISCHOFF ProntoSIL Spheribond Hexyl 5µm | C6 | 50 | 3 | 5 | 80 | L15 | partially | HPLC Column | SS | 50 x 3,0 mm
Spherisorb clone | 0504D060SB050 | BISCHOFF ProntoSIL Spheribond Hexyl 5µm | C6 | 50 | 4 | 5 | 80 | L15 | partially | HPLC Column | SS | 50 x 4,0 mm
Spherisorb clone | 0546D060SB050 | BISCHOFF ProntoSIL Spheribond Hexyl 5µm | C6 | 50 | 4.6 | 5 | 80 | L15 | partially | HPLC Column | SS | 50 x 4,6 mm
Spherisorb clone | 0602D060SB050 | BISCHOFF ProntoSIL Spheribond Hexyl 5µm | C6 | 53 | 2 | 5 | 80 | L15 | partially | HPLC Column | SS | 53 x 2,0 mm
Spherisorb clone | 0603D060SB050 | BISCHOFF ProntoSIL Spheribond Hexyl 5µm | C6 | 53 | 3 | 5 | 80 | L15 | partially | HPLC Column | SS | 53 x 3,0 mm
Spherisorb clone | 0604D060SB050 | BISCHOFF ProntoSIL Spheribond Hexyl 5µm | C6 | 53 | 4 | 5 | 80 | L15 | partially | HPLC Column | SS | 53 x 4,0 mm
Spherisorb clone | 0646D060SB050 | BISCHOFF ProntoSIL Spheribond Hexyl 5µm | C6 | 53 | 4.6 | 5 | 80 | L15 | partially | HPLC Column | SS | 53 x 4,6 mm
Spherisorb clone | A602D060SB050 | BISCHOFF ProntoSIL Spheribond Hexyl 5µm | C6 | 60 | 2 | 5 | 80 | L15 | partially | HPLC Column | SS | 60 x 2,0 mm
Spherisorb clone | A603D060SB050 | BISCHOFF ProntoSIL Spheribond Hexyl 5µm | C6 | 60 | 3 | 5 | 80 | L15 | partially | HPLC Column | SS | 60 x 3,0 mm
Spherisorb clone | A604D060SB050 | BISCHOFF ProntoSIL Spheribond Hexyl 5µm | C6 | 60 | 4 | 5 | 80 | L15 | partially | HPLC Column | SS | 60 x 4,0 mm
Spherisorb clone | A646D060SB050 | BISCHOFF ProntoSIL Spheribond Hexyl 5µm | C6 | 60 | 4.6 | 5 | 80 | L15 | partially | HPLC Column | SS | 60 x 4,6 mm
Spherisorb clone | 0702D060SB050 | BISCHOFF ProntoSIL Spheribond Hexyl 5µm | C6 | 75 | 2 | 5 | 80 | L15 | partially | HPLC Column | SS | 75 x 2,0 mm
Spherisorb clone | 0703D060SB050 | BISCHOFF ProntoSIL Spheribond Hexyl 5µm | C6 | 75 | 3 | 5 | 80 | L15 | partially | HPLC Column | SS | 75 x 3,0 mm
Spherisorb clone | 0704D060SB050 | BISCHOFF ProntoSIL Spheribond Hexyl 5µm | C6 | 75 | 4 | 5 | 80 | L15 | partially | HPLC Column | SS | 75 x 4,0 mm
Spherisorb clone | 0746D060SB050 | BISCHOFF ProntoSIL Spheribond Hexyl 5µm | C6 | 75 | 4.6 | 5 | 80 | L15 | partially | HPLC Column | SS | 75 x 4,6 mm
Spherisorb clone | 1002D060SB050 | BISCHOFF ProntoSIL Spheribond Hexyl 5µm | C6 | 100 | 2 | 5 | 80 | L15 | partially | HPLC Column | SS | 100 x 2,0 mm
Spherisorb clone | 1003D060SB050 | BISCHOFF ProntoSIL Spheribond Hexyl 5µm | C6 | 100 | 3 | 5 | 80 | L15 | partially | HPLC Column | SS | 100 x 3,0 mm
Spherisorb clone | 1004D060SB050 | BISCHOFF ProntoSIL Spheribond Hexyl 5µm | C6 | 100 | 4 | 5 | 80 | L15 | partially | HPLC Column | SS | 100 x 4,0 mm
Spherisorb clone | 1046D060SB050 | BISCHOFF ProntoSIL Spheribond Hexyl 5µm | C6 | 100 | 4.6 | 5 | 80 | L15 | partially | HPLC Column | SS | 100 x 4,6 mm
Spherisorb clone | 1202D060SB050 | BISCHOFF ProntoSIL Spheribond Hexyl 5µm | C6 | 125 | 2 | 5 | 80 | L15 | partially | HPLC Column | SS | 125 x 2,0 mm
Spherisorb clone | 1203D060SB050 | BISCHOFF ProntoSIL Spheribond Hexyl 5µm | C6 | 125 | 3 | 5 | 80 | L15 | partially | HPLC Column | SS | 125 x 3,0 mm
Spherisorb clone | 1204D060SB050 | BISCHOFF ProntoSIL Spheribond Hexyl 5µm | C6 | 125 | 4 | 5 | 80 | L15 | partially | HPLC Column | SS | 125 x 4,0 mm
Spherisorb clone | 1246D060SB050 | BISCHOFF ProntoSIL Spheribond Hexyl 5µm | C6 | 125 | 4.6 | 5 | 80 | L15 | partially | HPLC Column | SS | 125 x 4,6 mm
Spherisorb clone | 1502D060SB050 | BISCHOFF ProntoSIL Spheribond Hexyl 5µm | C6 | 150 | 2 | 5 | 80 | L15 | partially | HPLC Column | SS | 150 x 2,0 mm
Spherisorb clone | 1503D060SB050 | BISCHOFF ProntoSIL Spheribond Hexyl 5µm | C6 | 150 | 3 | 5 | 80 | L15 | partially | HPLC Column | SS | 150 x 3,0 mm
Spherisorb clone | 1504D060SB050 | BISCHOFF ProntoSIL Spheribond Hexyl 5µm | C6 | 150 | 4 | 5 | 80 | L15 | partially | HPLC Column | SS | 150 x 4,0 mm
Spherisorb clone | 1546D060SB050 | BISCHOFF ProntoSIL Spheribond Hexyl 5µm | C6 | 150 | 4.6 | 5 | 80 | L15 | partially | HPLC Column | SS | 150 x 4,6 mm
Spherisorb clone | 2002D060SB050 | BISCHOFF ProntoSIL Spheribond Hexyl 5µm | C6 | 200 | 2 | 5 | 80 | L15 | partially | HPLC Column | SS | 200 x 2,0 mm
Spherisorb clone | 2003D060SB050 | BISCHOFF ProntoSIL Spheribond Hexyl 5µm | C6 | 200 | 3 | 5 | 80 | L15 | partially | HPLC Column | SS | 200 x 3,0 mm
Spherisorb clone | 2004D060SB050 | BISCHOFF ProntoSIL Spheribond Hexyl 5µm | C6 | 200 | 4 | 5 | 80 | L15 | partially | HPLC Column | SS | 200 x 4,0 mm
Spherisorb clone | 2046D060SB050 | BISCHOFF ProntoSIL Spheribond Hexyl 5µm | C6 | 200 | 4.6 | 5 | 80 | L15 | partially | HPLC Column | SS | 200 x 4,6 mm
Spherisorb clone | 2502D060SB050 | BISCHOFF ProntoSIL Spheribond Hexyl 5µm | C6 | 250 | 2 | 5 | 80 | L15 | partially | HPLC Column | SS | 250 x 2,0 mm
Spherisorb clone | 2503D060SB050 | BISCHOFF ProntoSIL Spheribond Hexyl 5µm | C6 | 250 | 3 | 5 | 80 | L15 | partially | HPLC Column | SS | 250 x 3,0 mm
Spherisorb clone | 2504D060SB050 | BISCHOFF ProntoSIL Spheribond Hexyl 5µm | C6 | 250 | 4 | 5 | 80 | L15 | partially | HPLC Column | SS | 250 x 4,0 mm
Spherisorb clone | 2546D060SB050 | BISCHOFF ProntoSIL Spheribond Hexyl 5µm | C6 | 250 | 4.6 | 5 | 80 | L15 | partially | HPLC Column | SS | 250 x 4,6 mm
Spherisorb clone | 3002D060SB050 | BISCHOFF ProntoSIL Spheribond Hexyl 5µm | C6 | 300 | 2 | 5 | 80 | L15 | partially | HPLC Column | SS | 300 x 2,0 mm
Spherisorb clone | 3003D060SB050 | BISCHOFF ProntoSIL Spheribond Hexyl 5µm | C6 | 300 | 3 | 5 | 80 | L15 | partially | HPLC Column | SS | 300 x 3,0 mm
Spherisorb clone | 3004D060SB050 | BISCHOFF ProntoSIL Spheribond Hexyl 5µm | C6 | 300 | 4 | 5 | 80 | L15 | partially | HPLC Column | SS | 300 x 4,0 mm
Spherisorb clone | 3046D060SB050 | BISCHOFF ProntoSIL Spheribond Hexyl 5µm | C6 | 300 | 4.6 | 5 | 80 | L15 | partially | HPLC Column | SS | 300 x 4,6 mm
Spherisorb clone | 01P4D060SB050 | BISCHOFF ProntoSIL Spheribond Hexyl 5µm | C6 | 14 | 4 | 5 | 80 | L15 | partially | HPLC Column | PEEK | 14 x 4,0 mm
Spherisorb clone | A2P4D060SB050 | BISCHOFF ProntoSIL Spheribond Hexyl 5µm | C6 | 20 | 4 | 5 | 80 | L15 | partially | HPLC Column | PEEK | 20 x 4,0 mm
Spherisorb clone | 02P4D060SB050 | BISCHOFF ProntoSIL Spheribond Hexyl 5µm | C6 | 25 | 4 | 5 | 80 | L15 | partially | HPLC Column | PEEK | 25 x 4,0 mm
Spherisorb clone | 03P4D060SB050 | BISCHOFF ProntoSIL Spheribond Hexyl 5µm | C6 | 30 | 4 | 5 | 80 | L15 | partially | HPLC Column | PEEK | 30 x 4,0 mm
Spherisorb clone | 04P4D060SB050 | BISCHOFF ProntoSIL Spheribond Hexyl 5µm | C6 | 33 | 4 | 5 | 80 | L15 | partially | HPLC Column | PEEK | 33 x 4,0 mm
Spherisorb clone | A4P4D060SB050 | BISCHOFF ProntoSIL Spheribond Hexyl 5µm | C6 | 40 | 4 | 5 | 80 | L15 | partially | HPLC Column | PEEK | 40 x 4,0 mm
Spherisorb clone | 05P4D060SB050 | BISCHOFF ProntoSIL Spheribond Hexyl 5µm | C6 | 50 | 4 | 5 | 80 | L15 | partially | HPLC Column | PEEK | 50 x 4,0 mm
Spherisorb clone | 06P4D060SB050 | BISCHOFF ProntoSIL Spheribond Hexyl 5µm | C6 | 53 | 4 | 5 | 80 | L15 | partially | HPLC Column | PEEK | 53 x 4,0 mm
Spherisorb clone | A6P4D060SB050 | BISCHOFF ProntoSIL Spheribond Hexyl 5µm | C6 | 60 | 4 | 5 | 80 | L15 | partially | HPLC Column | PEEK | 60 x 4,0 mm
Spherisorb clone | 07P4D060SB050 | BISCHOFF ProntoSIL Spheribond Hexyl 5µm | C6 | 75 | 4 | 5 | 80 | L15 | partially | HPLC Column | PEEK | 75 x 4,0 mm
Spherisorb clone | 10P4D060SB050 | BISCHOFF ProntoSIL Spheribond Hexyl 5µm | C6 | 100 | 4 | 5 | 80 | L15 | partially | HPLC Column | PEEK | 100 x 4,0 mm
Spherisorb clone | 12P4D060SB050 | BISCHOFF ProntoSIL Spheribond Hexyl 5µm | C6 | 125 | 4 | 5 | 80 | L15 | partially | HPLC Column | PEEK | 125 x 4,0 mm
Spherisorb clone | 15P4D060SB050 | BISCHOFF ProntoSIL Spheribond Hexyl 5µm | C6 | 150 | 4 | 5 | 80 | L15 | partially | HPLC Column | PEEK | 150 x 4,0 mm
Spherisorb clone | 20P4D060SB050 | BISCHOFF ProntoSIL Spheribond Hexyl 5µm | C6 | 200 | 4 | 5 | 80 | L15 | partially | HPLC Column | PEEK | 200 x 4,0 mm
Spherisorb clone | 25P4D060SB050 | BISCHOFF ProntoSIL Spheribond Hexyl 5µm | C6 | 250 | 4 | 5 | 80 | L15 | partially | HPLC Column | PEEK | 250 x 4,0 mm
Spherisorb clone | 30P4D060SB050 | BISCHOFF ProntoSIL Spheribond Hexyl 5µm | C6 | 300 | 4 | 5 | 80 | L15 | partially | HPLC Column | PEEK | 300 x 4,0 mm
Spherisorb clone | 6305D060SB050 | BISCHOFF ProntoSIL Spheribond Hexyl 5µm | C6 | 5 | 4 | 5 | 80 | L15 | partially | Cartridges (5 pcs.) | SS | 5 x 4,0 mm
Spherisorb clone | 6301D060SB050 | BISCHOFF ProntoSIL Spheribond Hexyl 5µm | C6 | 10 | 4 | 5 | 80 | L15 | partially | Cartridges (5 pcs.) | SS | 10 x 4,0 mm
Spherisorb clone | 6302D060SB050 | BISCHOFF ProntoSIL Spheribond Hexyl 5µm | C6 | 20 | 4 | 5 | 80 | L15 | partially | Cartridges (5 pcs.) | SS | 20 x 4,0 mm
Spherisorb clone | 63P1D060SB050 | BISCHOFF ProntoSIL Spheribond Hexyl 5µm | C6 | 10 | 4 | 5 | 80 | L15 | partially | Cartridges (5 pcs.) | PEEK | 10 x 4,0 mm
Spherisorb clone | 63P2D060SB050 | BISCHOFF ProntoSIL Spheribond Hexyl 5µm | C6 | 20 | 4 | 5 | 80 | L15 | partially | Cartridges (5 pcs.) | PEEK | 20 x 4,0 mm
Spherisorb clone | 6335D060SB050 | BISCHOFF ProntoSIL Spheribond Hexyl 5µm | C6 | 5 | 3 | 5 | 80 | L15 | partially | Cartridges (5 pcs.) | SS | 5 x 3,0 mm
Spherisorb clone | 6331D060SB050 | BISCHOFF ProntoSIL Spheribond Hexyl 5µm | C6 | 10 | 3 | 5 | 80 | L15 | partially | Cartridges (5 pcs.) | SS | 10 x 3,0 mm
Spherisorb clone | 6332D060SB050 | BISCHOFF ProntoSIL Spheribond Hexyl 5µm | C6 | 20 | 3 | 5 | 80 | L15 | partially | Cartridges (5 pcs.) | SS | 20 x 3,0 mm
Spherisorb clone | 6325D060SB050 | BISCHOFF ProntoSIL Spheribond Hexyl 5µm | C6 | 5 | 2 | 5 | 80 | L15 | partially | Cartridges (5 pcs.) | SS | 5 x 2,0 mm
Spherisorb clone | 6321D060SB050 | BISCHOFF ProntoSIL Spheribond Hexyl 5µm | C6 | 10 | 2 | 5 | 80 | L15 | partially | Cartridges (5 pcs.) | SS | 10 x 2,0 mm
Spherisorb clone | 6322D060SB050 | BISCHOFF ProntoSIL Spheribond Hexyl 5µm | C6 | 20 | 2 | 5 | 80 | L15 | partially | Cartridges (5 pcs.) | SS | 20 x 2,0 mm
Spherisorb clone | 0102D010SB030 | BISCHOFF ProntoSIL Spheribond C1 3µm | C1 | 14 | 2 | 3 | 80 | L13 | no | HPLC Column | SS | 14 x 2,0 mm
Spherisorb clone | 0103D010SB030 | BISCHOFF ProntoSIL Spheribond C1 3µm | C1 | 14 | 3 | 3 | 80 | L13 | no | HPLC Column | SS | 14 x 3,0 mm
Spherisorb clone | 0104D010SB030 | BISCHOFF ProntoSIL Spheribond C1 3µm | C1 | 14 | 4 | 3 | 80 | L13 | no | HPLC Column | SS | 14 x 4,0 mm
Spherisorb clone | 0146D010SB030 | BISCHOFF ProntoSIL Spheribond C1 3µm | C1 | 14 | 4.6 | 3 | 80 | L13 | no | HPLC Column | SS | 14 x 4,6 mm
Spherisorb clone | A202D010SB030 | BISCHOFF ProntoSIL Spheribond C1 3µm | C1 | 20 | 2 | 3 | 80 | L13 | no | HPLC Column | SS | 20 x 2,0 mm
Spherisorb clone | A203D010SB030 | BISCHOFF ProntoSIL Spheribond C1 3µm | C1 | 20 | 3 | 3 | 80 | L13 | no | HPLC Column | SS | 20 x 3,0 mm
Spherisorb clone | A204D010SB030 | BISCHOFF ProntoSIL Spheribond C1 3µm | C1 | 20 | 4 | 3 | 80 | L13 | no | HPLC Column | SS | 20 x 4,0 mm
Spherisorb clone | A246D010SB030 | BISCHOFF ProntoSIL Spheribond C1 3µm | C1 | 20 | 4.6 | 3 | 80 | L13 | no | HPLC Column | SS | 20 x 4,6 mm
Spherisorb clone | 0202D010SB030 | BISCHOFF ProntoSIL Spheribond C1 3µm | C1 | 25 | 2 | 3 | 80 | L13 | no | HPLC Column | SS | 25 x 2,0 mm
Spherisorb clone | 0203D010SB030 | BISCHOFF ProntoSIL Spheribond C1 3µm | C1 | 25 | 3 | 3 | 80 | L13 | no | HPLC Column | SS | 25 x 3,0 mm
Spherisorb clone | 0204D010SB030 | BISCHOFF ProntoSIL Spheribond C1 3µm | C1 | 25 | 4 | 3 | 80 | L13 | no | HPLC Column | SS | 25 x 4,0 mm
Spherisorb clone | 0246D010SB030 | BISCHOFF ProntoSIL Spheribond C1 3µm | C1 | 25 | 4.6 | 3 | 80 | L13 | no | HPLC Column | SS | 25 x 4,6 mm
Spherisorb clone | 0302D010SB030 | BISCHOFF ProntoSIL Spheribond C1 3µm | C1 | 30 | 2 | 3 | 80 | L13 | no | HPLC Column | SS | 30 x 2,0 mm
Spherisorb clone | 0303D010SB030 | BISCHOFF ProntoSIL Spheribond C1 3µm | C1 | 30 | 3 | 3 | 80 | L13 | no | HPLC Column | SS | 30 x 3,0 mm
Spherisorb clone | 0304D010SB030 | BISCHOFF ProntoSIL Spheribond C1 3µm | C1 | 30 | 4 | 3 | 80 | L13 | no | HPLC Column | SS | 30 x 4,0 mm
Spherisorb clone | 0346D010SB030 | BISCHOFF ProntoSIL Spheribond C1 3µm | C1 | 30 | 4.6 | 3 | 80 | L13 | no | HPLC Column | SS | 30 x 4,6 mm
Spherisorb clone | 0402D010SB030 | BISCHOFF ProntoSIL Spheribond C1 3µm | C1 | 33 | 2 | 3 | 80 | L13 | no | HPLC Column | SS | 33 x 2,0 mm
Spherisorb clone | 0403D010SB030 | BISCHOFF ProntoSIL Spheribond C1 3µm | C1 | 33 | 3 | 3 | 80 | L13 | no | HPLC Column | SS | 33 x 3,0 mm
Spherisorb clone | 0404D010SB030 | BISCHOFF ProntoSIL Spheribond C1 3µm | C1 | 33 | 4 | 3 | 80 | L13 | no | HPLC Column | SS | 33 x 4,0 mm
Spherisorb clone | 0446D010SB030 | BISCHOFF ProntoSIL Spheribond C1 3µm | C1 | 33 | 4.6 | 3 | 80 | L13 | no | HPLC Column | SS | 33 x 4,6 mm
Spherisorb clone | A402D010SB030 | BISCHOFF ProntoSIL Spheribond C1 3µm | C1 | 40 | 2 | 3 | 80 | L13 | no | HPLC Column | SS | 40 x 2,0 mm
Spherisorb clone | A403D010SB030 | BISCHOFF ProntoSIL Spheribond C1 3µm | C1 | 40 | 3 | 3 | 80 | L13 | no | HPLC Column | SS | 40 x 3,0 mm
Spherisorb clone | A404D010SB030 | BISCHOFF ProntoSIL Spheribond C1 3µm | C1 | 40 | 4 | 3 | 80 | L13 | no | HPLC Column | SS | 40 x 4,0 mm
Spherisorb clone | A446D010SB030 | BISCHOFF ProntoSIL Spheribond C1 3µm | C1 | 40 | 4.6 | 3 | 80 | L13 | no | HPLC Column | SS | 40 x 4,6 mm
Spherisorb clone | 0502D010SB030 | BISCHOFF ProntoSIL Spheribond C1 3µm | C1 | 50 | 2 | 3 | 80 | L13 | no | HPLC Column | SS | 50 x 2,0 mm
Spherisorb clone | 0503D010SB030 | BISCHOFF ProntoSIL Spheribond C1 3µm | C1 | 50 | 3 | 3 | 80 | L13 | no | HPLC Column | SS | 50 x 3,0 mm
Spherisorb clone | 0504D010SB030 | BISCHOFF ProntoSIL Spheribond C1 3µm | C1 | 50 | 4 | 3 | 80 | L13 | no | HPLC Column | SS | 50 x 4,0 mm
Spherisorb clone | 0546D010SB030 | BISCHOFF ProntoSIL Spheribond C1 3µm | C1 | 50 | 4.6 | 3 | 80 | L13 | no | HPLC Column | SS | 50 x 4,6 mm
Spherisorb clone | 0602D010SB030 | BISCHOFF ProntoSIL Spheribond C1 3µm | C1 | 53 | 2 | 3 | 80 | L13 | no | HPLC Column | SS | 53 x 2,0 mm
Spherisorb clone | 0603D010SB030 | BISCHOFF ProntoSIL Spheribond C1 3µm | C1 | 53 | 3 | 3 | 80 | L13 | no | HPLC Column | SS | 53 x 3,0 mm
Spherisorb clone | 0604D010SB030 | BISCHOFF ProntoSIL Spheribond C1 3µm | C1 | 53 | 4 | 3 | 80 | L13 | no | HPLC Column | SS | 53 x 4,0 mm
Spherisorb clone | 0646D010SB030 | BISCHOFF ProntoSIL Spheribond C1 3µm | C1 | 53 | 4.6 | 3 | 80 | L13 | no | HPLC Column | SS | 53 x 4,6 mm
Spherisorb clone | A602D010SB030 | BISCHOFF ProntoSIL Spheribond C1 3µm | C1 | 60 | 2 | 3 | 80 | L13 | no | HPLC Column | SS | 60 x 2,0 mm
Spherisorb clone | A603D010SB030 | BISCHOFF ProntoSIL Spheribond C1 3µm | C1 | 60 | 3 | 3 | 80 | L13 | no | HPLC Column | SS | 60 x 3,0 mm
Spherisorb clone | A604D010SB030 | BISCHOFF ProntoSIL Spheribond C1 3µm | C1 | 60 | 4 | 3 | 80 | L13 | no | HPLC Column | SS | 60 x 4,0 mm
Spherisorb clone | A646D010SB030 | BISCHOFF ProntoSIL Spheribond C1 3µm | C1 | 60 | 4.6 | 3 | 80 | L13 | no | HPLC Column | SS | 60 x 4,6 mm
Spherisorb clone | 0702D010SB030 | BISCHOFF ProntoSIL Spheribond C1 3µm | C1 | 75 | 2 | 3 | 80 | L13 | no | HPLC Column | SS | 75 x 2,0 mm
Spherisorb clone | 0703D010SB030 | BISCHOFF ProntoSIL Spheribond C1 3µm | C1 | 75 | 3 | 3 | 80 | L13 | no | HPLC Column | SS | 75 x 3,0 mm
Spherisorb clone | 0704D010SB030 | BISCHOFF ProntoSIL Spheribond C1 3µm | C1 | 75 | 4 | 3 | 80 | L13 | no | HPLC Column | SS | 75 x 4,0 mm
Spherisorb clone | 0746D010SB030 | BISCHOFF ProntoSIL Spheribond C1 3µm | C1 | 75 | 4.6 | 3 | 80 | L13 | no | HPLC Column | SS | 75 x 4,6 mm
Spherisorb clone | 1002D010SB030 | BISCHOFF ProntoSIL Spheribond C1 3µm | C1 | 100 | 2 | 3 | 80 | L13 | no | HPLC Column | SS | 100 x 2,0 mm
Spherisorb clone | 1003D010SB030 | BISCHOFF ProntoSIL Spheribond C1 3µm | C1 | 100 | 3 | 3 | 80 | L13 | no | HPLC Column | SS | 100 x 3,0 mm
Spherisorb clone | 1004D010SB030 | BISCHOFF ProntoSIL Spheribond C1 3µm | C1 | 100 | 4 | 3 | 80 | L13 | no | HPLC Column | SS | 100 x 4,0 mm
Spherisorb clone | 1046D010SB030 | BISCHOFF ProntoSIL Spheribond C1 3µm | C1 | 100 | 4.6 | 3 | 80 | L13 | no | HPLC Column | SS | 100 x 4,6 mm
Spherisorb clone | 1202D010SB030 | BISCHOFF ProntoSIL Spheribond C1 3µm | C1 | 125 | 2 | 3 | 80 | L13 | no | HPLC Column | SS | 125 x 2,0 mm
Spherisorb clone | 1203D010SB030 | BISCHOFF ProntoSIL Spheribond C1 3µm | C1 | 125 | 3 | 3 | 80 | L13 | no | HPLC Column | SS | 125 x 3,0 mm
Spherisorb clone | 1204D010SB030 | BISCHOFF ProntoSIL Spheribond C1 3µm | C1 | 125 | 4 | 3 | 80 | L13 | no | HPLC Column | SS | 125 x 4,0 mm
Spherisorb clone | 1246D010SB030 | BISCHOFF ProntoSIL Spheribond C1 3µm | C1 | 125 | 4.6 | 3 | 80 | L13 | no | HPLC Column | SS | 125 x 4,6 mm
Spherisorb clone | 1502D010SB030 | BISCHOFF ProntoSIL Spheribond C1 3µm | C1 | 150 | 2 | 3 | 80 | L13 | no | HPLC Column | SS | 150 x 2,0 mm
Spherisorb clone | 1503D010SB030 | BISCHOFF ProntoSIL Spheribond C1 3µm | C1 | 150 | 3 | 3 | 80 | L13 | no | HPLC Column | SS | 150 x 3,0 mm
Spherisorb clone | 1504D010SB030 | BISCHOFF ProntoSIL Spheribond C1 3µm | C1 | 150 | 4 | 3 | 80 | L13 | no | HPLC Column | SS | 150 x 4,0 mm
Spherisorb clone | 1546D010SB030 | BISCHOFF ProntoSIL Spheribond C1 3µm | C1 | 150 | 4.6 | 3 | 80 | L13 | no | HPLC Column | SS | 150 x 4,6 mm
Spherisorb clone | 2002D010SB030 | BISCHOFF ProntoSIL Spheribond C1 3µm | C1 | 200 | 2 | 3 | 80 | L13 | no | HPLC Column | SS | 200 x 2,0 mm
Spherisorb clone | 2003D010SB030 | BISCHOFF ProntoSIL Spheribond C1 3µm | C1 | 200 | 3 | 3 | 80 | L13 | no | HPLC Column | SS | 200 x 3,0 mm
Spherisorb clone | 2004D010SB030 | BISCHOFF ProntoSIL Spheribond C1 3µm | C1 | 200 | 4 | 3 | 80 | L13 | no | HPLC Column | SS | 200 x 4,0 mm
Spherisorb clone | 2046D010SB030 | BISCHOFF ProntoSIL Spheribond C1 3µm | C1 | 200 | 4.6 | 3 | 80 | L13 | no | HPLC Column | SS | 200 x 4,6 mm
Spherisorb clone | 2502D010SB030 | BISCHOFF ProntoSIL Spheribond C1 3µm | C1 | 250 | 2 | 3 | 80 | L13 | no | HPLC Column | SS | 250 x 2,0 mm
Spherisorb clone | 2503D010SB030 | BISCHOFF ProntoSIL Spheribond C1 3µm | C1 | 250 | 3 | 3 | 80 | L13 | no | HPLC Column | SS | 250 x 3,0 mm
Spherisorb clone | 2504D010SB030 | BISCHOFF ProntoSIL Spheribond C1 3µm | C1 | 250 | 4 | 3 | 80 | L13 | no | HPLC Column | SS | 250 x 4,0 mm
Spherisorb clone | 2546D010SB030 | BISCHOFF ProntoSIL Spheribond C1 3µm | C1 | 250 | 4.6 | 3 | 80 | L13 | no | HPLC Column | SS | 250 x 4,6 mm
Spherisorb clone | 3002D010SB030 | BISCHOFF ProntoSIL Spheribond C1 3µm | C1 | 300 | 2 | 3 | 80 | L13 | no | HPLC Column | SS | 300 x 2,0 mm
Spherisorb clone | 3003D010SB030 | BISCHOFF ProntoSIL Spheribond C1 3µm | C1 | 300 | 3 | 3 | 80 | L13 | no | HPLC Column | SS | 300 x 3,0 mm
Spherisorb clone | 3004D010SB030 | BISCHOFF ProntoSIL Spheribond C1 3µm | C1 | 300 | 4 | 3 | 80 | L13 | no | HPLC Column | SS | 300 x 4,0 mm
Spherisorb clone | 3046D010SB030 | BISCHOFF ProntoSIL Spheribond C1 3µm | C1 | 300 | 4.6 | 3 | 80 | L13 | no | HPLC Column | SS | 300 x 4,6 mm
Spherisorb clone | 01P4D010SB030 | BISCHOFF ProntoSIL Spheribond C1 3µm | C1 | 14 | 4 | 3 | 80 | L13 | no | HPLC Column | PEEK | 14 x 4,0 mm
Spherisorb clone | A2P4D010SB030 | BISCHOFF ProntoSIL Spheribond C1 3µm | C1 | 20 | 4 | 3 | 80 | L13 | no | HPLC Column | PEEK | 20 x 4,0 mm
Spherisorb clone | 02P4D010SB030 | BISCHOFF ProntoSIL Spheribond C1 3µm | C1 | 25 | 4 | 3 | 80 | L13 | no | HPLC Column | PEEK | 25 x 4,0 mm
Spherisorb clone | 03P4D010SB030 | BISCHOFF ProntoSIL Spheribond C1 3µm | C1 | 30 | 4 | 3 | 80 | L13 | no | HPLC Column | PEEK | 30 x 4,0 mm
Spherisorb clone | 04P4D010SB030 | BISCHOFF ProntoSIL Spheribond C1 3µm | C1 | 33 | 4 | 3 | 80 | L13 | no | HPLC Column | PEEK | 33 x 4,0 mm
Spherisorb clone | A4P4D010SB030 | BISCHOFF ProntoSIL Spheribond C1 3µm | C1 | 40 | 4 | 3 | 80 | L13 | no | HPLC Column | PEEK | 40 x 4,0 mm
Spherisorb clone | 05P4D010SB030 | BISCHOFF ProntoSIL Spheribond C1 3µm | C1 | 50 | 4 | 3 | 80 | L13 | no | HPLC Column | PEEK | 50 x 4,0 mm
Spherisorb clone | 06P4D010SB030 | BISCHOFF ProntoSIL Spheribond C1 3µm | C1 | 53 | 4 | 3 | 80 | L13 | no | HPLC Column | PEEK | 53 x 4,0 mm
Spherisorb clone | A6P4D010SB030 | BISCHOFF ProntoSIL Spheribond C1 3µm | C1 | 60 | 4 | 3 | 80 | L13 | no | HPLC Column | PEEK | 60 x 4,0 mm
Spherisorb clone | 07P4D010SB030 | BISCHOFF ProntoSIL Spheribond C1 3µm | C1 | 75 | 4 | 3 | 80 | L13 | no | HPLC Column | PEEK | 75 x 4,0 mm
Spherisorb clone | 10P4D010SB030 | BISCHOFF ProntoSIL Spheribond C1 3µm | C1 | 100 | 4 | 3 | 80 | L13 | no | HPLC Column | PEEK | 100 x 4,0 mm
Spherisorb clone | 12P4D010SB030 | BISCHOFF ProntoSIL Spheribond C1 3µm | C1 | 125 | 4 | 3 | 80 | L13 | no | HPLC Column | PEEK | 125 x 4,0 mm
Spherisorb clone | 15P4D010SB030 | BISCHOFF ProntoSIL Spheribond C1 3µm | C1 | 150 | 4 | 3 | 80 | L13 | no | HPLC Column | PEEK | 150 x 4,0 mm
Spherisorb clone | 20P4D010SB030 | BISCHOFF ProntoSIL Spheribond C1 3µm | C1 | 200 | 4 | 3 | 80 | L13 | no | HPLC Column | PEEK | 200 x 4,0 mm
Spherisorb clone | 25P4D010SB030 | BISCHOFF ProntoSIL Spheribond C1 3µm | C1 | 250 | 4 | 3 | 80 | L13 | no | HPLC Column | PEEK | 250 x 4,0 mm
Spherisorb clone | 30P4D010SB030 | BISCHOFF ProntoSIL Spheribond C1 3µm | C1 | 300 | 4 | 3 | 80 | L13 | no | HPLC Column | PEEK | 300 x 4,0 mm
Spherisorb clone | 6305D010SB030 | BISCHOFF ProntoSIL Spheribond C1 3µm | C1 | 5 | 4 | 3 | 80 | L13 | no | Cartridges (5 pcs.) | SS | 5 x 4,0 mm
Spherisorb clone | 6301D010SB030 | BISCHOFF ProntoSIL Spheribond C1 3µm | C1 | 10 | 4 | 3 | 80 | L13 | no | Cartridges (5 pcs.) | SS | 10 x 4,0 mm
Spherisorb clone | 6302D010SB030 | BISCHOFF ProntoSIL Spheribond C1 3µm | C1 | 20 | 4 | 3 | 80 | L13 | no | Cartridges (5 pcs.) | SS | 20 x 4,0 mm
Spherisorb clone | 63P1D010SB030 | BISCHOFF ProntoSIL Spheribond C1 3µm | C1 | 10 | 4 | 3 | 80 | L13 | no | Cartridges (5 pcs.) | PEEK | 10 x 4,0 mm
Spherisorb clone | 63P2D010SB030 | BISCHOFF ProntoSIL Spheribond C1 3µm | C1 | 20 | 4 | 3 | 80 | L13 | no | Cartridges (5 pcs.) | PEEK | 20 x 4,0 mm
Spherisorb clone | 6335D010SB030 | BISCHOFF ProntoSIL Spheribond C1 3µm | C1 | 5 | 3 | 3 | 80 | L13 | no | Cartridges (5 pcs.) | SS | 5 x 3,0 mm
Spherisorb clone | 6331D010SB030 | BISCHOFF ProntoSIL Spheribond C1 3µm | C1 | 10 | 3 | 3 | 80 | L13 | no | Cartridges (5 pcs.) | SS | 10 x 3,0 mm
Spherisorb clone | 6332D010SB030 | BISCHOFF ProntoSIL Spheribond C1 3µm | C1 | 20 | 3 | 3 | 80 | L13 | no | Cartridges (5 pcs.) | SS | 20 x 3,0 mm
Spherisorb clone | 6325D010SB030 | BISCHOFF ProntoSIL Spheribond C1 3µm | C1 | 5 | 2 | 3 | 80 | L13 | no | Cartridges (5 pcs.) | SS | 5 x 2,0 mm
Spherisorb clone | 6321D010SB030 | BISCHOFF ProntoSIL Spheribond C1 3µm | C1 | 10 | 2 | 3 | 80 | L13 | no | Cartridges (5 pcs.) | SS | 10 x 2,0 mm
Spherisorb clone | 6322D010SB030 | BISCHOFF ProntoSIL Spheribond C1 3µm | C1 | 20 | 2 | 3 | 80 | L13 | no | Cartridges (5 pcs.) | SS | 20 x 2,0 mm
Spherisorb clone | 0102D010SB050 | BISCHOFF ProntoSIL Spheribond C1 5µm | C1 | 14 | 2 | 5 | 80 | L13 | no | HPLC Column | SS | 14 x 2,0 mm
Spherisorb clone | 0103D010SB050 | BISCHOFF ProntoSIL Spheribond C1 5µm | C1 | 14 | 3 | 5 | 80 | L13 | no | HPLC Column | SS | 14 x 3,0 mm
Spherisorb clone | 0104D010SB050 | BISCHOFF ProntoSIL Spheribond C1 5µm | C1 | 14 | 4 | 5 | 80 | L13 | no | HPLC Column | SS | 14 x 4,0 mm
Spherisorb clone | 0146D010SB050 | BISCHOFF ProntoSIL Spheribond C1 5µm | C1 | 14 | 4.6 | 5 | 80 | L13 | no | HPLC Column | SS | 14 x 4,6 mm
Spherisorb clone | A202D010SB050 | BISCHOFF ProntoSIL Spheribond C1 5µm | C1 | 20 | 2 | 5 | 80 | L13 | no | HPLC Column | SS | 20 x 2,0 mm
Spherisorb clone | A203D010SB050 | BISCHOFF ProntoSIL Spheribond C1 5µm | C1 | 20 | 3 | 5 | 80 | L13 | no | HPLC Column | SS | 20 x 3,0 mm
Spherisorb clone | A204D010SB050 | BISCHOFF ProntoSIL Spheribond C1 5µm | C1 | 20 | 4 | 5 | 80 | L13 | no | HPLC Column | SS | 20 x 4,0 mm
Spherisorb clone | A246D010SB050 | BISCHOFF ProntoSIL Spheribond C1 5µm | C1 | 20 | 4.6 | 5 | 80 | L13 | no | HPLC Column | SS | 20 x 4,6 mm
Spherisorb clone | 0202D010SB050 | BISCHOFF ProntoSIL Spheribond C1 5µm | C1 | 25 | 2 | 5 | 80 | L13 | no | HPLC Column | SS | 25 x 2,0 mm
Spherisorb clone | 0203D010SB050 | BISCHOFF ProntoSIL Spheribond C1 5µm | C1 | 25 | 3 | 5 | 80 | L13 | no | HPLC Column | SS | 25 x 3,0 mm
Spherisorb clone | 0204D010SB050 | BISCHOFF ProntoSIL Spheribond C1 5µm | C1 | 25 | 4 | 5 | 80 | L13 | no | HPLC Column | SS | 25 x 4,0 mm
Spherisorb clone | 0246D010SB050 | BISCHOFF ProntoSIL Spheribond C1 5µm | C1 | 25 | 4.6 | 5 | 80 | L13 | no | HPLC Column | SS | 25 x 4,6 mm
Spherisorb clone | 0302D010SB050 | BISCHOFF ProntoSIL Spheribond C1 5µm | C1 | 30 | 2 | 5 | 80 | L13 | no | HPLC Column | SS | 30 x 2,0 mm
Spherisorb clone | 0303D010SB050 | BISCHOFF ProntoSIL Spheribond C1 5µm | C1 | 30 | 3 | 5 | 80 | L13 | no | HPLC Column | SS | 30 x 3,0 mm
Spherisorb clone | 0304D010SB050 | BISCHOFF ProntoSIL Spheribond C1 5µm | C1 | 30 | 4 | 5 | 80 | L13 | no | HPLC Column | SS | 30 x 4,0 mm
Spherisorb clone | 0346D010SB050 | BISCHOFF ProntoSIL Spheribond C1 5µm | C1 | 30 | 4.6 | 5 | 80 | L13 | no | HPLC Column | SS | 30 x 4,6 mm
Spherisorb clone | 0402D010SB050 | BISCHOFF ProntoSIL Spheribond C1 5µm | C1 | 33 | 2 | 5 | 80 | L13 | no | HPLC Column | SS | 33 x 2,0 mm
Spherisorb clone | 0403D010SB050 | BISCHOFF ProntoSIL Spheribond C1 5µm | C1 | 33 | 3 | 5 | 80 | L13 | no | HPLC Column | SS | 33 x 3,0 mm
Spherisorb clone | 0404D010SB050 | BISCHOFF ProntoSIL Spheribond C1 5µm | C1 | 33 | 4 | 5 | 80 | L13 | no | HPLC Column | SS | 33 x 4,0 mm
Spherisorb clone | 0446D010SB050 | BISCHOFF ProntoSIL Spheribond C1 5µm | C1 | 33 | 4.6 | 5 | 80 | L13 | no | HPLC Column | SS | 33 x 4,6 mm
Spherisorb clone | A402D010SB050 | BISCHOFF ProntoSIL Spheribond C1 5µm | C1 | 40 | 2 | 5 | 80 | L13 | no | HPLC Column | SS | 40 x 2,0 mm
Spherisorb clone | A403D010SB050 | BISCHOFF ProntoSIL Spheribond C1 5µm | C1 | 40 | 3 | 5 | 80 | L13 | no | HPLC Column | SS | 40 x 3,0 mm
Spherisorb clone | A404D010SB050 | BISCHOFF ProntoSIL Spheribond C1 5µm | C1 | 40 | 4 | 5 | 80 | L13 | no | HPLC Column | SS | 40 x 4,0 mm
Spherisorb clone | A446D010SB050 | BISCHOFF ProntoSIL Spheribond C1 5µm | C1 | 40 | 4.6 | 5 | 80 | L13 | no | HPLC Column | SS | 40 x 4,6 mm
Spherisorb clone | 0502D010SB050 | BISCHOFF ProntoSIL Spheribond C1 5µm | C1 | 50 | 2 | 5 | 80 | L13 | no | HPLC Column | SS | 50 x 2,0 mm
Spherisorb clone | 0503D010SB050 | BISCHOFF ProntoSIL Spheribond C1 5µm | C1 | 50 | 3 | 5 | 80 | L13 | no | HPLC Column | SS | 50 x 3,0 mm
Spherisorb clone | 0504D010SB050 | BISCHOFF ProntoSIL Spheribond C1 5µm | C1 | 50 | 4 | 5 | 80 | L13 | no | HPLC Column | SS | 50 x 4,0 mm
Spherisorb clone | 0546D010SB050 | BISCHOFF ProntoSIL Spheribond C1 5µm | C1 | 50 | 4.6 | 5 | 80 | L13 | no | HPLC Column | SS | 50 x 4,6 mm
Spherisorb clone | 0602D010SB050 | BISCHOFF ProntoSIL Spheribond C1 5µm | C1 | 53 | 2 | 5 | 80 | L13 | no | HPLC Column | SS | 53 x 2,0 mm
Spherisorb clone | 0603D010SB050 | BISCHOFF ProntoSIL Spheribond C1 5µm | C1 | 53 | 3 | 5 | 80 | L13 | no | HPLC Column | SS | 53 x 3,0 mm
Spherisorb clone | 0604D010SB050 | BISCHOFF ProntoSIL Spheribond C1 5µm | C1 | 53 | 4 | 5 | 80 | L13 | no | HPLC Column | SS | 53 x 4,0 mm
Spherisorb clone | 0646D010SB050 | BISCHOFF ProntoSIL Spheribond C1 5µm | C1 | 53 | 4.6 | 5 | 80 | L13 | no | HPLC Column | SS | 53 x 4,6 mm
Spherisorb clone | A602D010SB050 | BISCHOFF ProntoSIL Spheribond C1 5µm | C1 | 60 | 2 | 5 | 80 | L13 | no | HPLC Column | SS | 60 x 2,0 mm
Spherisorb clone | A603D010SB050 | BISCHOFF ProntoSIL Spheribond C1 5µm | C1 | 60 | 3 | 5 | 80 | L13 | no | HPLC Column | SS | 60 x 3,0 mm
Spherisorb clone | A604D010SB050 | BISCHOFF ProntoSIL Spheribond C1 5µm | C1 | 60 | 4 | 5 | 80 | L13 | no | HPLC Column | SS | 60 x 4,0 mm
Spherisorb clone | A646D010SB050 | BISCHOFF ProntoSIL Spheribond C1 5µm | C1 | 60 | 4.6 | 5 | 80 | L13 | no | HPLC Column | SS | 60 x 4,6 mm
Spherisorb clone | 0702D010SB050 | BISCHOFF ProntoSIL Spheribond C1 5µm | C1 | 75 | 2 | 5 | 80 | L13 | no | HPLC Column | SS | 75 x 2,0 mm
Spherisorb clone | 0703D010SB050 | BISCHOFF ProntoSIL Spheribond C1 5µm | C1 | 75 | 3 | 5 | 80 | L13 | no | HPLC Column | SS | 75 x 3,0 mm
Spherisorb clone | 0704D010SB050 | BISCHOFF ProntoSIL Spheribond C1 5µm | C1 | 75 | 4 | 5 | 80 | L13 | no | HPLC Column | SS | 75 x 4,0 mm
Spherisorb clone | 0746D010SB050 | BISCHOFF ProntoSIL Spheribond C1 5µm | C1 | 75 | 4.6 | 5 | 80 | L13 | no | HPLC Column | SS | 75 x 4,6 mm
Spherisorb clone | 1002D010SB050 | BISCHOFF ProntoSIL Spheribond C1 5µm | C1 | 100 | 2 | 5 | 80 | L13 | no | HPLC Column | SS | 100 x 2,0 mm
Spherisorb clone | 1003D010SB050 | BISCHOFF ProntoSIL Spheribond C1 5µm | C1 | 100 | 3 | 5 | 80 | L13 | no | HPLC Column | SS | 100 x 3,0 mm
Spherisorb clone | 1004D010SB050 | BISCHOFF ProntoSIL Spheribond C1 5µm | C1 | 100 | 4 | 5 | 80 | L13 | no | HPLC Column | SS | 100 x 4,0 mm
Spherisorb clone | 1046D010SB050 | BISCHOFF ProntoSIL Spheribond C1 5µm | C1 | 100 | 4.6 | 5 | 80 | L13 | no | HPLC Column | SS | 100 x 4,6 mm
Spherisorb clone | 1202D010SB050 | BISCHOFF ProntoSIL Spheribond C1 5µm | C1 | 125 | 2 | 5 | 80 | L13 | no | HPLC Column | SS | 125 x 2,0 mm
Spherisorb clone | 1203D010SB050 | BISCHOFF ProntoSIL Spheribond C1 5µm | C1 | 125 | 3 | 5 | 80 | L13 | no | HPLC Column | SS | 125 x 3,0 mm
Spherisorb clone | 1204D010SB050 | BISCHOFF ProntoSIL Spheribond C1 5µm | C1 | 125 | 4 | 5 | 80 | L13 | no | HPLC Column | SS | 125 x 4,0 mm
Spherisorb clone | 1246D010SB050 | BISCHOFF ProntoSIL Spheribond C1 5µm | C1 | 125 | 4.6 | 5 | 80 | L13 | no | HPLC Column | SS | 125 x 4,6 mm
Spherisorb clone | 1502D010SB050 | BISCHOFF ProntoSIL Spheribond C1 5µm | C1 | 150 | 2 | 5 | 80 | L13 | no | HPLC Column | SS | 150 x 2,0 mm
Spherisorb clone | 1503D010SB050 | BISCHOFF ProntoSIL Spheribond C1 5µm | C1 | 150 | 3 | 5 | 80 | L13 | no | HPLC Column | SS | 150 x 3,0 mm
Spherisorb clone | 1504D010SB050 | BISCHOFF ProntoSIL Spheribond C1 5µm | C1 | 150 | 4 | 5 | 80 | L13 | no | HPLC Column | SS | 150 x 4,0 mm
Spherisorb clone | 1546D010SB050 | BISCHOFF ProntoSIL Spheribond C1 5µm | C1 | 150 | 4.6 | 5 | 80 | L13 | no | HPLC Column | SS | 150 x 4,6 mm
Spherisorb clone | 2002D010SB050 | BISCHOFF ProntoSIL Spheribond C1 5µm | C1 | 200 | 2 | 5 | 80 | L13 | no | HPLC Column | SS | 200 x 2,0 mm
Spherisorb clone | 2003D010SB050 | BISCHOFF ProntoSIL Spheribond C1 5µm | C1 | 200 | 3 | 5 | 80 | L13 | no | HPLC Column | SS | 200 x 3,0 mm
Spherisorb clone | 2004D010SB050 | BISCHOFF ProntoSIL Spheribond C1 5µm | C1 | 200 | 4 | 5 | 80 | L13 | no | HPLC Column | SS | 200 x 4,0 mm
Spherisorb clone | 2046D010SB050 | BISCHOFF ProntoSIL Spheribond C1 5µm | C1 | 200 | 4.6 | 5 | 80 | L13 | no | HPLC Column | SS | 200 x 4,6 mm
Spherisorb clone | 2502D010SB050 | BISCHOFF ProntoSIL Spheribond C1 5µm | C1 | 250 | 2 | 5 | 80 | L13 | no | HPLC Column | SS | 250 x 2,0 mm
Spherisorb clone | 2503D010SB050 | BISCHOFF ProntoSIL Spheribond C1 5µm | C1 | 250 | 3 | 5 | 80 | L13 | no | HPLC Column | SS | 250 x 3,0 mm
Spherisorb clone | 2504D010SB050 | BISCHOFF ProntoSIL Spheribond C1 5µm | C1 | 250 | 4 | 5 | 80 | L13 | no | HPLC Column | SS | 250 x 4,0 mm
Spherisorb clone | 2546D010SB050 | BISCHOFF ProntoSIL Spheribond C1 5µm | C1 | 250 | 4.6 | 5 | 80 | L13 | no | HPLC Column | SS | 250 x 4,6 mm
Spherisorb clone | 3002D010SB050 | BISCHOFF ProntoSIL Spheribond C1 5µm | C1 | 300 | 2 | 5 | 80 | L13 | no | HPLC Column | SS | 300 x 2,0 mm
Spherisorb clone | 3003D010SB050 | BISCHOFF ProntoSIL Spheribond C1 5µm | C1 | 300 | 3 | 5 | 80 | L13 | no | HPLC Column | SS | 300 x 3,0 mm
Spherisorb clone | 3004D010SB050 | BISCHOFF ProntoSIL Spheribond C1 5µm | C1 | 300 | 4 | 5 | 80 | L13 | no | HPLC Column | SS | 300 x 4,0 mm
Spherisorb clone | 3046D010SB050 | BISCHOFF ProntoSIL Spheribond C1 5µm | C1 | 300 | 4.6 | 5 | 80 | L13 | no | HPLC Column | SS | 300 x 4,6 mm
Spherisorb clone | 01P4D010SB050 | BISCHOFF ProntoSIL Spheribond C1 5µm | C1 | 14 | 4 | 5 | 80 | L13 | no | HPLC Column | PEEK | 14 x 4,0 mm
Spherisorb clone | A2P4D010SB050 | BISCHOFF ProntoSIL Spheribond C1 5µm | C1 | 20 | 4 | 5 | 80 | L13 | no | HPLC Column | PEEK | 20 x 4,0 mm
Spherisorb clone | 02P4D010SB050 | BISCHOFF ProntoSIL Spheribond C1 5µm | C1 | 25 | 4 | 5 | 80 | L13 | no | HPLC Column | PEEK | 25 x 4,0 mm
Spherisorb clone | 03P4D010SB050 | BISCHOFF ProntoSIL Spheribond C1 5µm | C1 | 30 | 4 | 5 | 80 | L13 | no | HPLC Column | PEEK | 30 x 4,0 mm
Spherisorb clone | 04P4D010SB050 | BISCHOFF ProntoSIL Spheribond C1 5µm | C1 | 33 | 4 | 5 | 80 | L13 | no | HPLC Column | PEEK | 33 x 4,0 mm
Spherisorb clone | A4P4D010SB050 | BISCHOFF ProntoSIL Spheribond C1 5µm | C1 | 40 | 4 | 5 | 80 | L13 | no | HPLC Column | PEEK | 40 x 4,0 mm
Spherisorb clone | 05P4D010SB050 | BISCHOFF ProntoSIL Spheribond C1 5µm | C1 | 50 | 4 | 5 | 80 | L13 | no | HPLC Column | PEEK | 50 x 4,0 mm
Spherisorb clone | 06P4D010SB050 | BISCHOFF ProntoSIL Spheribond C1 5µm | C1 | 53 | 4 | 5 | 80 | L13 | no | HPLC Column | PEEK | 53 x 4,0 mm
Spherisorb clone | A6P4D010SB050 | BISCHOFF ProntoSIL Spheribond C1 5µm | C1 | 60 | 4 | 5 | 80 | L13 | no | HPLC Column | PEEK | 60 x 4,0 mm
Spherisorb clone | 07P4D010SB050 | BISCHOFF ProntoSIL Spheribond C1 5µm | C1 | 75 | 4 | 5 | 80 | L13 | no | HPLC Column | PEEK | 75 x 4,0 mm
Spherisorb clone | 10P4D010SB050 | BISCHOFF ProntoSIL Spheribond C1 5µm | C1 | 100 | 4 | 5 | 80 | L13 | no | HPLC Column | PEEK | 100 x 4,0 mm
Spherisorb clone | 12P4D010SB050 | BISCHOFF ProntoSIL Spheribond C1 5µm | C1 | 125 | 4 | 5 | 80 | L13 | no | HPLC Column | PEEK | 125 x 4,0 mm
Spherisorb clone | 15P4D010SB050 | BISCHOFF ProntoSIL Spheribond C1 5µm | C1 | 150 | 4 | 5 | 80 | L13 | no | HPLC Column | PEEK | 150 x 4,0 mm
Spherisorb clone | 20P4D010SB050 | BISCHOFF ProntoSIL Spheribond C1 5µm | C1 | 200 | 4 | 5 | 80 | L13 | no | HPLC Column | PEEK | 200 x 4,0 mm
Spherisorb clone | 25P4D010SB050 | BISCHOFF ProntoSIL Spheribond C1 5µm | C1 | 250 | 4 | 5 | 80 | L13 | no | HPLC Column | PEEK | 250 x 4,0 mm
Spherisorb clone | 30P4D010SB050 | BISCHOFF ProntoSIL Spheribond C1 5µm | C1 | 300 | 4 | 5 | 80 | L13 | no | HPLC Column | PEEK | 300 x 4,0 mm
Spherisorb clone | 6305D010SB050 | BISCHOFF ProntoSIL Spheribond C1 5µm | C1 | 5 | 4 | 5 | 80 | L13 | no | Cartridges (5 pcs.) | SS | 5 x 4,0 mm
Spherisorb clone | 6301D010SB050 | BISCHOFF ProntoSIL Spheribond C1 5µm | C1 | 10 | 4 | 5 | 80 | L13 | no | Cartridges (5 pcs.) | SS | 10 x 4,0 mm
Spherisorb clone | 6302D010SB050 | BISCHOFF ProntoSIL Spheribond C1 5µm | C1 | 20 | 4 | 5 | 80 | L13 | no | Cartridges (5 pcs.) | SS | 20 x 4,0 mm
Spherisorb clone | 63P1D010SB050 | BISCHOFF ProntoSIL Spheribond C1 5µm | C1 | 10 | 4 | 5 | 80 | L13 | no | Cartridges (5 pcs.) | PEEK | 10 x 4,0 mm
Spherisorb clone | 63P2D010SB050 | BISCHOFF ProntoSIL Spheribond C1 5µm | C1 | 20 | 4 | 5 | 80 | L13 | no | Cartridges (5 pcs.) | PEEK | 20 x 4,0 mm
Spherisorb clone | 6335D010SB050 | BISCHOFF ProntoSIL Spheribond C1 5µm | C1 | 5 | 3 | 5 | 80 | L13 | no | Cartridges (5 pcs.) | SS | 5 x 3,0 mm
Spherisorb clone | 6331D010SB050 | BISCHOFF ProntoSIL Spheribond C1 5µm | C1 | 10 | 3 | 5 | 80 | L13 | no | Cartridges (5 pcs.) | SS | 10 x 3,0 mm
Spherisorb clone | 6332D010SB050 | BISCHOFF ProntoSIL Spheribond C1 5µm | C1 | 20 | 3 | 5 | 80 | L13 | no | Cartridges (5 pcs.) | SS | 20 x 3,0 mm
Spherisorb clone | 6325D010SB050 | BISCHOFF ProntoSIL Spheribond C1 5µm | C1 | 5 | 2 | 5 | 80 | L13 | no | Cartridges (5 pcs.) | SS | 5 x 2,0 mm
Spherisorb clone | 6321D010SB050 | BISCHOFF ProntoSIL Spheribond C1 5µm | C1 | 10 | 2 | 5 | 80 | L13 | no | Cartridges (5 pcs.) | SS | 10 x 2,0 mm
Spherisorb clone | 6322D010SB050 | BISCHOFF ProntoSIL Spheribond C1 5µm | C1 | 20 | 2 | 5 | 80 | L13 | no | Cartridges (5 pcs.) | SS | 20 x 2,0 mm
Spherisorb clone | 0102D050SB030 | BISCHOFF ProntoSIL Spheribond Phenyl 3µm | PHENYL | 14 | 2 | 3 | 80 | L11 | partially | HPLC Column | SS | 14 x 2,0 mm
Spherisorb clone | 0103D050SB030 | BISCHOFF ProntoSIL Spheribond Phenyl 3µm | PHENYL | 14 | 3 | 3 | 80 | L11 | partially | HPLC Column | SS | 14 x 3,0 mm
Spherisorb clone | 0104D050SB030 | BISCHOFF ProntoSIL Spheribond Phenyl 3µm | PHENYL | 14 | 4 | 3 | 80 | L11 | partially | HPLC Column | SS | 14 x 4,0 mm
Spherisorb clone | 0146D050SB030 | BISCHOFF ProntoSIL Spheribond Phenyl 3µm | PHENYL | 14 | 4.6 | 3 | 80 | L11 | partially | HPLC Column | SS | 14 x 4,6 mm
Spherisorb clone | A202D050SB030 | BISCHOFF ProntoSIL Spheribond Phenyl 3µm | PHENYL | 20 | 2 | 3 | 80 | L11 | partially | HPLC Column | SS | 20 x 2,0 mm
Spherisorb clone | A203D050SB030 | BISCHOFF ProntoSIL Spheribond Phenyl 3µm | PHENYL | 20 | 3 | 3 | 80 | L11 | partially | HPLC Column | SS | 20 x 3,0 mm
Spherisorb clone | A204D050SB030 | BISCHOFF ProntoSIL Spheribond Phenyl 3µm | PHENYL | 20 | 4 | 3 | 80 | L11 | partially | HPLC Column | SS | 20 x 4,0 mm
Spherisorb clone | A246D050SB030 | BISCHOFF ProntoSIL Spheribond Phenyl 3µm | PHENYL | 20 | 4.6 | 3 | 80 | L11 | partially | HPLC Column | SS | 20 x 4,6 mm
Spherisorb clone | 0202D050SB030 | BISCHOFF ProntoSIL Spheribond Phenyl 3µm | PHENYL | 25 | 2 | 3 | 80 | L11 | partially | HPLC Column | SS | 25 x 2,0 mm
Spherisorb clone | 0203D050SB030 | BISCHOFF ProntoSIL Spheribond Phenyl 3µm | PHENYL | 25 | 3 | 3 | 80 | L11 | partially | HPLC Column | SS | 25 x 3,0 mm
Spherisorb clone | 0204D050SB030 | BISCHOFF ProntoSIL Spheribond Phenyl 3µm | PHENYL | 25 | 4 | 3 | 80 | L11 | partially | HPLC Column | SS | 25 x 4,0 mm
Spherisorb clone | 0246D050SB030 | BISCHOFF ProntoSIL Spheribond Phenyl 3µm | PHENYL | 25 | 4.6 | 3 | 80 | L11 | partially | HPLC Column | SS | 25 x 4,6 mm
Spherisorb clone | 0302D050SB030 | BISCHOFF ProntoSIL Spheribond Phenyl 3µm | PHENYL | 30 | 2 | 3 | 80 | L11 | partially | HPLC Column | SS | 30 x 2,0 mm
Spherisorb clone | 0303D050SB030 | BISCHOFF ProntoSIL Spheribond Phenyl 3µm | PHENYL | 30 | 3 | 3 | 80 | L11 | partially | HPLC Column | SS | 30 x 3,0 mm
Spherisorb clone | 0304D050SB030 | BISCHOFF ProntoSIL Spheribond Phenyl 3µm | PHENYL | 30 | 4 | 3 | 80 | L11 | partially | HPLC Column | SS | 30 x 4,0 mm
Spherisorb clone | 0346D050SB030 | BISCHOFF ProntoSIL Spheribond Phenyl 3µm | PHENYL | 30 | 4.6 | 3 | 80 | L11 | partially | HPLC Column | SS | 30 x 4,6 mm
Spherisorb clone | 0402D050SB030 | BISCHOFF ProntoSIL Spheribond Phenyl 3µm | PHENYL | 33 | 2 | 3 | 80 | L11 | partially | HPLC Column | SS | 33 x 2,0 mm
Spherisorb clone | 0403D050SB030 | BISCHOFF ProntoSIL Spheribond Phenyl 3µm | PHENYL | 33 | 3 | 3 | 80 | L11 | partially | HPLC Column | SS | 33 x 3,0 mm
Spherisorb clone | 0404D050SB030 | BISCHOFF ProntoSIL Spheribond Phenyl 3µm | PHENYL | 33 | 4 | 3 | 80 | L11 | partially | HPLC Column | SS | 33 x 4,0 mm
Spherisorb clone | 0446D050SB030 | BISCHOFF ProntoSIL Spheribond Phenyl 3µm | PHENYL | 33 | 4.6 | 3 | 80 | L11 | partially | HPLC Column | SS | 33 x 4,6 mm
Spherisorb clone | A402D050SB030 | BISCHOFF ProntoSIL Spheribond Phenyl 3µm | PHENYL | 40 | 2 | 3 | 80 | L11 | partially | HPLC Column | SS | 40 x 2,0 mm
Spherisorb clone | A403D050SB030 | BISCHOFF ProntoSIL Spheribond Phenyl 3µm | PHENYL | 40 | 3 | 3 | 80 | L11 | partially | HPLC Column | SS | 40 x 3,0 mm
Spherisorb clone | A404D050SB030 | BISCHOFF ProntoSIL Spheribond Phenyl 3µm | PHENYL | 40 | 4 | 3 | 80 | L11 | partially | HPLC Column | SS | 40 x 4,0 mm
Spherisorb clone | A446D050SB030 | BISCHOFF ProntoSIL Spheribond Phenyl 3µm | PHENYL | 40 | 4.6 | 3 | 80 | L11 | partially | HPLC Column | SS | 40 x 4,6 mm
Spherisorb clone | 0502D050SB030 | BISCHOFF ProntoSIL Spheribond Phenyl 3µm | PHENYL | 50 | 2 | 3 | 80 | L11 | partially | HPLC Column | SS | 50 x 2,0 mm
Spherisorb clone | 0503D050SB030 | BISCHOFF ProntoSIL Spheribond Phenyl 3µm | PHENYL | 50 | 3 | 3 | 80 | L11 | partially | HPLC Column | SS | 50 x 3,0 mm
Spherisorb clone | 0504D050SB030 | BISCHOFF ProntoSIL Spheribond Phenyl 3µm | PHENYL | 50 | 4 | 3 | 80 | L11 | partially | HPLC Column | SS | 50 x 4,0 mm
Spherisorb clone | 0546D050SB030 | BISCHOFF ProntoSIL Spheribond Phenyl 3µm | PHENYL | 50 | 4.6 | 3 | 80 | L11 | partially | HPLC Column | SS | 50 x 4,6 mm
Spherisorb clone | 0602D050SB030 | BISCHOFF ProntoSIL Spheribond Phenyl 3µm | PHENYL | 53 | 2 | 3 | 80 | L11 | partially | HPLC Column | SS | 53 x 2,0 mm
Spherisorb clone | 0603D050SB030 | BISCHOFF ProntoSIL Spheribond Phenyl 3µm | PHENYL | 53 | 3 | 3 | 80 | L11 | partially | HPLC Column | SS | 53 x 3,0 mm
Spherisorb clone | 0604D050SB030 | BISCHOFF ProntoSIL Spheribond Phenyl 3µm | PHENYL | 53 | 4 | 3 | 80 | L11 | partially | HPLC Column | SS | 53 x 4,0 mm
Spherisorb clone | 0646D050SB030 | BISCHOFF ProntoSIL Spheribond Phenyl 3µm | PHENYL | 53 | 4.6 | 3 | 80 | L11 | partially | HPLC Column | SS | 53 x 4,6 mm
Spherisorb clone | A602D050SB030 | BISCHOFF ProntoSIL Spheribond Phenyl 3µm | PHENYL | 60 | 2 | 3 | 80 | L11 | partially | HPLC Column | SS | 60 x 2,0 mm
Spherisorb clone | A603D050SB030 | BISCHOFF ProntoSIL Spheribond Phenyl 3µm | PHENYL | 60 | 3 | 3 | 80 | L11 | partially | HPLC Column | SS | 60 x 3,0 mm
Spherisorb clone | A604D050SB030 | BISCHOFF ProntoSIL Spheribond Phenyl 3µm | PHENYL | 60 | 4 | 3 | 80 | L11 | partially | HPLC Column | SS | 60 x 4,0 mm
Spherisorb clone | A646D050SB030 | BISCHOFF ProntoSIL Spheribond Phenyl 3µm | PHENYL | 60 | 4.6 | 3 | 80 | L11 | partially | HPLC Column | SS | 60 x 4,6 mm
Spherisorb clone | 0702D050SB030 | BISCHOFF ProntoSIL Spheribond Phenyl 3µm | PHENYL | 75 | 2 | 3 | 80 | L11 | partially | HPLC Column | SS | 75 x 2,0 mm
Spherisorb clone | 0703D050SB030 | BISCHOFF ProntoSIL Spheribond Phenyl 3µm | PHENYL | 75 | 3 | 3 | 80 | L11 | partially | HPLC Column | SS | 75 x 3,0 mm
Spherisorb clone | 0704D050SB030 | BISCHOFF ProntoSIL Spheribond Phenyl 3µm | PHENYL | 75 | 4 | 3 | 80 | L11 | partially | HPLC Column | SS | 75 x 4,0 mm
Spherisorb clone | 0746D050SB030 | BISCHOFF ProntoSIL Spheribond Phenyl 3µm | PHENYL | 75 | 4.6 | 3 | 80 | L11 | partially | HPLC Column | SS | 75 x 4,6 mm
Spherisorb clone | 1002D050SB030 | BISCHOFF ProntoSIL Spheribond Phenyl 3µm | PHENYL | 100 | 2 | 3 | 80 | L11 | partially | HPLC Column | SS | 100 x 2,0 mm
Spherisorb clone | 1003D050SB030 | BISCHOFF ProntoSIL Spheribond Phenyl 3µm | PHENYL | 100 | 3 | 3 | 80 | L11 | partially | HPLC Column | SS | 100 x 3,0 mm
Spherisorb clone | 1004D050SB030 | BISCHOFF ProntoSIL Spheribond Phenyl 3µm | PHENYL | 100 | 4 | 3 | 80 | L11 | partially | HPLC Column | SS | 100 x 4,0 mm
Spherisorb clone | 1046D050SB030 | BISCHOFF ProntoSIL Spheribond Phenyl 3µm | PHENYL | 100 | 4.6 | 3 | 80 | L11 | partially | HPLC Column | SS | 100 x 4,6 mm
Spherisorb clone | 1202D050SB030 | BISCHOFF ProntoSIL Spheribond Phenyl 3µm | PHENYL | 125 | 2 | 3 | 80 | L11 | partially | HPLC Column | SS | 125 x 2,0 mm
Spherisorb clone | 1203D050SB030 | BISCHOFF ProntoSIL Spheribond Phenyl 3µm | PHENYL | 125 | 3 | 3 | 80 | L11 | partially | HPLC Column | SS | 125 x 3,0 mm
Spherisorb clone | 1204D050SB030 | BISCHOFF ProntoSIL Spheribond Phenyl 3µm | PHENYL | 125 | 4 | 3 | 80 | L11 | partially | HPLC Column | SS | 125 x 4,0 mm
Spherisorb clone | 1246D050SB030 | BISCHOFF ProntoSIL Spheribond Phenyl 3µm | PHENYL | 125 | 4.6 | 3 | 80 | L11 | partially | HPLC Column | SS | 125 x 4,6 mm
Spherisorb clone | 1502D050SB030 | BISCHOFF ProntoSIL Spheribond Phenyl 3µm | PHENYL | 150 | 2 | 3 | 80 | L11 | partially | HPLC Column | SS | 150 x 2,0 mm
Spherisorb clone | 1503D050SB030 | BISCHOFF ProntoSIL Spheribond Phenyl 3µm | PHENYL | 150 | 3 | 3 | 80 | L11 | partially | HPLC Column | SS | 150 x 3,0 mm
Spherisorb clone | 1504D050SB030 | BISCHOFF ProntoSIL Spheribond Phenyl 3µm | PHENYL | 150 | 4 | 3 | 80 | L11 | partially | HPLC Column | SS | 150 x 4,0 mm
Spherisorb clone | 1546D050SB030 | BISCHOFF ProntoSIL Spheribond Phenyl 3µm | PHENYL | 150 | 4.6 | 3 | 80 | L11 | partially | HPLC Column | SS | 150 x 4,6 mm
Spherisorb clone | 2002D050SB030 | BISCHOFF ProntoSIL Spheribond Phenyl 3µm | PHENYL | 200 | 2 | 3 | 80 | L11 | partially | HPLC Column | SS | 200 x 2,0 mm
Spherisorb clone | 2003D050SB030 | BISCHOFF ProntoSIL Spheribond Phenyl 3µm | PHENYL | 200 | 3 | 3 | 80 | L11 | partially | HPLC Column | SS | 200 x 3,0 mm
Spherisorb clone | 2004D050SB030 | BISCHOFF ProntoSIL Spheribond Phenyl 3µm | PHENYL | 200 | 4 | 3 | 80 | L11 | partially | HPLC Column | SS | 200 x 4,0 mm
Spherisorb clone | 2046D050SB030 | BISCHOFF ProntoSIL Spheribond Phenyl 3µm | PHENYL | 200 | 4.6 | 3 | 80 | L11 | partially | HPLC Column | SS | 200 x 4,6 mm
Spherisorb clone | 2502D050SB030 | BISCHOFF ProntoSIL Spheribond Phenyl 3µm | PHENYL | 250 | 2 | 3 | 80 | L11 | partially | HPLC Column | SS | 250 x 2,0 mm
Spherisorb clone | 2503D050SB030 | BISCHOFF ProntoSIL Spheribond Phenyl 3µm | PHENYL | 250 | 3 | 3 | 80 | L11 | partially | HPLC Column | SS | 250 x 3,0 mm
Spherisorb clone | 2504D050SB030 | BISCHOFF ProntoSIL Spheribond Phenyl 3µm | PHENYL | 250 | 4 | 3 | 80 | L11 | partially | HPLC Column | SS | 250 x 4,0 mm
Spherisorb clone | 2546D050SB030 | BISCHOFF ProntoSIL Spheribond Phenyl 3µm | PHENYL | 250 | 4.6 | 3 | 80 | L11 | partially | HPLC Column | SS | 250 x 4,6 mm
Spherisorb clone | 3002D050SB030 | BISCHOFF ProntoSIL Spheribond Phenyl 3µm | PHENYL | 300 | 2 | 3 | 80 | L11 | partially | HPLC Column | SS | 300 x 2,0 mm
Spherisorb clone | 3003D050SB030 | BISCHOFF ProntoSIL Spheribond Phenyl 3µm | PHENYL | 300 | 3 | 3 | 80 | L11 | partially | HPLC Column | SS | 300 x 3,0 mm
Spherisorb clone | 3004D050SB030 | BISCHOFF ProntoSIL Spheribond Phenyl 3µm | PHENYL | 300 | 4 | 3 | 80 | L11 | partially | HPLC Column | SS | 300 x 4,0 mm
Spherisorb clone | 3046D050SB030 | BISCHOFF ProntoSIL Spheribond Phenyl 3µm | PHENYL | 300 | 4.6 | 3 | 80 | L11 | partially | HPLC Column | SS | 300 x 4,6 mm
Spherisorb clone | 01P4D050SB030 | BISCHOFF ProntoSIL Spheribond Phenyl 3µm | PHENYL | 14 | 4 | 3 | 80 | L11 | partially | HPLC Column | PEEK | 14 x 4,0 mm
Spherisorb clone | A2P4D050SB030 | BISCHOFF ProntoSIL Spheribond Phenyl 3µm | PHENYL | 20 | 4 | 3 | 80 | L11 | partially | HPLC Column | PEEK | 20 x 4,0 mm
Spherisorb clone | 02P4D050SB030 | BISCHOFF ProntoSIL Spheribond Phenyl 3µm | PHENYL | 25 | 4 | 3 | 80 | L11 | partially | HPLC Column | PEEK | 25 x 4,0 mm
Spherisorb clone | 03P4D050SB030 | BISCHOFF ProntoSIL Spheribond Phenyl 3µm | PHENYL | 30 | 4 | 3 | 80 | L11 | partially | HPLC Column | PEEK | 30 x 4,0 mm
Spherisorb clone | 04P4D050SB030 | BISCHOFF ProntoSIL Spheribond Phenyl 3µm | PHENYL | 33 | 4 | 3 | 80 | L11 | partially | HPLC Column | PEEK | 33 x 4,0 mm
Spherisorb clone | A4P4D050SB030 | BISCHOFF ProntoSIL Spheribond Phenyl 3µm | PHENYL | 40 | 4 | 3 | 80 | L11 | partially | HPLC Column | PEEK | 40 x 4,0 mm
Spherisorb clone | 05P4D050SB030 | BISCHOFF ProntoSIL Spheribond Phenyl 3µm | PHENYL | 50 | 4 | 3 | 80 | L11 | partially | HPLC Column | PEEK | 50 x 4,0 mm
Spherisorb clone | 06P4D050SB030 | BISCHOFF ProntoSIL Spheribond Phenyl 3µm | PHENYL | 53 | 4 | 3 | 80 | L11 | partially | HPLC Column | PEEK | 53 x 4,0 mm
Spherisorb clone | A6P4D050SB030 | BISCHOFF ProntoSIL Spheribond Phenyl 3µm | PHENYL | 60 | 4 | 3 | 80 | L11 | partially | HPLC Column | PEEK | 60 x 4,0 mm
Spherisorb clone | 07P4D050SB030 | BISCHOFF ProntoSIL Spheribond Phenyl 3µm | PHENYL | 75 | 4 | 3 | 80 | L11 | partially | HPLC Column | PEEK | 75 x 4,0 mm
Spherisorb clone | 10P4D050SB030 | BISCHOFF ProntoSIL Spheribond Phenyl 3µm | PHENYL | 100 | 4 | 3 | 80 | L11 | partially | HPLC Column | PEEK | 100 x 4,0 mm
Spherisorb clone | 12P4D050SB030 | BISCHOFF ProntoSIL Spheribond Phenyl 3µm | PHENYL | 125 | 4 | 3 | 80 | L11 | partially | HPLC Column | PEEK | 125 x 4,0 mm
Spherisorb clone | 15P4D050SB030 | BISCHOFF ProntoSIL Spheribond Phenyl 3µm | PHENYL | 150 | 4 | 3 | 80 | L11 | partially | HPLC Column | PEEK | 150 x 4,0 mm
Spherisorb clone | 20P4D050SB030 | BISCHOFF ProntoSIL Spheribond Phenyl 3µm | PHENYL | 200 | 4 | 3 | 80 | L11 | partially | HPLC Column | PEEK | 200 x 4,0 mm
Spherisorb clone | 25P4D050SB030 | BISCHOFF ProntoSIL Spheribond Phenyl 3µm | PHENYL | 250 | 4 | 3 | 80 | L11 | partially | HPLC Column | PEEK | 250 x 4,0 mm
Spherisorb clone | 30P4D050SB030 | BISCHOFF ProntoSIL Spheribond Phenyl 3µm | PHENYL | 300 | 4 | 3 | 80 | L11 | partially | HPLC Column | PEEK | 300 x 4,0 mm
Spherisorb clone | 6305D050SB030 | BISCHOFF ProntoSIL Spheribond Phenyl 3µm | PHENYL | 5 | 4 | 3 | 80 | L11 | partially | Cartridges (5 pcs.) | SS | 5 x 4,0 mm
Spherisorb clone | 6301D050SB030 | BISCHOFF ProntoSIL Spheribond Phenyl 3µm | PHENYL | 10 | 4 | 3 | 80 | L11 | partially | Cartridges (5 pcs.) | SS | 10 x 4,0 mm
Spherisorb clone | 6302D050SB030 | BISCHOFF ProntoSIL Spheribond Phenyl 3µm | PHENYL | 20 | 4 | 3 | 80 | L11 | partially | Cartridges (5 pcs.) | SS | 20 x 4,0 mm
Spherisorb clone | 63P1D050SB030 | BISCHOFF ProntoSIL Spheribond Phenyl 3µm | PHENYL | 10 | 4 | 3 | 80 | L11 | partially | Cartridges (5 pcs.) | PEEK | 10 x 4,0 mm
Spherisorb clone | 63P2D050SB030 | BISCHOFF ProntoSIL Spheribond Phenyl 3µm | PHENYL | 20 | 4 | 3 | 80 | L11 | partially | Cartridges (5 pcs.) | PEEK | 20 x 4,0 mm
Spherisorb clone | 6335D050SB030 | BISCHOFF ProntoSIL Spheribond Phenyl 3µm | PHENYL | 5 | 3 | 3 | 80 | L11 | partially | Cartridges (5 pcs.) | SS | 5 x 3,0 mm
Spherisorb clone | 6331D050SB030 | BISCHOFF ProntoSIL Spheribond Phenyl 3µm | PHENYL | 10 | 3 | 3 | 80 | L11 | partially | Cartridges (5 pcs.) | SS | 10 x 3,0 mm
Spherisorb clone | 6332D050SB030 | BISCHOFF ProntoSIL Spheribond Phenyl 3µm | PHENYL | 20 | 3 | 3 | 80 | L11 | partially | Cartridges (5 pcs.) | SS | 20 x 3,0 mm
Spherisorb clone | 6325D050SB030 | BISCHOFF ProntoSIL Spheribond Phenyl 3µm | PHENYL | 5 | 2 | 3 | 80 | L11 | partially | Cartridges (5 pcs.) | SS | 5 x 2,0 mm
Spherisorb clone | 6321D050SB030 | BISCHOFF ProntoSIL Spheribond Phenyl 3µm | PHENYL | 10 | 2 | 3 | 80 | L11 | partially | Cartridges (5 pcs.) | SS | 10 x 2,0 mm
Spherisorb clone | 6322D050SB030 | BISCHOFF ProntoSIL Spheribond Phenyl 3µm | PHENYL | 20 | 2 | 3 | 80 | L11 | partially | Cartridges (5 pcs.) | SS | 20 x 2,0 mm
Spherisorb clone | 0102D050SB050 | BISCHOFF ProntoSIL Spheribond Phenyl 5µm | PHENYL | 14 | 2 | 5 | 80 | L11 | partially | HPLC Column | SS | 14 x 2,0 mm
Spherisorb clone | 0103D050SB050 | BISCHOFF ProntoSIL Spheribond Phenyl 5µm | PHENYL | 14 | 3 | 5 | 80 | L11 | partially | HPLC Column | SS | 14 x 3,0 mm
Spherisorb clone | 0104D050SB050 | BISCHOFF ProntoSIL Spheribond Phenyl 5µm | PHENYL | 14 | 4 | 5 | 80 | L11 | partially | HPLC Column | SS | 14 x 4,0 mm
Spherisorb clone | 0146D050SB050 | BISCHOFF ProntoSIL Spheribond Phenyl 5µm | PHENYL | 14 | 4.6 | 5 | 80 | L11 | partially | HPLC Column | SS | 14 x 4,6 mm
Spherisorb clone | A202D050SB050 | BISCHOFF ProntoSIL Spheribond Phenyl 5µm | PHENYL | 20 | 2 | 5 | 80 | L11 | partially | HPLC Column | SS | 20 x 2,0 mm
Spherisorb clone | A203D050SB050 | BISCHOFF ProntoSIL Spheribond Phenyl 5µm | PHENYL | 20 | 3 | 5 | 80 | L11 | partially | HPLC Column | SS | 20 x 3,0 mm
Spherisorb clone | A204D050SB050 | BISCHOFF ProntoSIL Spheribond Phenyl 5µm | PHENYL | 20 | 4 | 5 | 80 | L11 | partially | HPLC Column | SS | 20 x 4,0 mm
Spherisorb clone | A246D050SB050 | BISCHOFF ProntoSIL Spheribond Phenyl 5µm | PHENYL | 20 | 4.6 | 5 | 80 | L11 | partially | HPLC Column | SS | 20 x 4,6 mm
Spherisorb clone | 0202D050SB050 | BISCHOFF ProntoSIL Spheribond Phenyl 5µm | PHENYL | 25 | 2 | 5 | 80 | L11 | partially | HPLC Column | SS | 25 x 2,0 mm
Spherisorb clone | 0203D050SB050 | BISCHOFF ProntoSIL Spheribond Phenyl 5µm | PHENYL | 25 | 3 | 5 | 80 | L11 | partially | HPLC Column | SS | 25 x 3,0 mm
Spherisorb clone | 0204D050SB050 | BISCHOFF ProntoSIL Spheribond Phenyl 5µm | PHENYL | 25 | 4 | 5 | 80 | L11 | partially | HPLC Column | SS | 25 x 4,0 mm
Spherisorb clone | 0246D050SB050 | BISCHOFF ProntoSIL Spheribond Phenyl 5µm | PHENYL | 25 | 4.6 | 5 | 80 | L11 | partially | HPLC Column | SS | 25 x 4,6 mm
Spherisorb clone | 0302D050SB050 | BISCHOFF ProntoSIL Spheribond Phenyl 5µm | PHENYL | 30 | 2 | 5 | 80 | L11 | partially | HPLC Column | SS | 30 x 2,0 mm
Spherisorb clone | 0303D050SB050 | BISCHOFF ProntoSIL Spheribond Phenyl 5µm | PHENYL | 30 | 3 | 5 | 80 | L11 | partially | HPLC Column | SS | 30 x 3,0 mm
Spherisorb clone | 0304D050SB050 | BISCHOFF ProntoSIL Spheribond Phenyl 5µm | PHENYL | 30 | 4 | 5 | 80 | L11 | partially | HPLC Column | SS | 30 x 4,0 mm
Spherisorb clone | 0346D050SB050 | BISCHOFF ProntoSIL Spheribond Phenyl 5µm | PHENYL | 30 | 4.6 | 5 | 80 | L11 | partially | HPLC Column | SS | 30 x 4,6 mm
Spherisorb clone | 0402D050SB050 | BISCHOFF ProntoSIL Spheribond Phenyl 5µm | PHENYL | 33 | 2 | 5 | 80 | L11 | partially | HPLC Column | SS | 33 x 2,0 mm
Spherisorb clone | 0403D050SB050 | BISCHOFF ProntoSIL Spheribond Phenyl 5µm | PHENYL | 33 | 3 | 5 | 80 | L11 | partially | HPLC Column | SS | 33 x 3,0 mm
Spherisorb clone | 0404D050SB050 | BISCHOFF ProntoSIL Spheribond Phenyl 5µm | PHENYL | 33 | 4 | 5 | 80 | L11 | partially | HPLC Column | SS | 33 x 4,0 mm
Spherisorb clone | 0446D050SB050 | BISCHOFF ProntoSIL Spheribond Phenyl 5µm | PHENYL | 33 | 4.6 | 5 | 80 | L11 | partially | HPLC Column | SS | 33 x 4,6 mm
Spherisorb clone | A402D050SB050 | BISCHOFF ProntoSIL Spheribond Phenyl 5µm | PHENYL | 40 | 2 | 5 | 80 | L11 | partially | HPLC Column | SS | 40 x 2,0 mm
Spherisorb clone | A403D050SB050 | BISCHOFF ProntoSIL Spheribond Phenyl 5µm | PHENYL | 40 | 3 | 5 | 80 | L11 | partially | HPLC Column | SS | 40 x 3,0 mm
Spherisorb clone | A404D050SB050 | BISCHOFF ProntoSIL Spheribond Phenyl 5µm | PHENYL | 40 | 4 | 5 | 80 | L11 | partially | HPLC Column | SS | 40 x 4,0 mm
Spherisorb clone | A446D050SB050 | BISCHOFF ProntoSIL Spheribond Phenyl 5µm | PHENYL | 40 | 4.6 | 5 | 80 | L11 | partially | HPLC Column | SS | 40 x 4,6 mm
Spherisorb clone | 0502D050SB050 | BISCHOFF ProntoSIL Spheribond Phenyl 5µm | PHENYL | 50 | 2 | 5 | 80 | L11 | partially | HPLC Column | SS | 50 x 2,0 mm
Spherisorb clone | 0503D050SB050 | BISCHOFF ProntoSIL Spheribond Phenyl 5µm | PHENYL | 50 | 3 | 5 | 80 | L11 | partially | HPLC Column | SS | 50 x 3,0 mm
Spherisorb clone | 0504D050SB050 | BISCHOFF ProntoSIL Spheribond Phenyl 5µm | PHENYL | 50 | 4 | 5 | 80 | L11 | partially | HPLC Column | SS | 50 x 4,0 mm
Spherisorb clone | 0546D050SB050 | BISCHOFF ProntoSIL Spheribond Phenyl 5µm | PHENYL | 50 | 4.6 | 5 | 80 | L11 | partially | HPLC Column | SS | 50 x 4,6 mm
Spherisorb clone | 0602D050SB050 | BISCHOFF ProntoSIL Spheribond Phenyl 5µm | PHENYL | 53 | 2 | 5 | 80 | L11 | partially | HPLC Column | SS | 53 x 2,0 mm
Spherisorb clone | 0603D050SB050 | BISCHOFF ProntoSIL Spheribond Phenyl 5µm | PHENYL | 53 | 3 | 5 | 80 | L11 | partially | HPLC Column | SS | 53 x 3,0 mm
Spherisorb clone | 0604D050SB050 | BISCHOFF ProntoSIL Spheribond Phenyl 5µm | PHENYL | 53 | 4 | 5 | 80 | L11 | partially | HPLC Column | SS | 53 x 4,0 mm
Spherisorb clone | 0646D050SB050 | BISCHOFF ProntoSIL Spheribond Phenyl 5µm | PHENYL | 53 | 4.6 | 5 | 80 | L11 | partially | HPLC Column | SS | 53 x 4,6 mm
Spherisorb clone | A602D050SB050 | BISCHOFF ProntoSIL Spheribond Phenyl 5µm | PHENYL | 60 | 2 | 5 | 80 | L11 | partially | HPLC Column | SS | 60 x 2,0 mm
Spherisorb clone | A603D050SB050 | BISCHOFF ProntoSIL Spheribond Phenyl 5µm | PHENYL | 60 | 3 | 5 | 80 | L11 | partially | HPLC Column | SS | 60 x 3,0 mm
Spherisorb clone | A604D050SB050 | BISCHOFF ProntoSIL Spheribond Phenyl 5µm | PHENYL | 60 | 4 | 5 | 80 | L11 | partially | HPLC Column | SS | 60 x 4,0 mm
Spherisorb clone | A646D050SB050 | BISCHOFF ProntoSIL Spheribond Phenyl 5µm | PHENYL | 60 | 4.6 | 5 | 80 | L11 | partially | HPLC Column | SS | 60 x 4,6 mm
Spherisorb clone | 0702D050SB050 | BISCHOFF ProntoSIL Spheribond Phenyl 5µm | PHENYL | 75 | 2 | 5 | 80 | L11 | partially | HPLC Column | SS | 75 x 2,0 mm
Spherisorb clone | 0703D050SB050 | BISCHOFF ProntoSIL Spheribond Phenyl 5µm | PHENYL | 75 | 3 | 5 | 80 | L11 | partially | HPLC Column | SS | 75 x 3,0 mm
Spherisorb clone | 0704D050SB050 | BISCHOFF ProntoSIL Spheribond Phenyl 5µm | PHENYL | 75 | 4 | 5 | 80 | L11 | partially | HPLC Column | SS | 75 x 4,0 mm
Spherisorb clone | 0746D050SB050 | BISCHOFF ProntoSIL Spheribond Phenyl 5µm | PHENYL | 75 | 4.6 | 5 | 80 | L11 | partially | HPLC Column | SS | 75 x 4,6 mm
Spherisorb clone | 1002D050SB050 | BISCHOFF ProntoSIL Spheribond Phenyl 5µm | PHENYL | 100 | 2 | 5 | 80 | L11 | partially | HPLC Column | SS | 100 x 2,0 mm
Spherisorb clone | 1003D050SB050 | BISCHOFF ProntoSIL Spheribond Phenyl 5µm | PHENYL | 100 | 3 | 5 | 80 | L11 | partially | HPLC Column | SS | 100 x 3,0 mm
Spherisorb clone | 1004D050SB050 | BISCHOFF ProntoSIL Spheribond Phenyl 5µm | PHENYL | 100 | 4 | 5 | 80 | L11 | partially | HPLC Column | SS | 100 x 4,0 mm
Spherisorb clone | 1046D050SB050 | BISCHOFF ProntoSIL Spheribond Phenyl 5µm | PHENYL | 100 | 4.6 | 5 | 80 | L11 | partially | HPLC Column | SS | 100 x 4,6 mm
Spherisorb clone | 1202D050SB050 | BISCHOFF ProntoSIL Spheribond Phenyl 5µm | PHENYL | 125 | 2 | 5 | 80 | L11 | partially | HPLC Column | SS | 125 x 2,0 mm
Spherisorb clone | 1203D050SB050 | BISCHOFF ProntoSIL Spheribond Phenyl 5µm | PHENYL | 125 | 3 | 5 | 80 | L11 | partially | HPLC Column | SS | 125 x 3,0 mm
Spherisorb clone | 1204D050SB050 | BISCHOFF ProntoSIL Spheribond Phenyl 5µm | PHENYL | 125 | 4 | 5 | 80 | L11 | partially | HPLC Column | SS | 125 x 4,0 mm
Spherisorb clone | 1246D050SB050 | BISCHOFF ProntoSIL Spheribond Phenyl 5µm | PHENYL | 125 | 4.6 | 5 | 80 | L11 | partially | HPLC Column | SS | 125 x 4,6 mm
Spherisorb clone | 1502D050SB050 | BISCHOFF ProntoSIL Spheribond Phenyl 5µm | PHENYL | 150 | 2 | 5 | 80 | L11 | partially | HPLC Column | SS | 150 x 2,0 mm
Spherisorb clone | 1503D050SB050 | BISCHOFF ProntoSIL Spheribond Phenyl 5µm | PHENYL | 150 | 3 | 5 | 80 | L11 | partially | HPLC Column | SS | 150 x 3,0 mm
Spherisorb clone | 1504D050SB050 | BISCHOFF ProntoSIL Spheribond Phenyl 5µm | PHENYL | 150 | 4 | 5 | 80 | L11 | partially | HPLC Column | SS | 150 x 4,0 mm
Spherisorb clone | 1546D050SB050 | BISCHOFF ProntoSIL Spheribond Phenyl 5µm | PHENYL | 150 | 4.6 | 5 | 80 | L11 | partially | HPLC Column | SS | 150 x 4,6 mm
Spherisorb clone | 2002D050SB050 | BISCHOFF ProntoSIL Spheribond Phenyl 5µm | PHENYL | 200 | 2 | 5 | 80 | L11 | partially | HPLC Column | SS | 200 x 2,0 mm
Spherisorb clone | 2003D050SB050 | BISCHOFF ProntoSIL Spheribond Phenyl 5µm | PHENYL | 200 | 3 | 5 | 80 | L11 | partially | HPLC Column | SS | 200 x 3,0 mm
Spherisorb clone | 2004D050SB050 | BISCHOFF ProntoSIL Spheribond Phenyl 5µm | PHENYL | 200 | 4 | 5 | 80 | L11 | partially | HPLC Column | SS | 200 x 4,0 mm
Spherisorb clone | 2046D050SB050 | BISCHOFF ProntoSIL Spheribond Phenyl 5µm | PHENYL | 200 | 4.6 | 5 | 80 | L11 | partially | HPLC Column | SS | 200 x 4,6 mm
Spherisorb clone | 2502D050SB050 | BISCHOFF ProntoSIL Spheribond Phenyl 5µm | PHENYL | 250 | 2 | 5 | 80 | L11 | partially | HPLC Column | SS | 250 x 2,0 mm
Spherisorb clone | 2503D050SB050 | BISCHOFF ProntoSIL Spheribond Phenyl 5µm | PHENYL | 250 | 3 | 5 | 80 | L11 | partially | HPLC Column | SS | 250 x 3,0 mm
Spherisorb clone | 2504D050SB050 | BISCHOFF ProntoSIL Spheribond Phenyl 5µm | PHENYL | 250 | 4 | 5 | 80 | L11 | partially | HPLC Column | SS | 250 x 4,0 mm
Spherisorb clone | 2546D050SB050 | BISCHOFF ProntoSIL Spheribond Phenyl 5µm | PHENYL | 250 | 4.6 | 5 | 80 | L11 | partially | HPLC Column | SS | 250 x 4,6 mm
Spherisorb clone | 3002D050SB050 | BISCHOFF ProntoSIL Spheribond Phenyl 5µm | PHENYL | 300 | 2 | 5 | 80 | L11 | partially | HPLC Column | SS | 300 x 2,0 mm
Spherisorb clone | 3003D050SB050 | BISCHOFF ProntoSIL Spheribond Phenyl 5µm | PHENYL | 300 | 3 | 5 | 80 | L11 | partially | HPLC Column | SS | 300 x 3,0 mm
Spherisorb clone | 3004D050SB050 | BISCHOFF ProntoSIL Spheribond Phenyl 5µm | PHENYL | 300 | 4 | 5 | 80 | L11 | partially | HPLC Column | SS | 300 x 4,0 mm
Spherisorb clone | 3046D050SB050 | BISCHOFF ProntoSIL Spheribond Phenyl 5µm | PHENYL | 300 | 4.6 | 5 | 80 | L11 | partially | HPLC Column | SS | 300 x 4,6 mm
Spherisorb clone | 01P4D050SB050 | BISCHOFF ProntoSIL Spheribond Phenyl 5µm | PHENYL | 14 | 4 | 5 | 80 | L11 | partially | HPLC Column | PEEK | 14 x 4,0 mm
Spherisorb clone | A2P4D050SB050 | BISCHOFF ProntoSIL Spheribond Phenyl 5µm | PHENYL | 20 | 4 | 5 | 80 | L11 | partially | HPLC Column | PEEK | 20 x 4,0 mm
Spherisorb clone | 02P4D050SB050 | BISCHOFF ProntoSIL Spheribond Phenyl 5µm | PHENYL | 25 | 4 | 5 | 80 | L11 | partially | HPLC Column | PEEK | 25 x 4,0 mm
Spherisorb clone | 03P4D050SB050 | BISCHOFF ProntoSIL Spheribond Phenyl 5µm | PHENYL | 30 | 4 | 5 | 80 | L11 | partially | HPLC Column | PEEK | 30 x 4,0 mm
Spherisorb clone | 04P4D050SB050 | BISCHOFF ProntoSIL Spheribond Phenyl 5µm | PHENYL | 33 | 4 | 5 | 80 | L11 | partially | HPLC Column | PEEK | 33 x 4,0 mm
Spherisorb clone | A4P4D050SB050 | BISCHOFF ProntoSIL Spheribond Phenyl 5µm | PHENYL | 40 | 4 | 5 | 80 | L11 | partially | HPLC Column | PEEK | 40 x 4,0 mm
Spherisorb clone | 05P4D050SB050 | BISCHOFF ProntoSIL Spheribond Phenyl 5µm | PHENYL | 50 | 4 | 5 | 80 | L11 | partially | HPLC Column | PEEK | 50 x 4,0 mm
Spherisorb clone | 06P4D050SB050 | BISCHOFF ProntoSIL Spheribond Phenyl 5µm | PHENYL | 53 | 4 | 5 | 80 | L11 | partially | HPLC Column | PEEK | 53 x 4,0 mm
Spherisorb clone | A6P4D050SB050 | BISCHOFF ProntoSIL Spheribond Phenyl 5µm | PHENYL | 60 | 4 | 5 | 80 | L11 | partially | HPLC Column | PEEK | 60 x 4,0 mm
Spherisorb clone | 07P4D050SB050 | BISCHOFF ProntoSIL Spheribond Phenyl 5µm | PHENYL | 75 | 4 | 5 | 80 | L11 | partially | HPLC Column | PEEK | 75 x 4,0 mm
Spherisorb clone | 10P4D050SB050 | BISCHOFF ProntoSIL Spheribond Phenyl 5µm | PHENYL | 100 | 4 | 5 | 80 | L11 | partially | HPLC Column | PEEK | 100 x 4,0 mm
Spherisorb clone | 12P4D050SB050 | BISCHOFF ProntoSIL Spheribond Phenyl 5µm | PHENYL | 125 | 4 | 5 | 80 | L11 | partially | HPLC Column | PEEK | 125 x 4,0 mm
Spherisorb clone | 15P4D050SB050 | BISCHOFF ProntoSIL Spheribond Phenyl 5µm | PHENYL | 150 | 4 | 5 | 80 | L11 | partially | HPLC Column | PEEK | 150 x 4,0 mm
Spherisorb clone | 20P4D050SB050 | BISCHOFF ProntoSIL Spheribond Phenyl 5µm | PHENYL | 200 | 4 | 5 | 80 | L11 | partially | HPLC Column | PEEK | 200 x 4,0 mm
Spherisorb clone | 25P4D050SB050 | BISCHOFF ProntoSIL Spheribond Phenyl 5µm | PHENYL | 250 | 4 | 5 | 80 | L11 | partially | HPLC Column | PEEK | 250 x 4,0 mm
Spherisorb clone | 30P4D050SB050 | BISCHOFF ProntoSIL Spheribond Phenyl 5µm | PHENYL | 300 | 4 | 5 | 80 | L11 | partially | HPLC Column | PEEK | 300 x 4,0 mm
Spherisorb clone | 6305D050SB050 | BISCHOFF ProntoSIL Spheribond Phenyl 5µm | PHENYL | 5 | 4 | 5 | 80 | L11 | partially | Cartridges (5 pcs.) | SS | 5 x 4,0 mm
Spherisorb clone | 6301D050SB050 | BISCHOFF ProntoSIL Spheribond Phenyl 5µm | PHENYL | 10 | 4 | 5 | 80 | L11 | partially | Cartridges (5 pcs.) | SS | 10 x 4,0 mm
Spherisorb clone | 6302D050SB050 | BISCHOFF ProntoSIL Spheribond Phenyl 5µm | PHENYL | 20 | 4 | 5 | 80 | L11 | partially | Cartridges (5 pcs.) | SS | 20 x 4,0 mm
Spherisorb clone | 63P1D050SB050 | BISCHOFF ProntoSIL Spheribond Phenyl 5µm | PHENYL | 10 | 4 | 5 | 80 | L11 | partially | Cartridges (5 pcs.) | PEEK | 10 x 4,0 mm
Spherisorb clone | 63P2D050SB050 | BISCHOFF ProntoSIL Spheribond Phenyl 5µm | PHENYL | 20 | 4 | 5 | 80 | L11 | partially | Cartridges (5 pcs.) | PEEK | 20 x 4,0 mm
Spherisorb clone | 6335D050SB050 | BISCHOFF ProntoSIL Spheribond Phenyl 5µm | PHENYL | 5 | 3 | 5 | 80 | L11 | partially | Cartridges (5 pcs.) | SS | 5 x 3,0 mm
Spherisorb clone | 6331D050SB050 | BISCHOFF ProntoSIL Spheribond Phenyl 5µm | PHENYL | 10 | 3 | 5 | 80 | L11 | partially | Cartridges (5 pcs.) | SS | 10 x 3,0 mm
Spherisorb clone | 6332D050SB050 | BISCHOFF ProntoSIL Spheribond Phenyl 5µm | PHENYL | 20 | 3 | 5 | 80 | L11 | partially | Cartridges (5 pcs.) | SS | 20 x 3,0 mm
Spherisorb clone | 6325D050SB050 | BISCHOFF ProntoSIL Spheribond Phenyl 5µm | PHENYL | 5 | 2 | 5 | 80 | L11 | partially | Cartridges (5 pcs.) | SS | 5 x 2,0 mm
Spherisorb clone | 6321D050SB050 | BISCHOFF ProntoSIL Spheribond Phenyl 5µm | PHENYL | 10 | 2 | 5 | 80 | L11 | partially | Cartridges (5 pcs.) | SS | 10 x 2,0 mm
Spherisorb clone | 6322D050SB050 | BISCHOFF ProntoSIL Spheribond Phenyl 5µm | PHENYL | 20 | 2 | 5 | 80 | L11 | partially | Cartridges (5 pcs.) | SS | 20 x 2,0 mm
Spherisorb clone | 0102D200SB030 | BISCHOFF ProntoSIL Spheribond Nitrile 3µm | CN | 14 | 2 | 3 | 80 | L10 | no | HPLC Column | SS | 14 x 2,0 mm
Spherisorb clone | 0103D200SB030 | BISCHOFF ProntoSIL Spheribond Nitrile 3µm | CN | 14 | 3 | 3 | 80 | L10 | no | HPLC Column | SS | 14 x 3,0 mm
Spherisorb clone | 0104D200SB030 | BISCHOFF ProntoSIL Spheribond Nitrile 3µm | CN | 14 | 4 | 3 | 80 | L10 | no | HPLC Column | SS | 14 x 4,0 mm
Spherisorb clone | 0146D200SB030 | BISCHOFF ProntoSIL Spheribond Nitrile 3µm | CN | 14 | 4.6 | 3 | 80 | L10 | no | HPLC Column | SS | 14 x 4,6 mm
Spherisorb clone | A202D200SB030 | BISCHOFF ProntoSIL Spheribond Nitrile 3µm | CN | 20 | 2 | 3 | 80 | L10 | no | HPLC Column | SS | 20 x 2,0 mm
Spherisorb clone | A203D200SB030 | BISCHOFF ProntoSIL Spheribond Nitrile 3µm | CN | 20 | 3 | 3 | 80 | L10 | no | HPLC Column | SS | 20 x 3,0 mm
Spherisorb clone | A204D200SB030 | BISCHOFF ProntoSIL Spheribond Nitrile 3µm | CN | 20 | 4 | 3 | 80 | L10 | no | HPLC Column | SS | 20 x 4,0 mm
Spherisorb clone | A246D200SB030 | BISCHOFF ProntoSIL Spheribond Nitrile 3µm | CN | 20 | 4.6 | 3 | 80 | L10 | no | HPLC Column | SS | 20 x 4,6 mm
Spherisorb clone | 0202D200SB030 | BISCHOFF ProntoSIL Spheribond Nitrile 3µm | CN | 25 | 2 | 3 | 80 | L10 | no | HPLC Column | SS | 25 x 2,0 mm
Spherisorb clone | 0203D200SB030 | BISCHOFF ProntoSIL Spheribond Nitrile 3µm | CN | 25 | 3 | 3 | 80 | L10 | no | HPLC Column | SS | 25 x 3,0 mm
Spherisorb clone | 0204D200SB030 | BISCHOFF ProntoSIL Spheribond Nitrile 3µm | CN | 25 | 4 | 3 | 80 | L10 | no | HPLC Column | SS | 25 x 4,0 mm
Spherisorb clone | 0246D200SB030 | BISCHOFF ProntoSIL Spheribond Nitrile 3µm | CN | 25 | 4.6 | 3 | 80 | L10 | no | HPLC Column | SS | 25 x 4,6 mm
Spherisorb clone | 0302D200SB030 | BISCHOFF ProntoSIL Spheribond Nitrile 3µm | CN | 30 | 2 | 3 | 80 | L10 | no | HPLC Column | SS | 30 x 2,0 mm
Spherisorb clone | 0303D200SB030 | BISCHOFF ProntoSIL Spheribond Nitrile 3µm | CN | 30 | 3 | 3 | 80 | L10 | no | HPLC Column | SS | 30 x 3,0 mm
Spherisorb clone | 0304D200SB030 | BISCHOFF ProntoSIL Spheribond Nitrile 3µm | CN | 30 | 4 | 3 | 80 | L10 | no | HPLC Column | SS | 30 x 4,0 mm
Spherisorb clone | 0346D200SB030 | BISCHOFF ProntoSIL Spheribond Nitrile 3µm | CN | 30 | 4.6 | 3 | 80 | L10 | no | HPLC Column | SS | 30 x 4,6 mm
Spherisorb clone | 0402D200SB030 | BISCHOFF ProntoSIL Spheribond Nitrile 3µm | CN | 33 | 2 | 3 | 80 | L10 | no | HPLC Column | SS | 33 x 2,0 mm
Spherisorb clone | 0403D200SB030 | BISCHOFF ProntoSIL Spheribond Nitrile 3µm | CN | 33 | 3 | 3 | 80 | L10 | no | HPLC Column | SS | 33 x 3,0 mm
Spherisorb clone | 0404D200SB030 | BISCHOFF ProntoSIL Spheribond Nitrile 3µm | CN | 33 | 4 | 3 | 80 | L10 | no | HPLC Column | SS | 33 x 4,0 mm
Spherisorb clone | 0446D200SB030 | BISCHOFF ProntoSIL Spheribond Nitrile 3µm | CN | 33 | 4.6 | 3 | 80 | L10 | no | HPLC Column | SS | 33 x 4,6 mm
Spherisorb clone | A402D200SB030 | BISCHOFF ProntoSIL Spheribond Nitrile 3µm | CN | 40 | 2 | 3 | 80 | L10 | no | HPLC Column | SS | 40 x 2,0 mm
Spherisorb clone | A403D200SB030 | BISCHOFF ProntoSIL Spheribond Nitrile 3µm | CN | 40 | 3 | 3 | 80 | L10 | no | HPLC Column | SS | 40 x 3,0 mm
Spherisorb clone | A404D200SB030 | BISCHOFF ProntoSIL Spheribond Nitrile 3µm | CN | 40 | 4 | 3 | 80 | L10 | no | HPLC Column | SS | 40 x 4,0 mm
Spherisorb clone | A446D200SB030 | BISCHOFF ProntoSIL Spheribond Nitrile 3µm | CN | 40 | 4.6 | 3 | 80 | L10 | no | HPLC Column | SS | 40 x 4,6 mm
Spherisorb clone | 0502D200SB030 | BISCHOFF ProntoSIL Spheribond Nitrile 3µm | CN | 50 | 2 | 3 | 80 | L10 | no | HPLC Column | SS | 50 x 2,0 mm
Spherisorb clone | 0503D200SB030 | BISCHOFF ProntoSIL Spheribond Nitrile 3µm | CN | 50 | 3 | 3 | 80 | L10 | no | HPLC Column | SS | 50 x 3,0 mm
Spherisorb clone | 0504D200SB030 | BISCHOFF ProntoSIL Spheribond Nitrile 3µm | CN | 50 | 4 | 3 | 80 | L10 | no | HPLC Column | SS | 50 x 4,0 mm
Spherisorb clone | 0546D200SB030 | BISCHOFF ProntoSIL Spheribond Nitrile 3µm | CN | 50 | 4.6 | 3 | 80 | L10 | no | HPLC Column | SS | 50 x 4,6 mm
Spherisorb clone | 0602D200SB030 | BISCHOFF ProntoSIL Spheribond Nitrile 3µm | CN | 53 | 2 | 3 | 80 | L10 | no | HPLC Column | SS | 53 x 2,0 mm
Spherisorb clone | 0603D200SB030 | BISCHOFF ProntoSIL Spheribond Nitrile 3µm | CN | 53 | 3 | 3 | 80 | L10 | no | HPLC Column | SS | 53 x 3,0 mm
Spherisorb clone | 0604D200SB030 | BISCHOFF ProntoSIL Spheribond Nitrile 3µm | CN | 53 | 4 | 3 | 80 | L10 | no | HPLC Column | SS | 53 x 4,0 mm
Spherisorb clone | 0646D200SB030 | BISCHOFF ProntoSIL Spheribond Nitrile 3µm | CN | 53 | 4.6 | 3 | 80 | L10 | no | HPLC Column | SS | 53 x 4,6 mm
Spherisorb clone | A602D200SB030 | BISCHOFF ProntoSIL Spheribond Nitrile 3µm | CN | 60 | 2 | 3 | 80 | L10 | no | HPLC Column | SS | 60 x 2,0 mm
Spherisorb clone | A603D200SB030 | BISCHOFF ProntoSIL Spheribond Nitrile 3µm | CN | 60 | 3 | 3 | 80 | L10 | no | HPLC Column | SS | 60 x 3,0 mm
Spherisorb clone | A604D200SB030 | BISCHOFF ProntoSIL Spheribond Nitrile 3µm | CN | 60 | 4 | 3 | 80 | L10 | no | HPLC Column | SS | 60 x 4,0 mm
Spherisorb clone | A646D200SB030 | BISCHOFF ProntoSIL Spheribond Nitrile 3µm | CN | 60 | 4.6 | 3 | 80 | L10 | no | HPLC Column | SS | 60 x 4,6 mm
Spherisorb clone | 0702D200SB030 | BISCHOFF ProntoSIL Spheribond Nitrile 3µm | CN | 75 | 2 | 3 | 80 | L10 | no | HPLC Column | SS | 75 x 2,0 mm
Spherisorb clone | 0703D200SB030 | BISCHOFF ProntoSIL Spheribond Nitrile 3µm | CN | 75 | 3 | 3 | 80 | L10 | no | HPLC Column | SS | 75 x 3,0 mm
Spherisorb clone | 0704D200SB030 | BISCHOFF ProntoSIL Spheribond Nitrile 3µm | CN | 75 | 4 | 3 | 80 | L10 | no | HPLC Column | SS | 75 x 4,0 mm
Spherisorb clone | 0746D200SB030 | BISCHOFF ProntoSIL Spheribond Nitrile 3µm | CN | 75 | 4.6 | 3 | 80 | L10 | no | HPLC Column | SS | 75 x 4,6 mm
Spherisorb clone | 1002D200SB030 | BISCHOFF ProntoSIL Spheribond Nitrile 3µm | CN | 100 | 2 | 3 | 80 | L10 | no | HPLC Column | SS | 100 x 2,0 mm
Spherisorb clone | 1003D200SB030 | BISCHOFF ProntoSIL Spheribond Nitrile 3µm | CN | 100 | 3 | 3 | 80 | L10 | no | HPLC Column | SS | 100 x 3,0 mm
Spherisorb clone | 1004D200SB030 | BISCHOFF ProntoSIL Spheribond Nitrile 3µm | CN | 100 | 4 | 3 | 80 | L10 | no | HPLC Column | SS | 100 x 4,0 mm
Spherisorb clone | 1046D200SB030 | BISCHOFF ProntoSIL Spheribond Nitrile 3µm | CN | 100 | 4.6 | 3 | 80 | L10 | no | HPLC Column | SS | 100 x 4,6 mm
Spherisorb clone | 1202D200SB030 | BISCHOFF ProntoSIL Spheribond Nitrile 3µm | CN | 125 | 2 | 3 | 80 | L10 | no | HPLC Column | SS | 125 x 2,0 mm
Spherisorb clone | 1203D200SB030 | BISCHOFF ProntoSIL Spheribond Nitrile 3µm | CN | 125 | 3 | 3 | 80 | L10 | no | HPLC Column | SS | 125 x 3,0 mm
Spherisorb clone | 1204D200SB030 | BISCHOFF ProntoSIL Spheribond Nitrile 3µm | CN | 125 | 4 | 3 | 80 | L10 | no | HPLC Column | SS | 125 x 4,0 mm
Spherisorb clone | 1246D200SB030 | BISCHOFF ProntoSIL Spheribond Nitrile 3µm | CN | 125 | 4.6 | 3 | 80 | L10 | no | HPLC Column | SS | 125 x 4,6 mm
Spherisorb clone | 1502D200SB030 | BISCHOFF ProntoSIL Spheribond Nitrile 3µm | CN | 150 | 2 | 3 | 80 | L10 | no | HPLC Column | SS | 150 x 2,0 mm
Spherisorb clone | 1503D200SB030 | BISCHOFF ProntoSIL Spheribond Nitrile 3µm | CN | 150 | 3 | 3 | 80 | L10 | no | HPLC Column | SS | 150 x 3,0 mm
Spherisorb clone | 1504D200SB030 | BISCHOFF ProntoSIL Spheribond Nitrile 3µm | CN | 150 | 4 | 3 | 80 | L10 | no | HPLC Column | SS | 150 x 4,0 mm
Spherisorb clone | 1546D200SB030 | BISCHOFF ProntoSIL Spheribond Nitrile 3µm | CN | 150 | 4.6 | 3 | 80 | L10 | no | HPLC Column | SS | 150 x 4,6 mm
Spherisorb clone | 2002D200SB030 | BISCHOFF ProntoSIL Spheribond Nitrile 3µm | CN | 200 | 2 | 3 | 80 | L10 | no | HPLC Column | SS | 200 x 2,0 mm
Spherisorb clone | 2003D200SB030 | BISCHOFF ProntoSIL Spheribond Nitrile 3µm | CN | 200 | 3 | 3 | 80 | L10 | no | HPLC Column | SS | 200 x 3,0 mm
Spherisorb clone | 2004D200SB030 | BISCHOFF ProntoSIL Spheribond Nitrile 3µm | CN | 200 | 4 | 3 | 80 | L10 | no | HPLC Column | SS | 200 x 4,0 mm
Spherisorb clone | 2046D200SB030 | BISCHOFF ProntoSIL Spheribond Nitrile 3µm | CN | 200 | 4.6 | 3 | 80 | L10 | no | HPLC Column | SS | 200 x 4,6 mm
Spherisorb clone | 2502D200SB030 | BISCHOFF ProntoSIL Spheribond Nitrile 3µm | CN | 250 | 2 | 3 | 80 | L10 | no | HPLC Column | SS | 250 x 2,0 mm
Spherisorb clone | 2503D200SB030 | BISCHOFF ProntoSIL Spheribond Nitrile 3µm | CN | 250 | 3 | 3 | 80 | L10 | no | HPLC Column | SS | 250 x 3,0 mm
Spherisorb clone | 2504D200SB030 | BISCHOFF ProntoSIL Spheribond Nitrile 3µm | CN | 250 | 4 | 3 | 80 | L10 | no | HPLC Column | SS | 250 x 4,0 mm
Spherisorb clone | 2546D200SB030 | BISCHOFF ProntoSIL Spheribond Nitrile 3µm | CN | 250 | 4.6 | 3 | 80 | L10 | no | HPLC Column | SS | 250 x 4,6 mm
Spherisorb clone | 3002D200SB030 | BISCHOFF ProntoSIL Spheribond Nitrile 3µm | CN | 300 | 2 | 3 | 80 | L10 | no | HPLC Column | SS | 300 x 2,0 mm
Spherisorb clone | 3003D200SB030 | BISCHOFF ProntoSIL Spheribond Nitrile 3µm | CN | 300 | 3 | 3 | 80 | L10 | no | HPLC Column | SS | 300 x 3,0 mm
Spherisorb clone | 3004D200SB030 | BISCHOFF ProntoSIL Spheribond Nitrile 3µm | CN | 300 | 4 | 3 | 80 | L10 | no | HPLC Column | SS | 300 x 4,0 mm
Spherisorb clone | 3046D200SB030 | BISCHOFF ProntoSIL Spheribond Nitrile 3µm | CN | 300 | 4.6 | 3 | 80 | L10 | no | HPLC Column | SS | 300 x 4,6 mm
Spherisorb clone | 01P4D200SB030 | BISCHOFF ProntoSIL Spheribond Nitrile 3µm | CN | 14 | 4 | 3 | 80 | L10 | no | HPLC Column | PEEK | 14 x 4,0 mm
Spherisorb clone | A2P4D200SB030 | BISCHOFF ProntoSIL Spheribond Nitrile 3µm | CN | 20 | 4 | 3 | 80 | L10 | no | HPLC Column | PEEK | 20 x 4,0 mm
Spherisorb clone | 02P4D200SB030 | BISCHOFF ProntoSIL Spheribond Nitrile 3µm | CN | 25 | 4 | 3 | 80 | L10 | no | HPLC Column | PEEK | 25 x 4,0 mm
Spherisorb clone | 03P4D200SB030 | BISCHOFF ProntoSIL Spheribond Nitrile 3µm | CN | 30 | 4 | 3 | 80 | L10 | no | HPLC Column | PEEK | 30 x 4,0 mm
Spherisorb clone | 04P4D200SB030 | BISCHOFF ProntoSIL Spheribond Nitrile 3µm | CN | 33 | 4 | 3 | 80 | L10 | no | HPLC Column | PEEK | 33 x 4,0 mm
Spherisorb clone | A4P4D200SB030 | BISCHOFF ProntoSIL Spheribond Nitrile 3µm | CN | 40 | 4 | 3 | 80 | L10 | no | HPLC Column | PEEK | 40 x 4,0 mm
Spherisorb clone | 05P4D200SB030 | BISCHOFF ProntoSIL Spheribond Nitrile 3µm | CN | 50 | 4 | 3 | 80 | L10 | no | HPLC Column | PEEK | 50 x 4,0 mm
Spherisorb clone | 06P4D200SB030 | BISCHOFF ProntoSIL Spheribond Nitrile 3µm | CN | 53 | 4 | 3 | 80 | L10 | no | HPLC Column | PEEK | 53 x 4,0 mm
Spherisorb clone | A6P4D200SB030 | BISCHOFF ProntoSIL Spheribond Nitrile 3µm | CN | 60 | 4 | 3 | 80 | L10 | no | HPLC Column | PEEK | 60 x 4,0 mm
Spherisorb clone | 07P4D200SB030 | BISCHOFF ProntoSIL Spheribond Nitrile 3µm | CN | 75 | 4 | 3 | 80 | L10 | no | HPLC Column | PEEK | 75 x 4,0 mm
Spherisorb clone | 10P4D200SB030 | BISCHOFF ProntoSIL Spheribond Nitrile 3µm | CN | 100 | 4 | 3 | 80 | L10 | no | HPLC Column | PEEK | 100 x 4,0 mm
Spherisorb clone | 12P4D200SB030 | BISCHOFF ProntoSIL Spheribond Nitrile 3µm | CN | 125 | 4 | 3 | 80 | L10 | no | HPLC Column | PEEK | 125 x 4,0 mm
Spherisorb clone | 15P4D200SB030 | BISCHOFF ProntoSIL Spheribond Nitrile 3µm | CN | 150 | 4 | 3 | 80 | L10 | no | HPLC Column | PEEK | 150 x 4,0 mm
Spherisorb clone | 20P4D200SB030 | BISCHOFF ProntoSIL Spheribond Nitrile 3µm | CN | 200 | 4 | 3 | 80 | L10 | no | HPLC Column | PEEK | 200 x 4,0 mm
Spherisorb clone | 25P4D200SB030 | BISCHOFF ProntoSIL Spheribond Nitrile 3µm | CN | 250 | 4 | 3 | 80 | L10 | no | HPLC Column | PEEK | 250 x 4,0 mm
Spherisorb clone | 30P4D200SB030 | BISCHOFF ProntoSIL Spheribond Nitrile 3µm | CN | 300 | 4 | 3 | 80 | L10 | no | HPLC Column | PEEK | 300 x 4,0 mm
Spherisorb clone | 6305D200SB030 | BISCHOFF ProntoSIL Spheribond Nitrile 3µm | CN | 5 | 4 | 3 | 80 | L10 | no | Cartridges (5 pcs.) | SS | 5 x 4,0 mm
Spherisorb clone | 6301D200SB030 | BISCHOFF ProntoSIL Spheribond Nitrile 3µm | CN | 10 | 4 | 3 | 80 | L10 | no | Cartridges (5 pcs.) | SS | 10 x 4,0 mm
Spherisorb clone | 6302D200SB030 | BISCHOFF ProntoSIL Spheribond Nitrile 3µm | CN | 20 | 4 | 3 | 80 | L10 | no | Cartridges (5 pcs.) | SS | 20 x 4,0 mm
Spherisorb clone | 63P1D200SB030 | BISCHOFF ProntoSIL Spheribond Nitrile 3µm | CN | 10 | 4 | 3 | 80 | L10 | no | Cartridges (5 pcs.) | PEEK | 10 x 4,0 mm
Spherisorb clone | 63P2D200SB030 | BISCHOFF ProntoSIL Spheribond Nitrile 3µm | CN | 20 | 4 | 3 | 80 | L10 | no | Cartridges (5 pcs.) | PEEK | 20 x 4,0 mm
Spherisorb clone | 6335D200SB030 | BISCHOFF ProntoSIL Spheribond Nitrile 3µm | CN | 5 | 3 | 3 | 80 | L10 | no | Cartridges (5 pcs.) | SS | 5 x 3,0 mm
Spherisorb clone | 6331D200SB030 | BISCHOFF ProntoSIL Spheribond Nitrile 3µm | CN | 10 | 3 | 3 | 80 | L10 | no | Cartridges (5 pcs.) | SS | 10 x 3,0 mm
Spherisorb clone | 6332D200SB030 | BISCHOFF ProntoSIL Spheribond Nitrile 3µm | CN | 20 | 3 | 3 | 80 | L10 | no | Cartridges (5 pcs.) | SS | 20 x 3,0 mm
Spherisorb clone | 6325D200SB030 | BISCHOFF ProntoSIL Spheribond Nitrile 3µm | CN | 5 | 2 | 3 | 80 | L10 | no | Cartridges (5 pcs.) | SS | 5 x 2,0 mm
Spherisorb clone | 6321D200SB030 | BISCHOFF ProntoSIL Spheribond Nitrile 3µm | CN | 10 | 2 | 3 | 80 | L10 | no | Cartridges (5 pcs.) | SS | 10 x 2,0 mm
Spherisorb clone | 6322D200SB030 | BISCHOFF ProntoSIL Spheribond Nitrile 3µm | CN | 20 | 2 | 3 | 80 | L10 | no | Cartridges (5 pcs.) | SS | 20 x 2,0 mm
Spherisorb clone | 0102D200SB050 | BISCHOFF ProntoSIL Spheribond Nitrile 5µm | CN | 14 | 2 | 5 | 80 | L10 | no | HPLC Column | SS | 14 x 2,0 mm
Spherisorb clone | 0103D200SB050 | BISCHOFF ProntoSIL Spheribond Nitrile 5µm | CN | 14 | 3 | 5 | 80 | L10 | no | HPLC Column | SS | 14 x 3,0 mm
Spherisorb clone | 0104D200SB050 | BISCHOFF ProntoSIL Spheribond Nitrile 5µm | CN | 14 | 4 | 5 | 80 | L10 | no | HPLC Column | SS | 14 x 4,0 mm
Spherisorb clone | 0146D200SB050 | BISCHOFF ProntoSIL Spheribond Nitrile 5µm | CN | 14 | 4.6 | 5 | 80 | L10 | no | HPLC Column | SS | 14 x 4,6 mm
Spherisorb clone | A202D200SB050 | BISCHOFF ProntoSIL Spheribond Nitrile 5µm | CN | 20 | 2 | 5 | 80 | L10 | no | HPLC Column | SS | 20 x 2,0 mm
Spherisorb clone | A203D200SB050 | BISCHOFF ProntoSIL Spheribond Nitrile 5µm | CN | 20 | 3 | 5 | 80 | L10 | no | HPLC Column | SS | 20 x 3,0 mm
Spherisorb clone | A204D200SB050 | BISCHOFF ProntoSIL Spheribond Nitrile 5µm | CN | 20 | 4 | 5 | 80 | L10 | no | HPLC Column | SS | 20 x 4,0 mm
Spherisorb clone | A246D200SB050 | BISCHOFF ProntoSIL Spheribond Nitrile 5µm | CN | 20 | 4.6 | 5 | 80 | L10 | no | HPLC Column | SS | 20 x 4,6 mm
Spherisorb clone | 0202D200SB050 | BISCHOFF ProntoSIL Spheribond Nitrile 5µm | CN | 25 | 2 | 5 | 80 | L10 | no | HPLC Column | SS | 25 x 2,0 mm
Spherisorb clone | 0203D200SB050 | BISCHOFF ProntoSIL Spheribond Nitrile 5µm | CN | 25 | 3 | 5 | 80 | L10 | no | HPLC Column | SS | 25 x 3,0 mm
Spherisorb clone | 0204D200SB050 | BISCHOFF ProntoSIL Spheribond Nitrile 5µm | CN | 25 | 4 | 5 | 80 | L10 | no | HPLC Column | SS | 25 x 4,0 mm
Spherisorb clone | 0246D200SB050 | BISCHOFF ProntoSIL Spheribond Nitrile 5µm | CN | 25 | 4.6 | 5 | 80 | L10 | no | HPLC Column | SS | 25 x 4,6 mm
Spherisorb clone | 0302D200SB050 | BISCHOFF ProntoSIL Spheribond Nitrile 5µm | CN | 30 | 2 | 5 | 80 | L10 | no | HPLC Column | SS | 30 x 2,0 mm
Spherisorb clone | 0303D200SB050 | BISCHOFF ProntoSIL Spheribond Nitrile 5µm | CN | 30 | 3 | 5 | 80 | L10 | no | HPLC Column | SS | 30 x 3,0 mm
Spherisorb clone | 0304D200SB050 | BISCHOFF ProntoSIL Spheribond Nitrile 5µm | CN | 30 | 4 | 5 | 80 | L10 | no | HPLC Column | SS | 30 x 4,0 mm
Spherisorb clone | 0346D200SB050 | BISCHOFF ProntoSIL Spheribond Nitrile 5µm | CN | 30 | 4.6 | 5 | 80 | L10 | no | HPLC Column | SS | 30 x 4,6 mm
Spherisorb clone | 0402D200SB050 | BISCHOFF ProntoSIL Spheribond Nitrile 5µm | CN | 33 | 2 | 5 | 80 | L10 | no | HPLC Column | SS | 33 x 2,0 mm
Spherisorb clone | 0403D200SB050 | BISCHOFF ProntoSIL Spheribond Nitrile 5µm | CN | 33 | 3 | 5 | 80 | L10 | no | HPLC Column | SS | 33 x 3,0 mm
Spherisorb clone | 0404D200SB050 | BISCHOFF ProntoSIL Spheribond Nitrile 5µm | CN | 33 | 4 | 5 | 80 | L10 | no | HPLC Column | SS | 33 x 4,0 mm
Spherisorb clone | 0446D200SB050 | BISCHOFF ProntoSIL Spheribond Nitrile 5µm | CN | 33 | 4.6 | 5 | 80 | L10 | no | HPLC Column | SS | 33 x 4,6 mm
Spherisorb clone | A402D200SB050 | BISCHOFF ProntoSIL Spheribond Nitrile 5µm | CN | 40 | 2 | 5 | 80 | L10 | no | HPLC Column | SS | 40 x 2,0 mm
Spherisorb clone | A403D200SB050 | BISCHOFF ProntoSIL Spheribond Nitrile 5µm | CN | 40 | 3 | 5 | 80 | L10 | no | HPLC Column | SS | 40 x 3,0 mm
Spherisorb clone | A404D200SB050 | BISCHOFF ProntoSIL Spheribond Nitrile 5µm | CN | 40 | 4 | 5 | 80 | L10 | no | HPLC Column | SS | 40 x 4,0 mm
Spherisorb clone | A446D200SB050 | BISCHOFF ProntoSIL Spheribond Nitrile 5µm | CN | 40 | 4.6 | 5 | 80 | L10 | no | HPLC Column | SS | 40 x 4,6 mm
Spherisorb clone | 0502D200SB050 | BISCHOFF ProntoSIL Spheribond Nitrile 5µm | CN | 50 | 2 | 5 | 80 | L10 | no | HPLC Column | SS | 50 x 2,0 mm
Spherisorb clone | 0503D200SB050 | BISCHOFF ProntoSIL Spheribond Nitrile 5µm | CN | 50 | 3 | 5 | 80 | L10 | no | HPLC Column | SS | 50 x 3,0 mm
Spherisorb clone | 0504D200SB050 | BISCHOFF ProntoSIL Spheribond Nitrile 5µm | CN | 50 | 4 | 5 | 80 | L10 | no | HPLC Column | SS | 50 x 4,0 mm
Spherisorb clone | 0546D200SB050 | BISCHOFF ProntoSIL Spheribond Nitrile 5µm | CN | 50 | 4.6 | 5 | 80 | L10 | no | HPLC Column | SS | 50 x 4,6 mm
Spherisorb clone | 0602D200SB050 | BISCHOFF ProntoSIL Spheribond Nitrile 5µm | CN | 53 | 2 | 5 | 80 | L10 | no | HPLC Column | SS | 53 x 2,0 mm
Spherisorb clone | 0603D200SB050 | BISCHOFF ProntoSIL Spheribond Nitrile 5µm | CN | 53 | 3 | 5 | 80 | L10 | no | HPLC Column | SS | 53 x 3,0 mm
Spherisorb clone | 0604D200SB050 | BISCHOFF ProntoSIL Spheribond Nitrile 5µm | CN | 53 | 4 | 5 | 80 | L10 | no | HPLC Column | SS | 53 x 4,0 mm
Spherisorb clone | 0646D200SB050 | BISCHOFF ProntoSIL Spheribond Nitrile 5µm | CN | 53 | 4.6 | 5 | 80 | L10 | no | HPLC Column | SS | 53 x 4,6 mm
Spherisorb clone | A602D200SB050 | BISCHOFF ProntoSIL Spheribond Nitrile 5µm | CN | 60 | 2 | 5 | 80 | L10 | no | HPLC Column | SS | 60 x 2,0 mm
Spherisorb clone | A603D200SB050 | BISCHOFF ProntoSIL Spheribond Nitrile 5µm | CN | 60 | 3 | 5 | 80 | L10 | no | HPLC Column | SS | 60 x 3,0 mm
Spherisorb clone | A604D200SB050 | BISCHOFF ProntoSIL Spheribond Nitrile 5µm | CN | 60 | 4 | 5 | 80 | L10 | no | HPLC Column | SS | 60 x 4,0 mm
Spherisorb clone | A646D200SB050 | BISCHOFF ProntoSIL Spheribond Nitrile 5µm | CN | 60 | 4.6 | 5 | 80 | L10 | no | HPLC Column | SS | 60 x 4,6 mm
Spherisorb clone | 0702D200SB050 | BISCHOFF ProntoSIL Spheribond Nitrile 5µm | CN | 75 | 2 | 5 | 80 | L10 | no | HPLC Column | SS | 75 x 2,0 mm
Spherisorb clone | 0703D200SB050 | BISCHOFF ProntoSIL Spheribond Nitrile 5µm | CN | 75 | 3 | 5 | 80 | L10 | no | HPLC Column | SS | 75 x 3,0 mm
Spherisorb clone | 0704D200SB050 | BISCHOFF ProntoSIL Spheribond Nitrile 5µm | CN | 75 | 4 | 5 | 80 | L10 | no | HPLC Column | SS | 75 x 4,0 mm
Spherisorb clone | 0746D200SB050 | BISCHOFF ProntoSIL Spheribond Nitrile 5µm | CN | 75 | 4.6 | 5 | 80 | L10 | no | HPLC Column | SS | 75 x 4,6 mm
Spherisorb clone | 1002D200SB050 | BISCHOFF ProntoSIL Spheribond Nitrile 5µm | CN | 100 | 2 | 5 | 80 | L10 | no | HPLC Column | SS | 100 x 2,0 mm
Spherisorb clone | 1003D200SB050 | BISCHOFF ProntoSIL Spheribond Nitrile 5µm | CN | 100 | 3 | 5 | 80 | L10 | no | HPLC Column | SS | 100 x 3,0 mm
Spherisorb clone | 1004D200SB050 | BISCHOFF ProntoSIL Spheribond Nitrile 5µm | CN | 100 | 4 | 5 | 80 | L10 | no | HPLC Column | SS | 100 x 4,0 mm
Spherisorb clone | 1046D200SB050 | BISCHOFF ProntoSIL Spheribond Nitrile 5µm | CN | 100 | 4.6 | 5 | 80 | L10 | no | HPLC Column | SS | 100 x 4,6 mm
Spherisorb clone | 1202D200SB050 | BISCHOFF ProntoSIL Spheribond Nitrile 5µm | CN | 125 | 2 | 5 | 80 | L10 | no | HPLC Column | SS | 125 x 2,0 mm
Spherisorb clone | 1203D200SB050 | BISCHOFF ProntoSIL Spheribond Nitrile 5µm | CN | 125 | 3 | 5 | 80 | L10 | no | HPLC Column | SS | 125 x 3,0 mm
Spherisorb clone | 1204D200SB050 | BISCHOFF ProntoSIL Spheribond Nitrile 5µm | CN | 125 | 4 | 5 | 80 | L10 | no | HPLC Column | SS | 125 x 4,0 mm
Spherisorb clone | 1246D200SB050 | BISCHOFF ProntoSIL Spheribond Nitrile 5µm | CN | 125 | 4.6 | 5 | 80 | L10 | no | HPLC Column | SS | 125 x 4,6 mm
Spherisorb clone | 1502D200SB050 | BISCHOFF ProntoSIL Spheribond Nitrile 5µm | CN | 150 | 2 | 5 | 80 | L10 | no | HPLC Column | SS | 150 x 2,0 mm
Spherisorb clone | 1503D200SB050 | BISCHOFF ProntoSIL Spheribond Nitrile 5µm | CN | 150 | 3 | 5 | 80 | L10 | no | HPLC Column | SS | 150 x 3,0 mm
Spherisorb clone | 1504D200SB050 | BISCHOFF ProntoSIL Spheribond Nitrile 5µm | CN | 150 | 4 | 5 | 80 | L10 | no | HPLC Column | SS | 150 x 4,0 mm
Spherisorb clone | 1546D200SB050 | BISCHOFF ProntoSIL Spheribond Nitrile 5µm | CN | 150 | 4.6 | 5 | 80 | L10 | no | HPLC Column | SS | 150 x 4,6 mm
Spherisorb clone | 2002D200SB050 | BISCHOFF ProntoSIL Spheribond Nitrile 5µm | CN | 200 | 2 | 5 | 80 | L10 | no | HPLC Column | SS | 200 x 2,0 mm
Spherisorb clone | 2003D200SB050 | BISCHOFF ProntoSIL Spheribond Nitrile 5µm | CN | 200 | 3 | 5 | 80 | L10 | no | HPLC Column | SS | 200 x 3,0 mm
Spherisorb clone | 2004D200SB050 | BISCHOFF ProntoSIL Spheribond Nitrile 5µm | CN | 200 | 4 | 5 | 80 | L10 | no | HPLC Column | SS | 200 x 4,0 mm
Spherisorb clone | 2046D200SB050 | BISCHOFF ProntoSIL Spheribond Nitrile 5µm | CN | 200 | 4.6 | 5 | 80 | L10 | no | HPLC Column | SS | 200 x 4,6 mm
Spherisorb clone | 2502D200SB050 | BISCHOFF ProntoSIL Spheribond Nitrile 5µm | CN | 250 | 2 | 5 | 80 | L10 | no | HPLC Column | SS | 250 x 2,0 mm
Spherisorb clone | 2503D200SB050 | BISCHOFF ProntoSIL Spheribond Nitrile 5µm | CN | 250 | 3 | 5 | 80 | L10 | no | HPLC Column | SS | 250 x 3,0 mm
Spherisorb clone | 2504D200SB050 | BISCHOFF ProntoSIL Spheribond Nitrile 5µm | CN | 250 | 4 | 5 | 80 | L10 | no | HPLC Column | SS | 250 x 4,0 mm
Spherisorb clone | 2546D200SB050 | BISCHOFF ProntoSIL Spheribond Nitrile 5µm | CN | 250 | 4.6 | 5 | 80 | L10 | no | HPLC Column | SS | 250 x 4,6 mm
Spherisorb clone | 3002D200SB050 | BISCHOFF ProntoSIL Spheribond Nitrile 5µm | CN | 300 | 2 | 5 | 80 | L10 | no | HPLC Column | SS | 300 x 2,0 mm
Spherisorb clone | 3003D200SB050 | BISCHOFF ProntoSIL Spheribond Nitrile 5µm | CN | 300 | 3 | 5 | 80 | L10 | no | HPLC Column | SS | 300 x 3,0 mm
Spherisorb clone | 3004D200SB050 | BISCHOFF ProntoSIL Spheribond Nitrile 5µm | CN | 300 | 4 | 5 | 80 | L10 | no | HPLC Column | SS | 300 x 4,0 mm
Spherisorb clone | 3046D200SB050 | BISCHOFF ProntoSIL Spheribond Nitrile 5µm | CN | 300 | 4.6 | 5 | 80 | L10 | no | HPLC Column | SS | 300 x 4,6 mm
Spherisorb clone | 01P4D200SB050 | BISCHOFF ProntoSIL Spheribond Nitrile 5µm | CN | 14 | 4 | 5 | 80 | L10 | no | HPLC Column | PEEK | 14 x 4,0 mm
Spherisorb clone | A2P4D200SB050 | BISCHOFF ProntoSIL Spheribond Nitrile 5µm | CN | 20 | 4 | 5 | 80 | L10 | no | HPLC Column | PEEK | 20 x 4,0 mm
Spherisorb clone | 02P4D200SB050 | BISCHOFF ProntoSIL Spheribond Nitrile 5µm | CN | 25 | 4 | 5 | 80 | L10 | no | HPLC Column | PEEK | 25 x 4,0 mm
Spherisorb clone | 03P4D200SB050 | BISCHOFF ProntoSIL Spheribond Nitrile 5µm | CN | 30 | 4 | 5 | 80 | L10 | no | HPLC Column | PEEK | 30 x 4,0 mm
Spherisorb clone | 04P4D200SB050 | BISCHOFF ProntoSIL Spheribond Nitrile 5µm | CN | 33 | 4 | 5 | 80 | L10 | no | HPLC Column | PEEK | 33 x 4,0 mm
Spherisorb clone | A4P4D200SB050 | BISCHOFF ProntoSIL Spheribond Nitrile 5µm | CN | 40 | 4 | 5 | 80 | L10 | no | HPLC Column | PEEK | 40 x 4,0 mm
Spherisorb clone | 05P4D200SB050 | BISCHOFF ProntoSIL Spheribond Nitrile 5µm | CN | 50 | 4 | 5 | 80 | L10 | no | HPLC Column | PEEK | 50 x 4,0 mm
Spherisorb clone | 06P4D200SB050 | BISCHOFF ProntoSIL Spheribond Nitrile 5µm | CN | 53 | 4 | 5 | 80 | L10 | no | HPLC Column | PEEK | 53 x 4,0 mm
Spherisorb clone | A6P4D200SB050 | BISCHOFF ProntoSIL Spheribond Nitrile 5µm | CN | 60 | 4 | 5 | 80 | L10 | no | HPLC Column | PEEK | 60 x 4,0 mm
Spherisorb clone | 07P4D200SB050 | BISCHOFF ProntoSIL Spheribond Nitrile 5µm | CN | 75 | 4 | 5 | 80 | L10 | no | HPLC Column | PEEK | 75 x 4,0 mm
Spherisorb clone | 10P4D200SB050 | BISCHOFF ProntoSIL Spheribond Nitrile 5µm | CN | 100 | 4 | 5 | 80 | L10 | no | HPLC Column | PEEK | 100 x 4,0 mm
Spherisorb clone | 12P4D200SB050 | BISCHOFF ProntoSIL Spheribond Nitrile 5µm | CN | 125 | 4 | 5 | 80 | L10 | no | HPLC Column | PEEK | 125 x 4,0 mm
Spherisorb clone | 15P4D200SB050 | BISCHOFF ProntoSIL Spheribond Nitrile 5µm | CN | 150 | 4 | 5 | 80 | L10 | no | HPLC Column | PEEK | 150 x 4,0 mm
Spherisorb clone | 20P4D200SB050 | BISCHOFF ProntoSIL Spheribond Nitrile 5µm | CN | 200 | 4 | 5 | 80 | L10 | no | HPLC Column | PEEK | 200 x 4,0 mm
Spherisorb clone | 25P4D200SB050 | BISCHOFF ProntoSIL Spheribond Nitrile 5µm | CN | 250 | 4 | 5 | 80 | L10 | no | HPLC Column | PEEK | 250 x 4,0 mm
Spherisorb clone | 30P4D200SB050 | BISCHOFF ProntoSIL Spheribond Nitrile 5µm | CN | 300 | 4 | 5 | 80 | L10 | no | HPLC Column | PEEK | 300 x 4,0 mm
Spherisorb clone | 6305D200SB050 | BISCHOFF ProntoSIL Spheribond Nitrile 5µm | CN | 5 | 4 | 5 | 80 | L10 | no | Cartridges (5 pcs.) | SS | 5 x 4,0 mm
Spherisorb clone | 6301D200SB050 | BISCHOFF ProntoSIL Spheribond Nitrile 5µm | CN | 10 | 4 | 5 | 80 | L10 | no | Cartridges (5 pcs.) | SS | 10 x 4,0 mm
Spherisorb clone | 6302D200SB050 | BISCHOFF ProntoSIL Spheribond Nitrile 5µm | CN | 20 | 4 | 5 | 80 | L10 | no | Cartridges (5 pcs.) | SS | 20 x 4,0 mm
Spherisorb clone | 63P1D200SB050 | BISCHOFF ProntoSIL Spheribond Nitrile 5µm | CN | 10 | 4 | 5 | 80 | L10 | no | Cartridges (5 pcs.) | PEEK | 10 x 4,0 mm
Spherisorb clone | 63P2D200SB050 | BISCHOFF ProntoSIL Spheribond Nitrile 5µm | CN | 20 | 4 | 5 | 80 | L10 | no | Cartridges (5 pcs.) | PEEK | 20 x 4,0 mm
Spherisorb clone | 6335D200SB050 | BISCHOFF ProntoSIL Spheribond Nitrile 5µm | CN | 5 | 3 | 5 | 80 | L10 | no | Cartridges (5 pcs.) | SS | 5 x 3,0 mm
Spherisorb clone | 6331D200SB050 | BISCHOFF ProntoSIL Spheribond Nitrile 5µm | CN | 10 | 3 | 5 | 80 | L10 | no | Cartridges (5 pcs.) | SS | 10 x 3,0 mm
Spherisorb clone | 6332D200SB050 | BISCHOFF ProntoSIL Spheribond Nitrile 5µm | CN | 20 | 3 | 5 | 80 | L10 | no | Cartridges (5 pcs.) | SS | 20 x 3,0 mm
Spherisorb clone | 6325D200SB050 | BISCHOFF ProntoSIL Spheribond Nitrile 5µm | CN | 5 | 2 | 5 | 80 | L10 | no | Cartridges (5 pcs.) | SS | 5 x 2,0 mm
Spherisorb clone | 6321D200SB050 | BISCHOFF ProntoSIL Spheribond Nitrile 5µm | CN | 10 | 2 | 5 | 80 | L10 | no | Cartridges (5 pcs.) | SS | 10 x 2,0 mm
Spherisorb clone | 6322D200SB050 | BISCHOFF ProntoSIL Spheribond Nitrile 5µm | CN | 20 | 2 | 5 | 80 | L10 | no | Cartridges (5 pcs.) | SS | 20 x 2,0 mm
Spherisorb clone | 0102D190SB030 | BISCHOFF ProntoSIL Spheribond Amino 3µm | NH2 | 14 | 2 | 3 | 80 | L8 | no | HPLC Column | SS | 14 x 2,0 mm
Spherisorb clone | 0103D190SB030 | BISCHOFF ProntoSIL Spheribond Amino 3µm | NH2 | 14 | 3 | 3 | 80 | L8 | no | HPLC Column | SS | 14 x 3,0 mm
Spherisorb clone | 0104D190SB030 | BISCHOFF ProntoSIL Spheribond Amino 3µm | NH2 | 14 | 4 | 3 | 80 | L8 | no | HPLC Column | SS | 14 x 4,0 mm
Spherisorb clone | 0146D190SB030 | BISCHOFF ProntoSIL Spheribond Amino 3µm | NH2 | 14 | 4.6 | 3 | 80 | L8 | no | HPLC Column | SS | 14 x 4,6 mm
Spherisorb clone | A202D190SB030 | BISCHOFF ProntoSIL Spheribond Amino 3µm | NH2 | 20 | 2 | 3 | 80 | L8 | no | HPLC Column | SS | 20 x 2,0 mm
Spherisorb clone | A203D190SB030 | BISCHOFF ProntoSIL Spheribond Amino 3µm | NH2 | 20 | 3 | 3 | 80 | L8 | no | HPLC Column | SS | 20 x 3,0 mm
Spherisorb clone | A204D190SB030 | BISCHOFF ProntoSIL Spheribond Amino 3µm | NH2 | 20 | 4 | 3 | 80 | L8 | no | HPLC Column | SS | 20 x 4,0 mm
Spherisorb clone | A246D190SB030 | BISCHOFF ProntoSIL Spheribond Amino 3µm | NH2 | 20 | 4.6 | 3 | 80 | L8 | no | HPLC Column | SS | 20 x 4,6 mm
Spherisorb clone | 0202D190SB030 | BISCHOFF ProntoSIL Spheribond Amino 3µm | NH2 | 25 | 2 | 3 | 80 | L8 | no | HPLC Column | SS | 25 x 2,0 mm
Spherisorb clone | 0203D190SB030 | BISCHOFF ProntoSIL Spheribond Amino 3µm | NH2 | 25 | 3 | 3 | 80 | L8 | no | HPLC Column | SS | 25 x 3,0 mm
Spherisorb clone | 0204D190SB030 | BISCHOFF ProntoSIL Spheribond Amino 3µm | NH2 | 25 | 4 | 3 | 80 | L8 | no | HPLC Column | SS | 25 x 4,0 mm
Spherisorb clone | 0246D190SB030 | BISCHOFF ProntoSIL Spheribond Amino 3µm | NH2 | 25 | 4.6 | 3 | 80 | L8 | no | HPLC Column | SS | 25 x 4,6 mm
Spherisorb clone | 0302D190SB030 | BISCHOFF ProntoSIL Spheribond Amino 3µm | NH2 | 30 | 2 | 3 | 80 | L8 | no | HPLC Column | SS | 30 x 2,0 mm
Spherisorb clone | 0303D190SB030 | BISCHOFF ProntoSIL Spheribond Amino 3µm | NH2 | 30 | 3 | 3 | 80 | L8 | no | HPLC Column | SS | 30 x 3,0 mm
Spherisorb clone | 0304D190SB030 | BISCHOFF ProntoSIL Spheribond Amino 3µm | NH2 | 30 | 4 | 3 | 80 | L8 | no | HPLC Column | SS | 30 x 4,0 mm
Spherisorb clone | 0346D190SB030 | BISCHOFF ProntoSIL Spheribond Amino 3µm | NH2 | 30 | 4.6 | 3 | 80 | L8 | no | HPLC Column | SS | 30 x 4,6 mm
Spherisorb clone | 0402D190SB030 | BISCHOFF ProntoSIL Spheribond Amino 3µm | NH2 | 33 | 2 | 3 | 80 | L8 | no | HPLC Column | SS | 33 x 2,0 mm
Spherisorb clone | 0403D190SB030 | BISCHOFF ProntoSIL Spheribond Amino 3µm | NH2 | 33 | 3 | 3 | 80 | L8 | no | HPLC Column | SS | 33 x 3,0 mm
Spherisorb clone | 0404D190SB030 | BISCHOFF ProntoSIL Spheribond Amino 3µm | NH2 | 33 | 4 | 3 | 80 | L8 | no | HPLC Column | SS | 33 x 4,0 mm
Spherisorb clone | 0446D190SB030 | BISCHOFF ProntoSIL Spheribond Amino 3µm | NH2 | 33 | 4.6 | 3 | 80 | L8 | no | HPLC Column | SS | 33 x 4,6 mm
Spherisorb clone | A402D190SB030 | BISCHOFF ProntoSIL Spheribond Amino 3µm | NH2 | 40 | 2 | 3 | 80 | L8 | no | HPLC Column | SS | 40 x 2,0 mm
Spherisorb clone | A403D190SB030 | BISCHOFF ProntoSIL Spheribond Amino 3µm | NH2 | 40 | 3 | 3 | 80 | L8 | no | HPLC Column | SS | 40 x 3,0 mm
Spherisorb clone | A404D190SB030 | BISCHOFF ProntoSIL Spheribond Amino 3µm | NH2 | 40 | 4 | 3 | 80 | L8 | no | HPLC Column | SS | 40 x 4,0 mm
Spherisorb clone | A446D190SB030 | BISCHOFF ProntoSIL Spheribond Amino 3µm | NH2 | 40 | 4.6 | 3 | 80 | L8 | no | HPLC Column | SS | 40 x 4,6 mm
Spherisorb clone | 0502D190SB030 | BISCHOFF ProntoSIL Spheribond Amino 3µm | NH2 | 50 | 2 | 3 | 80 | L8 | no | HPLC Column | SS | 50 x 2,0 mm
Spherisorb clone | 0503D190SB030 | BISCHOFF ProntoSIL Spheribond Amino 3µm | NH2 | 50 | 3 | 3 | 80 | L8 | no | HPLC Column | SS | 50 x 3,0 mm
Spherisorb clone | 0504D190SB030 | BISCHOFF ProntoSIL Spheribond Amino 3µm | NH2 | 50 | 4 | 3 | 80 | L8 | no | HPLC Column | SS | 50 x 4,0 mm
Spherisorb clone | 0546D190SB030 | BISCHOFF ProntoSIL Spheribond Amino 3µm | NH2 | 50 | 4.6 | 3 | 80 | L8 | no | HPLC Column | SS | 50 x 4,6 mm
Spherisorb clone | 0602D190SB030 | BISCHOFF ProntoSIL Spheribond Amino 3µm | NH2 | 53 | 2 | 3 | 80 | L8 | no | HPLC Column | SS | 53 x 2,0 mm
Spherisorb clone | 0603D190SB030 | BISCHOFF ProntoSIL Spheribond Amino 3µm | NH2 | 53 | 3 | 3 | 80 | L8 | no | HPLC Column | SS | 53 x 3,0 mm
Spherisorb clone | 0604D190SB030 | BISCHOFF ProntoSIL Spheribond Amino 3µm | NH2 | 53 | 4 | 3 | 80 | L8 | no | HPLC Column | SS | 53 x 4,0 mm
Spherisorb clone | 0646D190SB030 | BISCHOFF ProntoSIL Spheribond Amino 3µm | NH2 | 53 | 4.6 | 3 | 80 | L8 | no | HPLC Column | SS | 53 x 4,6 mm
Spherisorb clone | A602D190SB030 | BISCHOFF ProntoSIL Spheribond Amino 3µm | NH2 | 60 | 2 | 3 | 80 | L8 | no | HPLC Column | SS | 60 x 2,0 mm
Spherisorb clone | A603D190SB030 | BISCHOFF ProntoSIL Spheribond Amino 3µm | NH2 | 60 | 3 | 3 | 80 | L8 | no | HPLC Column | SS | 60 x 3,0 mm
Spherisorb clone | A604D190SB030 | BISCHOFF ProntoSIL Spheribond Amino 3µm | NH2 | 60 | 4 | 3 | 80 | L8 | no | HPLC Column | SS | 60 x 4,0 mm
Spherisorb clone | A646D190SB030 | BISCHOFF ProntoSIL Spheribond Amino 3µm | NH2 | 60 | 4.6 | 3 | 80 | L8 | no | HPLC Column | SS | 60 x 4,6 mm
Spherisorb clone | 0702D190SB030 | BISCHOFF ProntoSIL Spheribond Amino 3µm | NH2 | 75 | 2 | 3 | 80 | L8 | no | HPLC Column | SS | 75 x 2,0 mm
Spherisorb clone | 0703D190SB030 | BISCHOFF ProntoSIL Spheribond Amino 3µm | NH2 | 75 | 3 | 3 | 80 | L8 | no | HPLC Column | SS | 75 x 3,0 mm
Spherisorb clone | 0704D190SB030 | BISCHOFF ProntoSIL Spheribond Amino 3µm | NH2 | 75 | 4 | 3 | 80 | L8 | no | HPLC Column | SS | 75 x 4,0 mm
Spherisorb clone | 0746D190SB030 | BISCHOFF ProntoSIL Spheribond Amino 3µm | NH2 | 75 | 4.6 | 3 | 80 | L8 | no | HPLC Column | SS | 75 x 4,6 mm
Spherisorb clone | 1002D190SB030 | BISCHOFF ProntoSIL Spheribond Amino 3µm | NH2 | 100 | 2 | 3 | 80 | L8 | no | HPLC Column | SS | 100 x 2,0 mm
Spherisorb clone | 1003D190SB030 | BISCHOFF ProntoSIL Spheribond Amino 3µm | NH2 | 100 | 3 | 3 | 80 | L8 | no | HPLC Column | SS | 100 x 3,0 mm
Spherisorb clone | 1004D190SB030 | BISCHOFF ProntoSIL Spheribond Amino 3µm | NH2 | 100 | 4 | 3 | 80 | L8 | no | HPLC Column | SS | 100 x 4,0 mm
Spherisorb clone | 1046D190SB030 | BISCHOFF ProntoSIL Spheribond Amino 3µm | NH2 | 100 | 4.6 | 3 | 80 | L8 | no | HPLC Column | SS | 100 x 4,6 mm
Spherisorb clone | 1202D190SB030 | BISCHOFF ProntoSIL Spheribond Amino 3µm | NH2 | 125 | 2 | 3 | 80 | L8 | no | HPLC Column | SS | 125 x 2,0 mm
Spherisorb clone | 1203D190SB030 | BISCHOFF ProntoSIL Spheribond Amino 3µm | NH2 | 125 | 3 | 3 | 80 | L8 | no | HPLC Column | SS | 125 x 3,0 mm
Spherisorb clone | 1204D190SB030 | BISCHOFF ProntoSIL Spheribond Amino 3µm | NH2 | 125 | 4 | 3 | 80 | L8 | no | HPLC Column | SS | 125 x 4,0 mm
Spherisorb clone | 1246D190SB030 | BISCHOFF ProntoSIL Spheribond Amino 3µm | NH2 | 125 | 4.6 | 3 | 80 | L8 | no | HPLC Column | SS | 125 x 4,6 mm
Spherisorb clone | 1502D190SB030 | BISCHOFF ProntoSIL Spheribond Amino 3µm | NH2 | 150 | 2 | 3 | 80 | L8 | no | HPLC Column | SS | 150 x 2,0 mm
Spherisorb clone | 1503D190SB030 | BISCHOFF ProntoSIL Spheribond Amino 3µm | NH2 | 150 | 3 | 3 | 80 | L8 | no | HPLC Column | SS | 150 x 3,0 mm
Spherisorb clone | 1504D190SB030 | BISCHOFF ProntoSIL Spheribond Amino 3µm | NH2 | 150 | 4 | 3 | 80 | L8 | no | HPLC Column | SS | 150 x 4,0 mm
Spherisorb clone | 1546D190SB030 | BISCHOFF ProntoSIL Spheribond Amino 3µm | NH2 | 150 | 4.6 | 3 | 80 | L8 | no | HPLC Column | SS | 150 x 4,6 mm
Spherisorb clone | 2002D190SB030 | BISCHOFF ProntoSIL Spheribond Amino 3µm | NH2 | 200 | 2 | 3 | 80 | L8 | no | HPLC Column | SS | 200 x 2,0 mm
Spherisorb clone | 2003D190SB030 | BISCHOFF ProntoSIL Spheribond Amino 3µm | NH2 | 200 | 3 | 3 | 80 | L8 | no | HPLC Column | SS | 200 x 3,0 mm
Spherisorb clone | 2004D190SB030 | BISCHOFF ProntoSIL Spheribond Amino 3µm | NH2 | 200 | 4 | 3 | 80 | L8 | no | HPLC Column | SS | 200 x 4,0 mm
Spherisorb clone | 2046D190SB030 | BISCHOFF ProntoSIL Spheribond Amino 3µm | NH2 | 200 | 4.6 | 3 | 80 | L8 | no | HPLC Column | SS | 200 x 4,6 mm
Spherisorb clone | 2502D190SB030 | BISCHOFF ProntoSIL Spheribond Amino 3µm | NH2 | 250 | 2 | 3 | 80 | L8 | no | HPLC Column | SS | 250 x 2,0 mm
Spherisorb clone | 2503D190SB030 | BISCHOFF ProntoSIL Spheribond Amino 3µm | NH2 | 250 | 3 | 3 | 80 | L8 | no | HPLC Column | SS | 250 x 3,0 mm
Spherisorb clone | 2504D190SB030 | BISCHOFF ProntoSIL Spheribond Amino 3µm | NH2 | 250 | 4 | 3 | 80 | L8 | no | HPLC Column | SS | 250 x 4,0 mm
Spherisorb clone | 2546D190SB030 | BISCHOFF ProntoSIL Spheribond Amino 3µm | NH2 | 250 | 4.6 | 3 | 80 | L8 | no | HPLC Column | SS | 250 x 4,6 mm
Spherisorb clone | 3002D190SB030 | BISCHOFF ProntoSIL Spheribond Amino 3µm | NH2 | 300 | 2 | 3 | 80 | L8 | no | HPLC Column | SS | 300 x 2,0 mm
Spherisorb clone | 3003D190SB030 | BISCHOFF ProntoSIL Spheribond Amino 3µm | NH2 | 300 | 3 | 3 | 80 | L8 | no | HPLC Column | SS | 300 x 3,0 mm
Spherisorb clone | 3004D190SB030 | BISCHOFF ProntoSIL Spheribond Amino 3µm | NH2 | 300 | 4 | 3 | 80 | L8 | no | HPLC Column | SS | 300 x 4,0 mm
Spherisorb clone | 3046D190SB030 | BISCHOFF ProntoSIL Spheribond Amino 3µm | NH2 | 300 | 4.6 | 3 | 80 | L8 | no | HPLC Column | SS | 300 x 4,6 mm
Spherisorb clone | 01P4D190SB030 | BISCHOFF ProntoSIL Spheribond Amino 3µm | NH2 | 14 | 4 | 3 | 80 | L8 | no | HPLC Column | PEEK | 14 x 4,0 mm
Spherisorb clone | A2P4D190SB030 | BISCHOFF ProntoSIL Spheribond Amino 3µm | NH2 | 20 | 4 | 3 | 80 | L8 | no | HPLC Column | PEEK | 20 x 4,0 mm
Spherisorb clone | 02P4D190SB030 | BISCHOFF ProntoSIL Spheribond Amino 3µm | NH2 | 25 | 4 | 3 | 80 | L8 | no | HPLC Column | PEEK | 25 x 4,0 mm
Spherisorb clone | 03P4D190SB030 | BISCHOFF ProntoSIL Spheribond Amino 3µm | NH2 | 30 | 4 | 3 | 80 | L8 | no | HPLC Column | PEEK | 30 x 4,0 mm
Spherisorb clone | 04P4D190SB030 | BISCHOFF ProntoSIL Spheribond Amino 3µm | NH2 | 33 | 4 | 3 | 80 | L8 | no | HPLC Column | PEEK | 33 x 4,0 mm
Spherisorb clone | A4P4D190SB030 | BISCHOFF ProntoSIL Spheribond Amino 3µm | NH2 | 40 | 4 | 3 | 80 | L8 | no | HPLC Column | PEEK | 40 x 4,0 mm
Spherisorb clone | 05P4D190SB030 | BISCHOFF ProntoSIL Spheribond Amino 3µm | NH2 | 50 | 4 | 3 | 80 | L8 | no | HPLC Column | PEEK | 50 x 4,0 mm
Spherisorb clone | 06P4D190SB030 | BISCHOFF ProntoSIL Spheribond Amino 3µm | NH2 | 53 | 4 | 3 | 80 | L8 | no | HPLC Column | PEEK | 53 x 4,0 mm
Spherisorb clone | A6P4D190SB030 | BISCHOFF ProntoSIL Spheribond Amino 3µm | NH2 | 60 | 4 | 3 | 80 | L8 | no | HPLC Column | PEEK | 60 x 4,0 mm
Spherisorb clone | 07P4D190SB030 | BISCHOFF ProntoSIL Spheribond Amino 3µm | NH2 | 75 | 4 | 3 | 80 | L8 | no | HPLC Column | PEEK | 75 x 4,0 mm
Spherisorb clone | 10P4D190SB030 | BISCHOFF ProntoSIL Spheribond Amino 3µm | NH2 | 100 | 4 | 3 | 80 | L8 | no | HPLC Column | PEEK | 100 x 4,0 mm
Spherisorb clone | 12P4D190SB030 | BISCHOFF ProntoSIL Spheribond Amino 3µm | NH2 | 125 | 4 | 3 | 80 | L8 | no | HPLC Column | PEEK | 125 x 4,0 mm
Spherisorb clone | 15P4D190SB030 | BISCHOFF ProntoSIL Spheribond Amino 3µm | NH2 | 150 | 4 | 3 | 80 | L8 | no | HPLC Column | PEEK | 150 x 4,0 mm
Spherisorb clone | 20P4D190SB030 | BISCHOFF ProntoSIL Spheribond Amino 3µm | NH2 | 200 | 4 | 3 | 80 | L8 | no | HPLC Column | PEEK | 200 x 4,0 mm
Spherisorb clone | 25P4D190SB030 | BISCHOFF ProntoSIL Spheribond Amino 3µm | NH2 | 250 | 4 | 3 | 80 | L8 | no | HPLC Column | PEEK | 250 x 4,0 mm
Spherisorb clone | 30P4D190SB030 | BISCHOFF ProntoSIL Spheribond Amino 3µm | NH2 | 300 | 4 | 3 | 80 | L8 | no | HPLC Column | PEEK | 300 x 4,0 mm
Spherisorb clone | 6305D190SB030 | BISCHOFF ProntoSIL Spheribond Amino 3µm | NH2 | 5 | 4 | 3 | 80 | L8 | no | Cartridges (5 pcs.) | SS | 5 x 4,0 mm
Spherisorb clone | 6301D190SB030 | BISCHOFF ProntoSIL Spheribond Amino 3µm | NH2 | 10 | 4 | 3 | 80 | L8 | no | Cartridges (5 pcs.) | SS | 10 x 4,0 mm
Spherisorb clone | 6302D190SB030 | BISCHOFF ProntoSIL Spheribond Amino 3µm | NH2 | 20 | 4 | 3 | 80 | L8 | no | Cartridges (5 pcs.) | SS | 20 x 4,0 mm
Spherisorb clone | 63P1D190SB030 | BISCHOFF ProntoSIL Spheribond Amino 3µm | NH2 | 10 | 4 | 3 | 80 | L8 | no | Cartridges (5 pcs.) | PEEK | 10 x 4,0 mm
Spherisorb clone | 63P2D190SB030 | BISCHOFF ProntoSIL Spheribond Amino 3µm | NH2 | 20 | 4 | 3 | 80 | L8 | no | Cartridges (5 pcs.) | PEEK | 20 x 4,0 mm
Spherisorb clone | 6335D190SB030 | BISCHOFF ProntoSIL Spheribond Amino 3µm | NH2 | 5 | 3 | 3 | 80 | L8 | no | Cartridges (5 pcs.) | SS | 5 x 3,0 mm
Spherisorb clone | 6331D190SB030 | BISCHOFF ProntoSIL Spheribond Amino 3µm | NH2 | 10 | 3 | 3 | 80 | L8 | no | Cartridges (5 pcs.) | SS | 10 x 3,0 mm
Spherisorb clone | 6332D190SB030 | BISCHOFF ProntoSIL Spheribond Amino 3µm | NH2 | 20 | 3 | 3 | 80 | L8 | no | Cartridges (5 pcs.) | SS | 20 x 3,0 mm
Spherisorb clone | 6325D190SB030 | BISCHOFF ProntoSIL Spheribond Amino 3µm | NH2 | 5 | 2 | 3 | 80 | L8 | no | Cartridges (5 pcs.) | SS | 5 x 2,0 mm
Spherisorb clone | 6321D190SB030 | BISCHOFF ProntoSIL Spheribond Amino 3µm | NH2 | 10 | 2 | 3 | 80 | L8 | no | Cartridges (5 pcs.) | SS | 10 x 2,0 mm
Spherisorb clone | 6322D190SB030 | BISCHOFF ProntoSIL Spheribond Amino 3µm | NH2 | 20 | 2 | 3 | 80 | L8 | no | Cartridges (5 pcs.) | SS | 20 x 2,0 mm
Spherisorb clone | 0102D190SB050 | BISCHOFF ProntoSIL Spheribond Amino 5µm | NH2 | 14 | 2 | 5 | 80 | L8 | no | HPLC Column | SS | 14 x 2,0 mm
Spherisorb clone | 0103D190SB050 | BISCHOFF ProntoSIL Spheribond Amino 5µm | NH2 | 14 | 3 | 5 | 80 | L8 | no | HPLC Column | SS | 14 x 3,0 mm
Spherisorb clone | 0104D190SB050 | BISCHOFF ProntoSIL Spheribond Amino 5µm | NH2 | 14 | 4 | 5 | 80 | L8 | no | HPLC Column | SS | 14 x 4,0 mm
Spherisorb clone | 0146D190SB050 | BISCHOFF ProntoSIL Spheribond Amino 5µm | NH2 | 14 | 4.6 | 5 | 80 | L8 | no | HPLC Column | SS | 14 x 4,6 mm
Spherisorb clone | A202D190SB050 | BISCHOFF ProntoSIL Spheribond Amino 5µm | NH2 | 20 | 2 | 5 | 80 | L8 | no | HPLC Column | SS | 20 x 2,0 mm
Spherisorb clone | A203D190SB050 | BISCHOFF ProntoSIL Spheribond Amino 5µm | NH2 | 20 | 3 | 5 | 80 | L8 | no | HPLC Column | SS | 20 x 3,0 mm
Spherisorb clone | A204D190SB050 | BISCHOFF ProntoSIL Spheribond Amino 5µm | NH2 | 20 | 4 | 5 | 80 | L8 | no | HPLC Column | SS | 20 x 4,0 mm
Spherisorb clone | A246D190SB050 | BISCHOFF ProntoSIL Spheribond Amino 5µm | NH2 | 20 | 4.6 | 5 | 80 | L8 | no | HPLC Column | SS | 20 x 4,6 mm
Spherisorb clone | 0202D190SB050 | BISCHOFF ProntoSIL Spheribond Amino 5µm | NH2 | 25 | 2 | 5 | 80 | L8 | no | HPLC Column | SS | 25 x 2,0 mm
Spherisorb clone | 0203D190SB050 | BISCHOFF ProntoSIL Spheribond Amino 5µm | NH2 | 25 | 3 | 5 | 80 | L8 | no | HPLC Column | SS | 25 x 3,0 mm
Spherisorb clone | 0204D190SB050 | BISCHOFF ProntoSIL Spheribond Amino 5µm | NH2 | 25 | 4 | 5 | 80 | L8 | no | HPLC Column | SS | 25 x 4,0 mm
Spherisorb clone | 0246D190SB050 | BISCHOFF ProntoSIL Spheribond Amino 5µm | NH2 | 25 | 4.6 | 5 | 80 | L8 | no | HPLC Column | SS | 25 x 4,6 mm
Spherisorb clone | 0302D190SB050 | BISCHOFF ProntoSIL Spheribond Amino 5µm | NH2 | 30 | 2 | 5 | 80 | L8 | no | HPLC Column | SS | 30 x 2,0 mm
Spherisorb clone | 0303D190SB050 | BISCHOFF ProntoSIL Spheribond Amino 5µm | NH2 | 30 | 3 | 5 | 80 | L8 | no | HPLC Column | SS | 30 x 3,0 mm
Spherisorb clone | 0304D190SB050 | BISCHOFF ProntoSIL Spheribond Amino 5µm | NH2 | 30 | 4 | 5 | 80 | L8 | no | HPLC Column | SS | 30 x 4,0 mm
Spherisorb clone | 0346D190SB050 | BISCHOFF ProntoSIL Spheribond Amino 5µm | NH2 | 30 | 4.6 | 5 | 80 | L8 | no | HPLC Column | SS | 30 x 4,6 mm
Spherisorb clone | 0402D190SB050 | BISCHOFF ProntoSIL Spheribond Amino 5µm | NH2 | 33 | 2 | 5 | 80 | L8 | no | HPLC Column | SS | 33 x 2,0 mm
Spherisorb clone | 0403D190SB050 | BISCHOFF ProntoSIL Spheribond Amino 5µm | NH2 | 33 | 3 | 5 | 80 | L8 | no | HPLC Column | SS | 33 x 3,0 mm
Spherisorb clone | 0404D190SB050 | BISCHOFF ProntoSIL Spheribond Amino 5µm | NH2 | 33 | 4 | 5 | 80 | L8 | no | HPLC Column | SS | 33 x 4,0 mm
Spherisorb clone | 0446D190SB050 | BISCHOFF ProntoSIL Spheribond Amino 5µm | NH2 | 33 | 4.6 | 5 | 80 | L8 | no | HPLC Column | SS | 33 x 4,6 mm
Spherisorb clone | A402D190SB050 | BISCHOFF ProntoSIL Spheribond Amino 5µm | NH2 | 40 | 2 | 5 | 80 | L8 | no | HPLC Column | SS | 40 x 2,0 mm
Spherisorb clone | A403D190SB050 | BISCHOFF ProntoSIL Spheribond Amino 5µm | NH2 | 40 | 3 | 5 | 80 | L8 | no | HPLC Column | SS | 40 x 3,0 mm
Spherisorb clone | A404D190SB050 | BISCHOFF ProntoSIL Spheribond Amino 5µm | NH2 | 40 | 4 | 5 | 80 | L8 | no | HPLC Column | SS | 40 x 4,0 mm
Spherisorb clone | A446D190SB050 | BISCHOFF ProntoSIL Spheribond Amino 5µm | NH2 | 40 | 4.6 | 5 | 80 | L8 | no | HPLC Column | SS | 40 x 4,6 mm
Spherisorb clone | 0502D190SB050 | BISCHOFF ProntoSIL Spheribond Amino 5µm | NH2 | 50 | 2 | 5 | 80 | L8 | no | HPLC Column | SS | 50 x 2,0 mm
Spherisorb clone | 0503D190SB050 | BISCHOFF ProntoSIL Spheribond Amino 5µm | NH2 | 50 | 3 | 5 | 80 | L8 | no | HPLC Column | SS | 50 x 3,0 mm
Spherisorb clone | 0504D190SB050 | BISCHOFF ProntoSIL Spheribond Amino 5µm | NH2 | 50 | 4 | 5 | 80 | L8 | no | HPLC Column | SS | 50 x 4,0 mm
Spherisorb clone | 0546D190SB050 | BISCHOFF ProntoSIL Spheribond Amino 5µm | NH2 | 50 | 4.6 | 5 | 80 | L8 | no | HPLC Column | SS | 50 x 4,6 mm
Spherisorb clone | 0602D190SB050 | BISCHOFF ProntoSIL Spheribond Amino 5µm | NH2 | 53 | 2 | 5 | 80 | L8 | no | HPLC Column | SS | 53 x 2,0 mm
Spherisorb clone | 0603D190SB050 | BISCHOFF ProntoSIL Spheribond Amino 5µm | NH2 | 53 | 3 | 5 | 80 | L8 | no | HPLC Column | SS | 53 x 3,0 mm
Spherisorb clone | 0604D190SB050 | BISCHOFF ProntoSIL Spheribond Amino 5µm | NH2 | 53 | 4 | 5 | 80 | L8 | no | HPLC Column | SS | 53 x 4,0 mm
Spherisorb clone | 0646D190SB050 | BISCHOFF ProntoSIL Spheribond Amino 5µm | NH2 | 53 | 4.6 | 5 | 80 | L8 | no | HPLC Column | SS | 53 x 4,6 mm
Spherisorb clone | A602D190SB050 | BISCHOFF ProntoSIL Spheribond Amino 5µm | NH2 | 60 | 2 | 5 | 80 | L8 | no | HPLC Column | SS | 60 x 2,0 mm
Spherisorb clone | A603D190SB050 | BISCHOFF ProntoSIL Spheribond Amino 5µm | NH2 | 60 | 3 | 5 | 80 | L8 | no | HPLC Column | SS | 60 x 3,0 mm
Spherisorb clone | A604D190SB050 | BISCHOFF ProntoSIL Spheribond Amino 5µm | NH2 | 60 | 4 | 5 | 80 | L8 | no | HPLC Column | SS | 60 x 4,0 mm
Spherisorb clone | A646D190SB050 | BISCHOFF ProntoSIL Spheribond Amino 5µm | NH2 | 60 | 4.6 | 5 | 80 | L8 | no | HPLC Column | SS | 60 x 4,6 mm
Spherisorb clone | 0702D190SB050 | BISCHOFF ProntoSIL Spheribond Amino 5µm | NH2 | 75 | 2 | 5 | 80 | L8 | no | HPLC Column | SS | 75 x 2,0 mm
Spherisorb clone | 0703D190SB050 | BISCHOFF ProntoSIL Spheribond Amino 5µm | NH2 | 75 | 3 | 5 | 80 | L8 | no | HPLC Column | SS | 75 x 3,0 mm
Spherisorb clone | 0704D190SB050 | BISCHOFF ProntoSIL Spheribond Amino 5µm | NH2 | 75 | 4 | 5 | 80 | L8 | no | HPLC Column | SS | 75 x 4,0 mm
Spherisorb clone | 0746D190SB050 | BISCHOFF ProntoSIL Spheribond Amino 5µm | NH2 | 75 | 4.6 | 5 | 80 | L8 | no | HPLC Column | SS | 75 x 4,6 mm
Spherisorb clone | 1002D190SB050 | BISCHOFF ProntoSIL Spheribond Amino 5µm | NH2 | 100 | 2 | 5 | 80 | L8 | no | HPLC Column | SS | 100 x 2,0 mm
Spherisorb clone | 1003D190SB050 | BISCHOFF ProntoSIL Spheribond Amino 5µm | NH2 | 100 | 3 | 5 | 80 | L8 | no | HPLC Column | SS | 100 x 3,0 mm
Spherisorb clone | 1004D190SB050 | BISCHOFF ProntoSIL Spheribond Amino 5µm | NH2 | 100 | 4 | 5 | 80 | L8 | no | HPLC Column | SS | 100 x 4,0 mm
Spherisorb clone | 1046D190SB050 | BISCHOFF ProntoSIL Spheribond Amino 5µm | NH2 | 100 | 4.6 | 5 | 80 | L8 | no | HPLC Column | SS | 100 x 4,6 mm
Spherisorb clone | 1202D190SB050 | BISCHOFF ProntoSIL Spheribond Amino 5µm | NH2 | 125 | 2 | 5 | 80 | L8 | no | HPLC Column | SS | 125 x 2,0 mm
Spherisorb clone | 1203D190SB050 | BISCHOFF ProntoSIL Spheribond Amino 5µm | NH2 | 125 | 3 | 5 | 80 | L8 | no | HPLC Column | SS | 125 x 3,0 mm
Spherisorb clone | 1204D190SB050 | BISCHOFF ProntoSIL Spheribond Amino 5µm | NH2 | 125 | 4 | 5 | 80 | L8 | no | HPLC Column | SS | 125 x 4,0 mm
Spherisorb clone | 1246D190SB050 | BISCHOFF ProntoSIL Spheribond Amino 5µm | NH2 | 125 | 4.6 | 5 | 80 | L8 | no | HPLC Column | SS | 125 x 4,6 mm
Spherisorb clone | 1502D190SB050 | BISCHOFF ProntoSIL Spheribond Amino 5µm | NH2 | 150 | 2 | 5 | 80 | L8 | no | HPLC Column | SS | 150 x 2,0 mm
Spherisorb clone | 1503D190SB050 | BISCHOFF ProntoSIL Spheribond Amino 5µm | NH2 | 150 | 3 | 5 | 80 | L8 | no | HPLC Column | SS | 150 x 3,0 mm
Spherisorb clone | 1504D190SB050 | BISCHOFF ProntoSIL Spheribond Amino 5µm | NH2 | 150 | 4 | 5 | 80 | L8 | no | HPLC Column | SS | 150 x 4,0 mm
Spherisorb clone | 1546D190SB050 | BISCHOFF ProntoSIL Spheribond Amino 5µm | NH2 | 150 | 4.6 | 5 | 80 | L8 | no | HPLC Column | SS | 150 x 4,6 mm
Spherisorb clone | 2002D190SB050 | BISCHOFF ProntoSIL Spheribond Amino 5µm | NH2 | 200 | 2 | 5 | 80 | L8 | no | HPLC Column | SS | 200 x 2,0 mm
Spherisorb clone | 2003D190SB050 | BISCHOFF ProntoSIL Spheribond Amino 5µm | NH2 | 200 | 3 | 5 | 80 | L8 | no | HPLC Column | SS | 200 x 3,0 mm
Spherisorb clone | 2004D190SB050 | BISCHOFF ProntoSIL Spheribond Amino 5µm | NH2 | 200 | 4 | 5 | 80 | L8 | no | HPLC Column | SS | 200 x 4,0 mm
Spherisorb clone | 2046D190SB050 | BISCHOFF ProntoSIL Spheribond Amino 5µm | NH2 | 200 | 4.6 | 5 | 80 | L8 | no | HPLC Column | SS | 200 x 4,6 mm
Spherisorb clone | 2502D190SB050 | BISCHOFF ProntoSIL Spheribond Amino 5µm | NH2 | 250 | 2 | 5 | 80 | L8 | no | HPLC Column | SS | 250 x 2,0 mm
Spherisorb clone | 2503D190SB050 | BISCHOFF ProntoSIL Spheribond Amino 5µm | NH2 | 250 | 3 | 5 | 80 | L8 | no | HPLC Column | SS | 250 x 3,0 mm
Spherisorb clone | 2504D190SB050 | BISCHOFF ProntoSIL Spheribond Amino 5µm | NH2 | 250 | 4 | 5 | 80 | L8 | no | HPLC Column | SS | 250 x 4,0 mm
Spherisorb clone | 2546D190SB050 | BISCHOFF ProntoSIL Spheribond Amino 5µm | NH2 | 250 | 4.6 | 5 | 80 | L8 | no | HPLC Column | SS | 250 x 4,6 mm
Spherisorb clone | 3002D190SB050 | BISCHOFF ProntoSIL Spheribond Amino 5µm | NH2 | 300 | 2 | 5 | 80 | L8 | no | HPLC Column | SS | 300 x 2,0 mm
Spherisorb clone | 3003D190SB050 | BISCHOFF ProntoSIL Spheribond Amino 5µm | NH2 | 300 | 3 | 5 | 80 | L8 | no | HPLC Column | SS | 300 x 3,0 mm
Spherisorb clone | 3004D190SB050 | BISCHOFF ProntoSIL Spheribond Amino 5µm | NH2 | 300 | 4 | 5 | 80 | L8 | no | HPLC Column | SS | 300 x 4,0 mm
Spherisorb clone | 3046D190SB050 | BISCHOFF ProntoSIL Spheribond Amino 5µm | NH2 | 300 | 4.6 | 5 | 80 | L8 | no | HPLC Column | SS | 300 x 4,6 mm
Spherisorb clone | 01P4D190SB050 | BISCHOFF ProntoSIL Spheribond Amino 5µm | NH2 | 14 | 4 | 5 | 80 | L8 | no | HPLC Column | PEEK | 14 x 4,0 mm
Spherisorb clone | A2P4D190SB050 | BISCHOFF ProntoSIL Spheribond Amino 5µm | NH2 | 20 | 4 | 5 | 80 | L8 | no | HPLC Column | PEEK | 20 x 4,0 mm
Spherisorb clone | 02P4D190SB050 | BISCHOFF ProntoSIL Spheribond Amino 5µm | NH2 | 25 | 4 | 5 | 80 | L8 | no | HPLC Column | PEEK | 25 x 4,0 mm
Spherisorb clone | 03P4D190SB050 | BISCHOFF ProntoSIL Spheribond Amino 5µm | NH2 | 30 | 4 | 5 | 80 | L8 | no | HPLC Column | PEEK | 30 x 4,0 mm
Spherisorb clone | 04P4D190SB050 | BISCHOFF ProntoSIL Spheribond Amino 5µm | NH2 | 33 | 4 | 5 | 80 | L8 | no | HPLC Column | PEEK | 33 x 4,0 mm
Spherisorb clone | A4P4D190SB050 | BISCHOFF ProntoSIL Spheribond Amino 5µm | NH2 | 40 | 4 | 5 | 80 | L8 | no | HPLC Column | PEEK | 40 x 4,0 mm
Spherisorb clone | 05P4D190SB050 | BISCHOFF ProntoSIL Spheribond Amino 5µm | NH2 | 50 | 4 | 5 | 80 | L8 | no | HPLC Column | PEEK | 50 x 4,0 mm
Spherisorb clone | 06P4D190SB050 | BISCHOFF ProntoSIL Spheribond Amino 5µm | NH2 | 53 | 4 | 5 | 80 | L8 | no | HPLC Column | PEEK | 53 x 4,0 mm
Spherisorb clone | A6P4D190SB050 | BISCHOFF ProntoSIL Spheribond Amino 5µm | NH2 | 60 | 4 | 5 | 80 | L8 | no | HPLC Column | PEEK | 60 x 4,0 mm
Spherisorb clone | 07P4D190SB050 | BISCHOFF ProntoSIL Spheribond Amino 5µm | NH2 | 75 | 4 | 5 | 80 | L8 | no | HPLC Column | PEEK | 75 x 4,0 mm
Spherisorb clone | 10P4D190SB050 | BISCHOFF ProntoSIL Spheribond Amino 5µm | NH2 | 100 | 4 | 5 | 80 | L8 | no | HPLC Column | PEEK | 100 x 4,0 mm
Spherisorb clone | 12P4D190SB050 | BISCHOFF ProntoSIL Spheribond Amino 5µm | NH2 | 125 | 4 | 5 | 80 | L8 | no | HPLC Column | PEEK | 125 x 4,0 mm
Spherisorb clone | 15P4D190SB050 | BISCHOFF ProntoSIL Spheribond Amino 5µm | NH2 | 150 | 4 | 5 | 80 | L8 | no | HPLC Column | PEEK | 150 x 4,0 mm
Spherisorb clone | 20P4D190SB050 | BISCHOFF ProntoSIL Spheribond Amino 5µm | NH2 | 200 | 4 | 5 | 80 | L8 | no | HPLC Column | PEEK | 200 x 4,0 mm
Spherisorb clone | 25P4D190SB050 | BISCHOFF ProntoSIL Spheribond Amino 5µm | NH2 | 250 | 4 | 5 | 80 | L8 | no | HPLC Column | PEEK | 250 x 4,0 mm
Spherisorb clone | 30P4D190SB050 | BISCHOFF ProntoSIL Spheribond Amino 5µm | NH2 | 300 | 4 | 5 | 80 | L8 | no | HPLC Column | PEEK | 300 x 4,0 mm
Spherisorb clone | 6305D190SB050 | BISCHOFF ProntoSIL Spheribond Amino 5µm | NH2 | 5 | 4 | 5 | 80 | L8 | no | Cartridges (5 pcs.) | SS | 5 x 4,0 mm
Spherisorb clone | 6301D190SB050 | BISCHOFF ProntoSIL Spheribond Amino 5µm | NH2 | 10 | 4 | 5 | 80 | L8 | no | Cartridges (5 pcs.) | SS | 10 x 4,0 mm
Spherisorb clone | 6302D190SB050 | BISCHOFF ProntoSIL Spheribond Amino 5µm | NH2 | 20 | 4 | 5 | 80 | L8 | no | Cartridges (5 pcs.) | SS | 20 x 4,0 mm
Spherisorb clone | 63P1D190SB050 | BISCHOFF ProntoSIL Spheribond Amino 5µm | NH2 | 10 | 4 | 5 | 80 | L8 | no | Cartridges (5 pcs.) | PEEK | 10 x 4,0 mm
Spherisorb clone | 63P2D190SB050 | BISCHOFF ProntoSIL Spheribond Amino 5µm | NH2 | 20 | 4 | 5 | 80 | L8 | no | Cartridges (5 pcs.) | PEEK | 20 x 4,0 mm
Spherisorb clone | 6335D190SB050 | BISCHOFF ProntoSIL Spheribond Amino 5µm | NH2 | 5 | 3 | 5 | 80 | L8 | no | Cartridges (5 pcs.) | SS | 5 x 3,0 mm
Spherisorb clone | 6331D190SB050 | BISCHOFF ProntoSIL Spheribond Amino 5µm | NH2 | 10 | 3 | 5 | 80 | L8 | no | Cartridges (5 pcs.) | SS | 10 x 3,0 mm
Spherisorb clone | 6332D190SB050 | BISCHOFF ProntoSIL Spheribond Amino 5µm | NH2 | 20 | 3 | 5 | 80 | L8 | no | Cartridges (5 pcs.) | SS | 20 x 3,0 mm
Spherisorb clone | 6325D190SB050 | BISCHOFF ProntoSIL Spheribond Amino 5µm | NH2 | 5 | 2 | 5 | 80 | L8 | no | Cartridges (5 pcs.) | SS | 5 x 2,0 mm
Spherisorb clone | 6321D190SB050 | BISCHOFF ProntoSIL Spheribond Amino 5µm | NH2 | 10 | 2 | 5 | 80 | L8 | no | Cartridges (5 pcs.) | SS | 10 x 2,0 mm
Spherisorb clone | 6322D190SB050 | BISCHOFF ProntoSIL Spheribond Amino 5µm | NH2 | 20 | 2 | 5 | 80 | L8 | no | Cartridges (5 pcs.) | SS | 20 x 2,0 mm
Spherisorb clone | 0102D000SB030 | BISCHOFF ProntoSIL Spheribond Silica 3µm | Silica | 14 | 2 | 3 | 80 | L3 | no | HPLC Column | SS | 14 x 2,0 mm
Spherisorb clone | 0103D000SB030 | BISCHOFF ProntoSIL Spheribond Silica 3µm | Silica | 14 | 3 | 3 | 80 | L3 | no | HPLC Column | SS | 14 x 3,0 mm
Spherisorb clone | 0104D000SB030 | BISCHOFF ProntoSIL Spheribond Silica 3µm | Silica | 14 | 4 | 3 | 80 | L3 | no | HPLC Column | SS | 14 x 4,0 mm
Spherisorb clone | 0146D000SB030 | BISCHOFF ProntoSIL Spheribond Silica 3µm | Silica | 14 | 4.6 | 3 | 80 | L3 | no | HPLC Column | SS | 14 x 4,6 mm
Spherisorb clone | A202D000SB030 | BISCHOFF ProntoSIL Spheribond Silica 3µm | Silica | 20 | 2 | 3 | 80 | L3 | no | HPLC Column | SS | 20 x 2,0 mm
Spherisorb clone | A203D000SB030 | BISCHOFF ProntoSIL Spheribond Silica 3µm | Silica | 20 | 3 | 3 | 80 | L3 | no | HPLC Column | SS | 20 x 3,0 mm
Spherisorb clone | A204D000SB030 | BISCHOFF ProntoSIL Spheribond Silica 3µm | Silica | 20 | 4 | 3 | 80 | L3 | no | HPLC Column | SS | 20 x 4,0 mm
Spherisorb clone | A246D000SB030 | BISCHOFF ProntoSIL Spheribond Silica 3µm | Silica | 20 | 4.6 | 3 | 80 | L3 | no | HPLC Column | SS | 20 x 4,6 mm
Spherisorb clone | 0202D000SB030 | BISCHOFF ProntoSIL Spheribond Silica 3µm | Silica | 25 | 2 | 3 | 80 | L3 | no | HPLC Column | SS | 25 x 2,0 mm
Spherisorb clone | 0203D000SB030 | BISCHOFF ProntoSIL Spheribond Silica 3µm | Silica | 25 | 3 | 3 | 80 | L3 | no | HPLC Column | SS | 25 x 3,0 mm
Spherisorb clone | 0204D000SB030 | BISCHOFF ProntoSIL Spheribond Silica 3µm | Silica | 25 | 4 | 3 | 80 | L3 | no | HPLC Column | SS | 25 x 4,0 mm
Spherisorb clone | 0246D000SB030 | BISCHOFF ProntoSIL Spheribond Silica 3µm | Silica | 25 | 4.6 | 3 | 80 | L3 | no | HPLC Column | SS | 25 x 4,6 mm
Spherisorb clone | 0302D000SB030 | BISCHOFF ProntoSIL Spheribond Silica 3µm | Silica | 30 | 2 | 3 | 80 | L3 | no | HPLC Column | SS | 30 x 2,0 mm
Spherisorb clone | 0303D000SB030 | BISCHOFF ProntoSIL Spheribond Silica 3µm | Silica | 30 | 3 | 3 | 80 | L3 | no | HPLC Column | SS | 30 x 3,0 mm
Spherisorb clone | 0304D000SB030 | BISCHOFF ProntoSIL Spheribond Silica 3µm | Silica | 30 | 4 | 3 | 80 | L3 | no | HPLC Column | SS | 30 x 4,0 mm
Spherisorb clone | 0346D000SB030 | BISCHOFF ProntoSIL Spheribond Silica 3µm | Silica | 30 | 4.6 | 3 | 80 | L3 | no | HPLC Column | SS | 30 x 4,6 mm
Spherisorb clone | 0402D000SB030 | BISCHOFF ProntoSIL Spheribond Silica 3µm | Silica | 33 | 2 | 3 | 80 | L3 | no | HPLC Column | SS | 33 x 2,0 mm
Spherisorb clone | 0403D000SB030 | BISCHOFF ProntoSIL Spheribond Silica 3µm | Silica | 33 | 3 | 3 | 80 | L3 | no | HPLC Column | SS | 33 x 3,0 mm
Spherisorb clone | 0404D000SB030 | BISCHOFF ProntoSIL Spheribond Silica 3µm | Silica | 33 | 4 | 3 | 80 | L3 | no | HPLC Column | SS | 33 x 4,0 mm
Spherisorb clone | 0446D000SB030 | BISCHOFF ProntoSIL Spheribond Silica 3µm | Silica | 33 | 4.6 | 3 | 80 | L3 | no | HPLC Column | SS | 33 x 4,6 mm
Spherisorb clone | A402D000SB030 | BISCHOFF ProntoSIL Spheribond Silica 3µm | Silica | 40 | 2 | 3 | 80 | L3 | no | HPLC Column | SS | 40 x 2,0 mm
Spherisorb clone | A403D000SB030 | BISCHOFF ProntoSIL Spheribond Silica 3µm | Silica | 40 | 3 | 3 | 80 | L3 | no | HPLC Column | SS | 40 x 3,0 mm
Spherisorb clone | A404D000SB030 | BISCHOFF ProntoSIL Spheribond Silica 3µm | Silica | 40 | 4 | 3 | 80 | L3 | no | HPLC Column | SS | 40 x 4,0 mm
Spherisorb clone | A446D000SB030 | BISCHOFF ProntoSIL Spheribond Silica 3µm | Silica | 40 | 4.6 | 3 | 80 | L3 | no | HPLC Column | SS | 40 x 4,6 mm
Spherisorb clone | 0502D000SB030 | BISCHOFF ProntoSIL Spheribond Silica 3µm | Silica | 50 | 2 | 3 | 80 | L3 | no | HPLC Column | SS | 50 x 2,0 mm
Spherisorb clone | 0503D000SB030 | BISCHOFF ProntoSIL Spheribond Silica 3µm | Silica | 50 | 3 | 3 | 80 | L3 | no | HPLC Column | SS | 50 x 3,0 mm
Spherisorb clone | 0504D000SB030 | BISCHOFF ProntoSIL Spheribond Silica 3µm | Silica | 50 | 4 | 3 | 80 | L3 | no | HPLC Column | SS | 50 x 4,0 mm
Spherisorb clone | 0546D000SB030 | BISCHOFF ProntoSIL Spheribond Silica 3µm | Silica | 50 | 4.6 | 3 | 80 | L3 | no | HPLC Column | SS | 50 x 4,6 mm
Spherisorb clone | 0602D000SB030 | BISCHOFF ProntoSIL Spheribond Silica 3µm | Silica | 53 | 2 | 3 | 80 | L3 | no | HPLC Column | SS | 53 x 2,0 mm
Spherisorb clone | 0603D000SB030 | BISCHOFF ProntoSIL Spheribond Silica 3µm | Silica | 53 | 3 | 3 | 80 | L3 | no | HPLC Column | SS | 53 x 3,0 mm
Spherisorb clone | 0604D000SB030 | BISCHOFF ProntoSIL Spheribond Silica 3µm | Silica | 53 | 4 | 3 | 80 | L3 | no | HPLC Column | SS | 53 x 4,0 mm
Spherisorb clone | 0646D000SB030 | BISCHOFF ProntoSIL Spheribond Silica 3µm | Silica | 53 | 4.6 | 3 | 80 | L3 | no | HPLC Column | SS | 53 x 4,6 mm
Spherisorb clone | A602D000SB030 | BISCHOFF ProntoSIL Spheribond Silica 3µm | Silica | 60 | 2 | 3 | 80 | L3 | no | HPLC Column | SS | 60 x 2,0 mm
Spherisorb clone | A603D000SB030 | BISCHOFF ProntoSIL Spheribond Silica 3µm | Silica | 60 | 3 | 3 | 80 | L3 | no | HPLC Column | SS | 60 x 3,0 mm
Spherisorb clone | A604D000SB030 | BISCHOFF ProntoSIL Spheribond Silica 3µm | Silica | 60 | 4 | 3 | 80 | L3 | no | HPLC Column | SS | 60 x 4,0 mm
Spherisorb clone | A646D000SB030 | BISCHOFF ProntoSIL Spheribond Silica 3µm | Silica | 60 | 4.6 | 3 | 80 | L3 | no | HPLC Column | SS | 60 x 4,6 mm
Spherisorb clone | 0702D000SB030 | BISCHOFF ProntoSIL Spheribond Silica 3µm | Silica | 75 | 2 | 3 | 80 | L3 | no | HPLC Column | SS | 75 x 2,0 mm
Spherisorb clone | 0703D000SB030 | BISCHOFF ProntoSIL Spheribond Silica 3µm | Silica | 75 | 3 | 3 | 80 | L3 | no | HPLC Column | SS | 75 x 3,0 mm
Spherisorb clone | 0704D000SB030 | BISCHOFF ProntoSIL Spheribond Silica 3µm | Silica | 75 | 4 | 3 | 80 | L3 | no | HPLC Column | SS | 75 x 4,0 mm
Spherisorb clone | 0746D000SB030 | BISCHOFF ProntoSIL Spheribond Silica 3µm | Silica | 75 | 4.6 | 3 | 80 | L3 | no | HPLC Column | SS | 75 x 4,6 mm
Spherisorb clone | 1002D000SB030 | BISCHOFF ProntoSIL Spheribond Silica 3µm | Silica | 100 | 2 | 3 | 80 | L3 | no | HPLC Column | SS | 100 x 2,0 mm
Spherisorb clone | 1003D000SB030 | BISCHOFF ProntoSIL Spheribond Silica 3µm | Silica | 100 | 3 | 3 | 80 | L3 | no | HPLC Column | SS | 100 x 3,0 mm
Spherisorb clone | 1004D000SB030 | BISCHOFF ProntoSIL Spheribond Silica 3µm | Silica | 100 | 4 | 3 | 80 | L3 | no | HPLC Column | SS | 100 x 4,0 mm
Spherisorb clone | 1046D000SB030 | BISCHOFF ProntoSIL Spheribond Silica 3µm | Silica | 100 | 4.6 | 3 | 80 | L3 | no | HPLC Column | SS | 100 x 4,6 mm
Spherisorb clone | 1202D000SB030 | BISCHOFF ProntoSIL Spheribond Silica 3µm | Silica | 125 | 2 | 3 | 80 | L3 | no | HPLC Column | SS | 125 x 2,0 mm
Spherisorb clone | 1203D000SB030 | BISCHOFF ProntoSIL Spheribond Silica 3µm | Silica | 125 | 3 | 3 | 80 | L3 | no | HPLC Column | SS | 125 x 3,0 mm
Spherisorb clone | 1204D000SB030 | BISCHOFF ProntoSIL Spheribond Silica 3µm | Silica | 125 | 4 | 3 | 80 | L3 | no | HPLC Column | SS | 125 x 4,0 mm
Spherisorb clone | 1246D000SB030 | BISCHOFF ProntoSIL Spheribond Silica 3µm | Silica | 125 | 4.6 | 3 | 80 | L3 | no | HPLC Column | SS | 125 x 4,6 mm
Spherisorb clone | 1502D000SB030 | BISCHOFF ProntoSIL Spheribond Silica 3µm | Silica | 150 | 2 | 3 | 80 | L3 | no | HPLC Column | SS | 150 x 2,0 mm
Spherisorb clone | 1503D000SB030 | BISCHOFF ProntoSIL Spheribond Silica 3µm | Silica | 150 | 3 | 3 | 80 | L3 | no | HPLC Column | SS | 150 x 3,0 mm
Spherisorb clone | 1504D000SB030 | BISCHOFF ProntoSIL Spheribond Silica 3µm | Silica | 150 | 4 | 3 | 80 | L3 | no | HPLC Column | SS | 150 x 4,0 mm
Spherisorb clone | 1546D000SB030 | BISCHOFF ProntoSIL Spheribond Silica 3µm | Silica | 150 | 4.6 | 3 | 80 | L3 | no | HPLC Column | SS | 150 x 4,6 mm
Spherisorb clone | 2002D000SB030 | BISCHOFF ProntoSIL Spheribond Silica 3µm | Silica | 200 | 2 | 3 | 80 | L3 | no | HPLC Column | SS | 200 x 2,0 mm
Spherisorb clone | 2003D000SB030 | BISCHOFF ProntoSIL Spheribond Silica 3µm | Silica | 200 | 3 | 3 | 80 | L3 | no | HPLC Column | SS | 200 x 3,0 mm
Spherisorb clone | 2004D000SB030 | BISCHOFF ProntoSIL Spheribond Silica 3µm | Silica | 200 | 4 | 3 | 80 | L3 | no | HPLC Column | SS | 200 x 4,0 mm
Spherisorb clone | 2046D000SB030 | BISCHOFF ProntoSIL Spheribond Silica 3µm | Silica | 200 | 4.6 | 3 | 80 | L3 | no | HPLC Column | SS | 200 x 4,6 mm
Spherisorb clone | 2502D000SB030 | BISCHOFF ProntoSIL Spheribond Silica 3µm | Silica | 250 | 2 | 3 | 80 | L3 | no | HPLC Column | SS | 250 x 2,0 mm
Spherisorb clone | 2503D000SB030 | BISCHOFF ProntoSIL Spheribond Silica 3µm | Silica | 250 | 3 | 3 | 80 | L3 | no | HPLC Column | SS | 250 x 3,0 mm
Spherisorb clone | 2504D000SB030 | BISCHOFF ProntoSIL Spheribond Silica 3µm | Silica | 250 | 4 | 3 | 80 | L3 | no | HPLC Column | SS | 250 x 4,0 mm
Spherisorb clone | 2546D000SB030 | BISCHOFF ProntoSIL Spheribond Silica 3µm | Silica | 250 | 4.6 | 3 | 80 | L3 | no | HPLC Column | SS | 250 x 4,6 mm
Spherisorb clone | 3002D000SB030 | BISCHOFF ProntoSIL Spheribond Silica 3µm | Silica | 300 | 2 | 3 | 80 | L3 | no | HPLC Column | SS | 300 x 2,0 mm
Spherisorb clone | 3003D000SB030 | BISCHOFF ProntoSIL Spheribond Silica 3µm | Silica | 300 | 3 | 3 | 80 | L3 | no | HPLC Column | SS | 300 x 3,0 mm
Spherisorb clone | 3004D000SB030 | BISCHOFF ProntoSIL Spheribond Silica 3µm | Silica | 300 | 4 | 3 | 80 | L3 | no | HPLC Column | SS | 300 x 4,0 mm
Spherisorb clone | 3046D000SB030 | BISCHOFF ProntoSIL Spheribond Silica 3µm | Silica | 300 | 4.6 | 3 | 80 | L3 | no | HPLC Column | SS | 300 x 4,6 mm
Spherisorb clone | 01P4D000SB030 | BISCHOFF ProntoSIL Spheribond Silica 3µm | Silica | 14 | 4 | 3 | 80 | L3 | no | HPLC Column | PEEK | 14 x 4,0 mm
Spherisorb clone | A2P4D000SB030 | BISCHOFF ProntoSIL Spheribond Silica 3µm | Silica | 20 | 4 | 3 | 80 | L3 | no | HPLC Column | PEEK | 20 x 4,0 mm
Spherisorb clone | 02P4D000SB030 | BISCHOFF ProntoSIL Spheribond Silica 3µm | Silica | 25 | 4 | 3 | 80 | L3 | no | HPLC Column | PEEK | 25 x 4,0 mm
Spherisorb clone | 03P4D000SB030 | BISCHOFF ProntoSIL Spheribond Silica 3µm | Silica | 30 | 4 | 3 | 80 | L3 | no | HPLC Column | PEEK | 30 x 4,0 mm
Spherisorb clone | 04P4D000SB030 | BISCHOFF ProntoSIL Spheribond Silica 3µm | Silica | 33 | 4 | 3 | 80 | L3 | no | HPLC Column | PEEK | 33 x 4,0 mm
Spherisorb clone | A4P4D000SB030 | BISCHOFF ProntoSIL Spheribond Silica 3µm | Silica | 40 | 4 | 3 | 80 | L3 | no | HPLC Column | PEEK | 40 x 4,0 mm
Spherisorb clone | 05P4D000SB030 | BISCHOFF ProntoSIL Spheribond Silica 3µm | Silica | 50 | 4 | 3 | 80 | L3 | no | HPLC Column | PEEK | 50 x 4,0 mm
Spherisorb clone | 06P4D000SB030 | BISCHOFF ProntoSIL Spheribond Silica 3µm | Silica | 53 | 4 | 3 | 80 | L3 | no | HPLC Column | PEEK | 53 x 4,0 mm
Spherisorb clone | A6P4D000SB030 | BISCHOFF ProntoSIL Spheribond Silica 3µm | Silica | 60 | 4 | 3 | 80 | L3 | no | HPLC Column | PEEK | 60 x 4,0 mm
Spherisorb clone | 07P4D000SB030 | BISCHOFF ProntoSIL Spheribond Silica 3µm | Silica | 75 | 4 | 3 | 80 | L3 | no | HPLC Column | PEEK | 75 x 4,0 mm
Spherisorb clone | 10P4D000SB030 | BISCHOFF ProntoSIL Spheribond Silica 3µm | Silica | 100 | 4 | 3 | 80 | L3 | no | HPLC Column | PEEK | 100 x 4,0 mm
Spherisorb clone | 12P4D000SB030 | BISCHOFF ProntoSIL Spheribond Silica 3µm | Silica | 125 | 4 | 3 | 80 | L3 | no | HPLC Column | PEEK | 125 x 4,0 mm
Spherisorb clone | 15P4D000SB030 | BISCHOFF ProntoSIL Spheribond Silica 3µm | Silica | 150 | 4 | 3 | 80 | L3 | no | HPLC Column | PEEK | 150 x 4,0 mm
Spherisorb clone | 20P4D000SB030 | BISCHOFF ProntoSIL Spheribond Silica 3µm | Silica | 200 | 4 | 3 | 80 | L3 | no | HPLC Column | PEEK | 200 x 4,0 mm
Spherisorb clone | 25P4D000SB030 | BISCHOFF ProntoSIL Spheribond Silica 3µm | Silica | 250 | 4 | 3 | 80 | L3 | no | HPLC Column | PEEK | 250 x 4,0 mm
Spherisorb clone | 30P4D000SB030 | BISCHOFF ProntoSIL Spheribond Silica 3µm | Silica | 300 | 4 | 3 | 80 | L3 | no | HPLC Column | PEEK | 300 x 4,0 mm
Spherisorb clone | 6305D000SB030 | BISCHOFF ProntoSIL Spheribond Silica 3µm | Silica | 5 | 4 | 3 | 80 | L3 | no | Cartridges (5 pcs.) | SS | 5 x 4,0 mm
Spherisorb clone | 6301D000SB030 | BISCHOFF ProntoSIL Spheribond Silica 3µm | Silica | 10 | 4 | 3 | 80 | L3 | no | Cartridges (5 pcs.) | SS | 10 x 4,0 mm
Spherisorb clone | 6302D000SB030 | BISCHOFF ProntoSIL Spheribond Silica 3µm | Silica | 20 | 4 | 3 | 80 | L3 | no | Cartridges (5 pcs.) | SS | 20 x 4,0 mm
Spherisorb clone | 63P1D000SB030 | BISCHOFF ProntoSIL Spheribond Silica 3µm | Silica | 10 | 4 | 3 | 80 | L3 | no | Cartridges (5 pcs.) | PEEK | 10 x 4,0 mm
Spherisorb clone | 63P2D000SB030 | BISCHOFF ProntoSIL Spheribond Silica 3µm | Silica | 20 | 4 | 3 | 80 | L3 | no | Cartridges (5 pcs.) | PEEK | 20 x 4,0 mm
Spherisorb clone | 6335D000SB030 | BISCHOFF ProntoSIL Spheribond Silica 3µm | Silica | 5 | 3 | 3 | 80 | L3 | no | Cartridges (5 pcs.) | SS | 5 x 3,0 mm
Spherisorb clone | 6331D000SB030 | BISCHOFF ProntoSIL Spheribond Silica 3µm | Silica | 10 | 3 | 3 | 80 | L3 | no | Cartridges (5 pcs.) | SS | 10 x 3,0 mm
Spherisorb clone | 6332D000SB030 | BISCHOFF ProntoSIL Spheribond Silica 3µm | Silica | 20 | 3 | 3 | 80 | L3 | no | Cartridges (5 pcs.) | SS | 20 x 3,0 mm
Spherisorb clone | 6325D000SB030 | BISCHOFF ProntoSIL Spheribond Silica 3µm | Silica | 5 | 2 | 3 | 80 | L3 | no | Cartridges (5 pcs.) | SS | 5 x 2,0 mm
Spherisorb clone | 6321D000SB030 | BISCHOFF ProntoSIL Spheribond Silica 3µm | Silica | 10 | 2 | 3 | 80 | L3 | no | Cartridges (5 pcs.) | SS | 10 x 2,0 mm
Spherisorb clone | 6322D000SB030 | BISCHOFF ProntoSIL Spheribond Silica 3µm | Silica | 20 | 2 | 3 | 80 | L3 | no | Cartridges (5 pcs.) | SS | 20 x 2,0 mm
Spherisorb clone | 0102D000SB050 | BISCHOFF ProntoSIL Spheribond Silica 5µm | Silica | 14 | 2 | 5 | 80 | L3 | no | HPLC Column | SS | 14 x 2,0 mm
Spherisorb clone | 0103D000SB050 | BISCHOFF ProntoSIL Spheribond Silica 5µm | Silica | 14 | 3 | 5 | 80 | L3 | no | HPLC Column | SS | 14 x 3,0 mm
Spherisorb clone | 0104D000SB050 | BISCHOFF ProntoSIL Spheribond Silica 5µm | Silica | 14 | 4 | 5 | 80 | L3 | no | HPLC Column | SS | 14 x 4,0 mm
Spherisorb clone | 0146D000SB050 | BISCHOFF ProntoSIL Spheribond Silica 5µm | Silica | 14 | 4.6 | 5 | 80 | L3 | no | HPLC Column | SS | 14 x 4,6 mm
Spherisorb clone | A202D000SB050 | BISCHOFF ProntoSIL Spheribond Silica 5µm | Silica | 20 | 2 | 5 | 80 | L3 | no | HPLC Column | SS | 20 x 2,0 mm
Spherisorb clone | A203D000SB050 | BISCHOFF ProntoSIL Spheribond Silica 5µm | Silica | 20 | 3 | 5 | 80 | L3 | no | HPLC Column | SS | 20 x 3,0 mm
Spherisorb clone | A204D000SB050 | BISCHOFF ProntoSIL Spheribond Silica 5µm | Silica | 20 | 4 | 5 | 80 | L3 | no | HPLC Column | SS | 20 x 4,0 mm
Spherisorb clone | A246D000SB050 | BISCHOFF ProntoSIL Spheribond Silica 5µm | Silica | 20 | 4.6 | 5 | 80 | L3 | no | HPLC Column | SS | 20 x 4,6 mm
Spherisorb clone | 0202D000SB050 | BISCHOFF ProntoSIL Spheribond Silica 5µm | Silica | 25 | 2 | 5 | 80 | L3 | no | HPLC Column | SS | 25 x 2,0 mm
Spherisorb clone | 0203D000SB050 | BISCHOFF ProntoSIL Spheribond Silica 5µm | Silica | 25 | 3 | 5 | 80 | L3 | no | HPLC Column | SS | 25 x 3,0 mm
Spherisorb clone | 0204D000SB050 | BISCHOFF ProntoSIL Spheribond Silica 5µm | Silica | 25 | 4 | 5 | 80 | L3 | no | HPLC Column | SS | 25 x 4,0 mm
Spherisorb clone | 0246D000SB050 | BISCHOFF ProntoSIL Spheribond Silica 5µm | Silica | 25 | 4.6 | 5 | 80 | L3 | no | HPLC Column | SS | 25 x 4,6 mm
Spherisorb clone | 0302D000SB050 | BISCHOFF ProntoSIL Spheribond Silica 5µm | Silica | 30 | 2 | 5 | 80 | L3 | no | HPLC Column | SS | 30 x 2,0 mm
Spherisorb clone | 0303D000SB050 | BISCHOFF ProntoSIL Spheribond Silica 5µm | Silica | 30 | 3 | 5 | 80 | L3 | no | HPLC Column | SS | 30 x 3,0 mm
Spherisorb clone | 0304D000SB050 | BISCHOFF ProntoSIL Spheribond Silica 5µm | Silica | 30 | 4 | 5 | 80 | L3 | no | HPLC Column | SS | 30 x 4,0 mm
Spherisorb clone | 0346D000SB050 | BISCHOFF ProntoSIL Spheribond Silica 5µm | Silica | 30 | 4.6 | 5 | 80 | L3 | no | HPLC Column | SS | 30 x 4,6 mm
Spherisorb clone | 0402D000SB050 | BISCHOFF ProntoSIL Spheribond Silica 5µm | Silica | 33 | 2 | 5 | 80 | L3 | no | HPLC Column | SS | 33 x 2,0 mm
Spherisorb clone | 0403D000SB050 | BISCHOFF ProntoSIL Spheribond Silica 5µm | Silica | 33 | 3 | 5 | 80 | L3 | no | HPLC Column | SS | 33 x 3,0 mm
Spherisorb clone | 0404D000SB050 | BISCHOFF ProntoSIL Spheribond Silica 5µm | Silica | 33 | 4 | 5 | 80 | L3 | no | HPLC Column | SS | 33 x 4,0 mm
Spherisorb clone | 0446D000SB050 | BISCHOFF ProntoSIL Spheribond Silica 5µm | Silica | 33 | 4.6 | 5 | 80 | L3 | no | HPLC Column | SS | 33 x 4,6 mm
Spherisorb clone | A402D000SB050 | BISCHOFF ProntoSIL Spheribond Silica 5µm | Silica | 40 | 2 | 5 | 80 | L3 | no | HPLC Column | SS | 40 x 2,0 mm
Spherisorb clone | A403D000SB050 | BISCHOFF ProntoSIL Spheribond Silica 5µm | Silica | 40 | 3 | 5 | 80 | L3 | no | HPLC Column | SS | 40 x 3,0 mm
Spherisorb clone | A404D000SB050 | BISCHOFF ProntoSIL Spheribond Silica 5µm | Silica | 40 | 4 | 5 | 80 | L3 | no | HPLC Column | SS | 40 x 4,0 mm
Spherisorb clone | A446D000SB050 | BISCHOFF ProntoSIL Spheribond Silica 5µm | Silica | 40 | 4.6 | 5 | 80 | L3 | no | HPLC Column | SS | 40 x 4,6 mm
Spherisorb clone | 0502D000SB050 | BISCHOFF ProntoSIL Spheribond Silica 5µm | Silica | 50 | 2 | 5 | 80 | L3 | no | HPLC Column | SS | 50 x 2,0 mm
Spherisorb clone | 0503D000SB050 | BISCHOFF ProntoSIL Spheribond Silica 5µm | Silica | 50 | 3 | 5 | 80 | L3 | no | HPLC Column | SS | 50 x 3,0 mm
Spherisorb clone | 0504D000SB050 | BISCHOFF ProntoSIL Spheribond Silica 5µm | Silica | 50 | 4 | 5 | 80 | L3 | no | HPLC Column | SS | 50 x 4,0 mm
Spherisorb clone | 0546D000SB050 | BISCHOFF ProntoSIL Spheribond Silica 5µm | Silica | 50 | 4.6 | 5 | 80 | L3 | no | HPLC Column | SS | 50 x 4,6 mm
Spherisorb clone | 0602D000SB050 | BISCHOFF ProntoSIL Spheribond Silica 5µm | Silica | 53 | 2 | 5 | 80 | L3 | no | HPLC Column | SS | 53 x 2,0 mm
Spherisorb clone | 0603D000SB050 | BISCHOFF ProntoSIL Spheribond Silica 5µm | Silica | 53 | 3 | 5 | 80 | L3 | no | HPLC Column | SS | 53 x 3,0 mm
Spherisorb clone | 0604D000SB050 | BISCHOFF ProntoSIL Spheribond Silica 5µm | Silica | 53 | 4 | 5 | 80 | L3 | no | HPLC Column | SS | 53 x 4,0 mm
Spherisorb clone | 0646D000SB050 | BISCHOFF ProntoSIL Spheribond Silica 5µm | Silica | 53 | 4.6 | 5 | 80 | L3 | no | HPLC Column | SS | 53 x 4,6 mm
Spherisorb clone | A602D000SB050 | BISCHOFF ProntoSIL Spheribond Silica 5µm | Silica | 60 | 2 | 5 | 80 | L3 | no | HPLC Column | SS | 60 x 2,0 mm
Spherisorb clone | A603D000SB050 | BISCHOFF ProntoSIL Spheribond Silica 5µm | Silica | 60 | 3 | 5 | 80 | L3 | no | HPLC Column | SS | 60 x 3,0 mm
Spherisorb clone | A604D000SB050 | BISCHOFF ProntoSIL Spheribond Silica 5µm | Silica | 60 | 4 | 5 | 80 | L3 | no | HPLC Column | SS | 60 x 4,0 mm
Spherisorb clone | A646D000SB050 | BISCHOFF ProntoSIL Spheribond Silica 5µm | Silica | 60 | 4.6 | 5 | 80 | L3 | no | HPLC Column | SS | 60 x 4,6 mm
Spherisorb clone | 0702D000SB050 | BISCHOFF ProntoSIL Spheribond Silica 5µm | Silica | 75 | 2 | 5 | 80 | L3 | no | HPLC Column | SS | 75 x 2,0 mm
Spherisorb clone | 0703D000SB050 | BISCHOFF ProntoSIL Spheribond Silica 5µm | Silica | 75 | 3 | 5 | 80 | L3 | no | HPLC Column | SS | 75 x 3,0 mm
Spherisorb clone | 0704D000SB050 | BISCHOFF ProntoSIL Spheribond Silica 5µm | Silica | 75 | 4 | 5 | 80 | L3 | no | HPLC Column | SS | 75 x 4,0 mm
Spherisorb clone | 0746D000SB050 | BISCHOFF ProntoSIL Spheribond Silica 5µm | Silica | 75 | 4.6 | 5 | 80 | L3 | no | HPLC Column | SS | 75 x 4,6 mm
Spherisorb clone | 1002D000SB050 | BISCHOFF ProntoSIL Spheribond Silica 5µm | Silica | 100 | 2 | 5 | 80 | L3 | no | HPLC Column | SS | 100 x 2,0 mm
Spherisorb clone | 1003D000SB050 | BISCHOFF ProntoSIL Spheribond Silica 5µm | Silica | 100 | 3 | 5 | 80 | L3 | no | HPLC Column | SS | 100 x 3,0 mm
Spherisorb clone | 1004D000SB050 | BISCHOFF ProntoSIL Spheribond Silica 5µm | Silica | 100 | 4 | 5 | 80 | L3 | no | HPLC Column | SS | 100 x 4,0 mm
Spherisorb clone | 1046D000SB050 | BISCHOFF ProntoSIL Spheribond Silica 5µm | Silica | 100 | 4.6 | 5 | 80 | L3 | no | HPLC Column | SS | 100 x 4,6 mm
Spherisorb clone | 1202D000SB050 | BISCHOFF ProntoSIL Spheribond Silica 5µm | Silica | 125 | 2 | 5 | 80 | L3 | no | HPLC Column | SS | 125 x 2,0 mm
Spherisorb clone | 1203D000SB050 | BISCHOFF ProntoSIL Spheribond Silica 5µm | Silica | 125 | 3 | 5 | 80 | L3 | no | HPLC Column | SS | 125 x 3,0 mm
Spherisorb clone | 1204D000SB050 | BISCHOFF ProntoSIL Spheribond Silica 5µm | Silica | 125 | 4 | 5 | 80 | L3 | no | HPLC Column | SS | 125 x 4,0 mm
Spherisorb clone | 1246D000SB050 | BISCHOFF ProntoSIL Spheribond Silica 5µm | Silica | 125 | 4.6 | 5 | 80 | L3 | no | HPLC Column | SS | 125 x 4,6 mm
Spherisorb clone | 1502D000SB050 | BISCHOFF ProntoSIL Spheribond Silica 5µm | Silica | 150 | 2 | 5 | 80 | L3 | no | HPLC Column | SS | 150 x 2,0 mm
Spherisorb clone | 1503D000SB050 | BISCHOFF ProntoSIL Spheribond Silica 5µm | Silica | 150 | 3 | 5 | 80 | L3 | no | HPLC Column | SS | 150 x 3,0 mm
Spherisorb clone | 1504D000SB050 | BISCHOFF ProntoSIL Spheribond Silica 5µm | Silica | 150 | 4 | 5 | 80 | L3 | no | HPLC Column | SS | 150 x 4,0 mm
Spherisorb clone | 1546D000SB050 | BISCHOFF ProntoSIL Spheribond Silica 5µm | Silica | 150 | 4.6 | 5 | 80 | L3 | no | HPLC Column | SS | 150 x 4,6 mm
Spherisorb clone | 2002D000SB050 | BISCHOFF ProntoSIL Spheribond Silica 5µm | Silica | 200 | 2 | 5 | 80 | L3 | no | HPLC Column | SS | 200 x 2,0 mm
Spherisorb clone | 2003D000SB050 | BISCHOFF ProntoSIL Spheribond Silica 5µm | Silica | 200 | 3 | 5 | 80 | L3 | no | HPLC Column | SS | 200 x 3,0 mm
Spherisorb clone | 2004D000SB050 | BISCHOFF ProntoSIL Spheribond Silica 5µm | Silica | 200 | 4 | 5 | 80 | L3 | no | HPLC Column | SS | 200 x 4,0 mm
Spherisorb clone | 2046D000SB050 | BISCHOFF ProntoSIL Spheribond Silica 5µm | Silica | 200 | 4.6 | 5 | 80 | L3 | no | HPLC Column | SS | 200 x 4,6 mm
Spherisorb clone | 2502D000SB050 | BISCHOFF ProntoSIL Spheribond Silica 5µm | Silica | 250 | 2 | 5 | 80 | L3 | no | HPLC Column | SS | 250 x 2,0 mm
Spherisorb clone | 2503D000SB050 | BISCHOFF ProntoSIL Spheribond Silica 5µm | Silica | 250 | 3 | 5 | 80 | L3 | no | HPLC Column | SS | 250 x 3,0 mm
Spherisorb clone | 2504D000SB050 | BISCHOFF ProntoSIL Spheribond Silica 5µm | Silica | 250 | 4 | 5 | 80 | L3 | no | HPLC Column | SS | 250 x 4,0 mm
Spherisorb clone | 2546D000SB050 | BISCHOFF ProntoSIL Spheribond Silica 5µm | Silica | 250 | 4.6 | 5 | 80 | L3 | no | HPLC Column | SS | 250 x 4,6 mm
Spherisorb clone | 3002D000SB050 | BISCHOFF ProntoSIL Spheribond Silica 5µm | Silica | 300 | 2 | 5 | 80 | L3 | no | HPLC Column | SS | 300 x 2,0 mm
Spherisorb clone | 3003D000SB050 | BISCHOFF ProntoSIL Spheribond Silica 5µm | Silica | 300 | 3 | 5 | 80 | L3 | no | HPLC Column | SS | 300 x 3,0 mm
Spherisorb clone | 3004D000SB050 | BISCHOFF ProntoSIL Spheribond Silica 5µm | Silica | 300 | 4 | 5 | 80 | L3 | no | HPLC Column | SS | 300 x 4,0 mm
Spherisorb clone | 3046D000SB050 | BISCHOFF ProntoSIL Spheribond Silica 5µm | Silica | 300 | 4.6 | 5 | 80 | L3 | no | HPLC Column | SS | 300 x 4,6 mm
Spherisorb clone | 01P4D000SB050 | BISCHOFF ProntoSIL Spheribond Silica 5µm | Silica | 14 | 4 | 5 | 80 | L3 | no | HPLC Column | PEEK | 14 x 4,0 mm
Spherisorb clone | A2P4D000SB050 | BISCHOFF ProntoSIL Spheribond Silica 5µm | Silica | 20 | 4 | 5 | 80 | L3 | no | HPLC Column | PEEK | 20 x 4,0 mm
Spherisorb clone | 02P4D000SB050 | BISCHOFF ProntoSIL Spheribond Silica 5µm | Silica | 25 | 4 | 5 | 80 | L3 | no | HPLC Column | PEEK | 25 x 4,0 mm
Spherisorb clone | 03P4D000SB050 | BISCHOFF ProntoSIL Spheribond Silica 5µm | Silica | 30 | 4 | 5 | 80 | L3 | no | HPLC Column | PEEK | 30 x 4,0 mm
Spherisorb clone | 04P4D000SB050 | BISCHOFF ProntoSIL Spheribond Silica 5µm | Silica | 33 | 4 | 5 | 80 | L3 | no | HPLC Column | PEEK | 33 x 4,0 mm
Spherisorb clone | A4P4D000SB050 | BISCHOFF ProntoSIL Spheribond Silica 5µm | Silica | 40 | 4 | 5 | 80 | L3 | no | HPLC Column | PEEK | 40 x 4,0 mm
Spherisorb clone | 05P4D000SB050 | BISCHOFF ProntoSIL Spheribond Silica 5µm | Silica | 50 | 4 | 5 | 80 | L3 | no | HPLC Column | PEEK | 50 x 4,0 mm
Spherisorb clone | 06P4D000SB050 | BISCHOFF ProntoSIL Spheribond Silica 5µm | Silica | 53 | 4 | 5 | 80 | L3 | no | HPLC Column | PEEK | 53 x 4,0 mm
Spherisorb clone | A6P4D000SB050 | BISCHOFF ProntoSIL Spheribond Silica 5µm | Silica | 60 | 4 | 5 | 80 | L3 | no | HPLC Column | PEEK | 60 x 4,0 mm
Spherisorb clone | 07P4D000SB050 | BISCHOFF ProntoSIL Spheribond Silica 5µm | Silica | 75 | 4 | 5 | 80 | L3 | no | HPLC Column | PEEK | 75 x 4,0 mm
Spherisorb clone | 10P4D000SB050 | BISCHOFF ProntoSIL Spheribond Silica 5µm | Silica | 100 | 4 | 5 | 80 | L3 | no | HPLC Column | PEEK | 100 x 4,0 mm
Spherisorb clone | 12P4D000SB050 | BISCHOFF ProntoSIL Spheribond Silica 5µm | Silica | 125 | 4 | 5 | 80 | L3 | no | HPLC Column | PEEK | 125 x 4,0 mm
Spherisorb clone | 15P4D000SB050 | BISCHOFF ProntoSIL Spheribond Silica 5µm | Silica | 150 | 4 | 5 | 80 | L3 | no | HPLC Column | PEEK | 150 x 4,0 mm
Spherisorb clone | 20P4D000SB050 | BISCHOFF ProntoSIL Spheribond Silica 5µm | Silica | 200 | 4 | 5 | 80 | L3 | no | HPLC Column | PEEK | 200 x 4,0 mm
Spherisorb clone | 25P4D000SB050 | BISCHOFF ProntoSIL Spheribond Silica 5µm | Silica | 250 | 4 | 5 | 80 | L3 | no | HPLC Column | PEEK | 250 x 4,0 mm
Spherisorb clone | 30P4D000SB050 | BISCHOFF ProntoSIL Spheribond Silica 5µm | Silica | 300 | 4 | 5 | 80 | L3 | no | HPLC Column | PEEK | 300 x 4,0 mm
Spherisorb clone | 6305D000SB050 | BISCHOFF ProntoSIL Spheribond Silica 5µm | Silica | 5 | 4 | 5 | 80 | L3 | no | Cartridges (5 pcs.) | SS | 5 x 4,0 mm
Spherisorb clone | 6301D000SB050 | BISCHOFF ProntoSIL Spheribond Silica 5µm | Silica | 10 | 4 | 5 | 80 | L3 | no | Cartridges (5 pcs.) | SS | 10 x 4,0 mm
Spherisorb clone | 6302D000SB050 | BISCHOFF ProntoSIL Spheribond Silica 5µm | Silica | 20 | 4 | 5 | 80 | L3 | no | Cartridges (5 pcs.) | SS | 20 x 4,0 mm
Spherisorb clone | 63P1D000SB050 | BISCHOFF ProntoSIL Spheribond Silica 5µm | Silica | 10 | 4 | 5 | 80 | L3 | no | Cartridges (5 pcs.) | PEEK | 10 x 4,0 mm
Spherisorb clone | 63P2D000SB050 | BISCHOFF ProntoSIL Spheribond Silica 5µm | Silica | 20 | 4 | 5 | 80 | L3 | no | Cartridges (5 pcs.) | PEEK | 20 x 4,0 mm
Spherisorb clone | 6335D000SB050 | BISCHOFF ProntoSIL Spheribond Silica 5µm | Silica | 5 | 3 | 5 | 80 | L3 | no | Cartridges (5 pcs.) | SS | 5 x 3,0 mm
Spherisorb clone | 6331D000SB050 | BISCHOFF ProntoSIL Spheribond Silica 5µm | Silica | 10 | 3 | 5 | 80 | L3 | no | Cartridges (5 pcs.) | SS | 10 x 3,0 mm
Spherisorb clone | 6332D000SB050 | BISCHOFF ProntoSIL Spheribond Silica 5µm | Silica | 20 | 3 | 5 | 80 | L3 | no | Cartridges (5 pcs.) | SS | 20 x 3,0 mm
Spherisorb clone | 6325D000SB050 | BISCHOFF ProntoSIL Spheribond Silica 5µm | Silica | 5 | 2 | 5 | 80 | L3 | no | Cartridges (5 pcs.) | SS | 5 x 2,0 mm
Spherisorb clone | 6321D000SB050 | BISCHOFF ProntoSIL Spheribond Silica 5µm | Silica | 10 | 2 | 5 | 80 | L3 | no | Cartridges (5 pcs.) | SS | 10 x 2,0 mm
Spherisorb clone | 6322D000SB050 | BISCHOFF ProntoSIL Spheribond Silica 5µm | Silica | 20 | 2 | 5 | 80 | L3 | no | Cartridges (5 pcs.) | SS | 20 x 2,0 mm
Spherisorb clone | 0102D000SB100 | BISCHOFF ProntoSIL Spheribond Silica 10µm | Silica | 14 | 2 | 10 | 80 | L3 | no | HPLC Column | SS | 14 x 2,0 mm
Spherisorb clone | 0103D000SB100 | BISCHOFF ProntoSIL Spheribond Silica 10µm | Silica | 14 | 3 | 10 | 80 | L3 | no | HPLC Column | SS | 14 x 3,0 mm
Spherisorb clone | 0104D000SB100 | BISCHOFF ProntoSIL Spheribond Silica 10µm | Silica | 14 | 4 | 10 | 80 | L3 | no | HPLC Column | SS | 14 x 4,0 mm
Spherisorb clone | 0146D000SB100 | BISCHOFF ProntoSIL Spheribond Silica 10µm | Silica | 14 | 4.6 | 10 | 80 | L3 | no | HPLC Column | SS | 14 x 4,6 mm
Spherisorb clone | A202D000SB100 | BISCHOFF ProntoSIL Spheribond Silica 10µm | Silica | 20 | 2 | 10 | 80 | L3 | no | HPLC Column | SS | 20 x 2,0 mm
Spherisorb clone | A203D000SB100 | BISCHOFF ProntoSIL Spheribond Silica 10µm | Silica | 20 | 3 | 10 | 80 | L3 | no | HPLC Column | SS | 20 x 3,0 mm
Spherisorb clone | A204D000SB100 | BISCHOFF ProntoSIL Spheribond Silica 10µm | Silica | 20 | 4 | 10 | 80 | L3 | no | HPLC Column | SS | 20 x 4,0 mm
Spherisorb clone | A246D000SB100 | BISCHOFF ProntoSIL Spheribond Silica 10µm | Silica | 20 | 4.6 | 10 | 80 | L3 | no | HPLC Column | SS | 20 x 4,6 mm
Spherisorb clone | 0202D000SB100 | BISCHOFF ProntoSIL Spheribond Silica 10µm | Silica | 25 | 2 | 10 | 80 | L3 | no | HPLC Column | SS | 25 x 2,0 mm
Spherisorb clone | 0203D000SB100 | BISCHOFF ProntoSIL Spheribond Silica 10µm | Silica | 25 | 3 | 10 | 80 | L3 | no | HPLC Column | SS | 25 x 3,0 mm
Spherisorb clone | 0204D000SB100 | BISCHOFF ProntoSIL Spheribond Silica 10µm | Silica | 25 | 4 | 10 | 80 | L3 | no | HPLC Column | SS | 25 x 4,0 mm
Spherisorb clone | 0246D000SB100 | BISCHOFF ProntoSIL Spheribond Silica 10µm | Silica | 25 | 4.6 | 10 | 80 | L3 | no | HPLC Column | SS | 25 x 4,6 mm
Spherisorb clone | 0302D000SB100 | BISCHOFF ProntoSIL Spheribond Silica 10µm | Silica | 30 | 2 | 10 | 80 | L3 | no | HPLC Column | SS | 30 x 2,0 mm
Spherisorb clone | 0303D000SB100 | BISCHOFF ProntoSIL Spheribond Silica 10µm | Silica | 30 | 3 | 10 | 80 | L3 | no | HPLC Column | SS | 30 x 3,0 mm
Spherisorb clone | 0304D000SB100 | BISCHOFF ProntoSIL Spheribond Silica 10µm | Silica | 30 | 4 | 10 | 80 | L3 | no | HPLC Column | SS | 30 x 4,0 mm
Spherisorb clone | 0346D000SB100 | BISCHOFF ProntoSIL Spheribond Silica 10µm | Silica | 30 | 4.6 | 10 | 80 | L3 | no | HPLC Column | SS | 30 x 4,6 mm
Spherisorb clone | 0402D000SB100 | BISCHOFF ProntoSIL Spheribond Silica 10µm | Silica | 33 | 2 | 10 | 80 | L3 | no | HPLC Column | SS | 33 x 2,0 mm
Spherisorb clone | 0403D000SB100 | BISCHOFF ProntoSIL Spheribond Silica 10µm | Silica | 33 | 3 | 10 | 80 | L3 | no | HPLC Column | SS | 33 x 3,0 mm
Spherisorb clone | 0404D000SB100 | BISCHOFF ProntoSIL Spheribond Silica 10µm | Silica | 33 | 4 | 10 | 80 | L3 | no | HPLC Column | SS | 33 x 4,0 mm
Spherisorb clone | 0446D000SB100 | BISCHOFF ProntoSIL Spheribond Silica 10µm | Silica | 33 | 4.6 | 10 | 80 | L3 | no | HPLC Column | SS | 33 x 4,6 mm
Spherisorb clone | A402D000SB100 | BISCHOFF ProntoSIL Spheribond Silica 10µm | Silica | 40 | 2 | 10 | 80 | L3 | no | HPLC Column | SS | 40 x 2,0 mm
Spherisorb clone | A403D000SB100 | BISCHOFF ProntoSIL Spheribond Silica 10µm | Silica | 40 | 3 | 10 | 80 | L3 | no | HPLC Column | SS | 40 x 3,0 mm
Spherisorb clone | A404D000SB100 | BISCHOFF ProntoSIL Spheribond Silica 10µm | Silica | 40 | 4 | 10 | 80 | L3 | no | HPLC Column | SS | 40 x 4,0 mm
Spherisorb clone | A446D000SB100 | BISCHOFF ProntoSIL Spheribond Silica 10µm | Silica | 40 | 4.6 | 10 | 80 | L3 | no | HPLC Column | SS | 40 x 4,6 mm
Spherisorb clone | 0502D000SB100 | BISCHOFF ProntoSIL Spheribond Silica 10µm | Silica | 50 | 2 | 10 | 80 | L3 | no | HPLC Column | SS | 50 x 2,0 mm
Spherisorb clone | 0503D000SB100 | BISCHOFF ProntoSIL Spheribond Silica 10µm | Silica | 50 | 3 | 10 | 80 | L3 | no | HPLC Column | SS | 50 x 3,0 mm
Spherisorb clone | 0504D000SB100 | BISCHOFF ProntoSIL Spheribond Silica 10µm | Silica | 50 | 4 | 10 | 80 | L3 | no | HPLC Column | SS | 50 x 4,0 mm
Spherisorb clone | 0546D000SB100 | BISCHOFF ProntoSIL Spheribond Silica 10µm | Silica | 50 | 4.6 | 10 | 80 | L3 | no | HPLC Column | SS | 50 x 4,6 mm
Spherisorb clone | 0602D000SB100 | BISCHOFF ProntoSIL Spheribond Silica 10µm | Silica | 53 | 2 | 10 | 80 | L3 | no | HPLC Column | SS | 53 x 2,0 mm
Spherisorb clone | 0603D000SB100 | BISCHOFF ProntoSIL Spheribond Silica 10µm | Silica | 53 | 3 | 10 | 80 | L3 | no | HPLC Column | SS | 53 x 3,0 mm
Spherisorb clone | 0604D000SB100 | BISCHOFF ProntoSIL Spheribond Silica 10µm | Silica | 53 | 4 | 10 | 80 | L3 | no | HPLC Column | SS | 53 x 4,0 mm
Spherisorb clone | 0646D000SB100 | BISCHOFF ProntoSIL Spheribond Silica 10µm | Silica | 53 | 4.6 | 10 | 80 | L3 | no | HPLC Column | SS | 53 x 4,6 mm
Spherisorb clone | A602D000SB100 | BISCHOFF ProntoSIL Spheribond Silica 10µm | Silica | 60 | 2 | 10 | 80 | L3 | no | HPLC Column | SS | 60 x 2,0 mm
Spherisorb clone | A603D000SB100 | BISCHOFF ProntoSIL Spheribond Silica 10µm | Silica | 60 | 3 | 10 | 80 | L3 | no | HPLC Column | SS | 60 x 3,0 mm
Spherisorb clone | A604D000SB100 | BISCHOFF ProntoSIL Spheribond Silica 10µm | Silica | 60 | 4 | 10 | 80 | L3 | no | HPLC Column | SS | 60 x 4,0 mm
Spherisorb clone | A646D000SB100 | BISCHOFF ProntoSIL Spheribond Silica 10µm | Silica | 60 | 4.6 | 10 | 80 | L3 | no | HPLC Column | SS | 60 x 4,6 mm
Spherisorb clone | 0702D000SB100 | BISCHOFF ProntoSIL Spheribond Silica 10µm | Silica | 75 | 2 | 10 | 80 | L3 | no | HPLC Column | SS | 75 x 2,0 mm
Spherisorb clone | 0703D000SB100 | BISCHOFF ProntoSIL Spheribond Silica 10µm | Silica | 75 | 3 | 10 | 80 | L3 | no | HPLC Column | SS | 75 x 3,0 mm
Spherisorb clone | 0704D000SB100 | BISCHOFF ProntoSIL Spheribond Silica 10µm | Silica | 75 | 4 | 10 | 80 | L3 | no | HPLC Column | SS | 75 x 4,0 mm
Spherisorb clone | 0746D000SB100 | BISCHOFF ProntoSIL Spheribond Silica 10µm | Silica | 75 | 4.6 | 10 | 80 | L3 | no | HPLC Column | SS | 75 x 4,6 mm
Spherisorb clone | 1002D000SB100 | BISCHOFF ProntoSIL Spheribond Silica 10µm | Silica | 100 | 2 | 10 | 80 | L3 | no | HPLC Column | SS | 100 x 2,0 mm
Spherisorb clone | 1003D000SB100 | BISCHOFF ProntoSIL Spheribond Silica 10µm | Silica | 100 | 3 | 10 | 80 | L3 | no | HPLC Column | SS | 100 x 3,0 mm
Spherisorb clone | 1004D000SB100 | BISCHOFF ProntoSIL Spheribond Silica 10µm | Silica | 100 | 4 | 10 | 80 | L3 | no | HPLC Column | SS | 100 x 4,0 mm
Spherisorb clone | 1046D000SB100 | BISCHOFF ProntoSIL Spheribond Silica 10µm | Silica | 100 | 4.6 | 10 | 80 | L3 | no | HPLC Column | SS | 100 x 4,6 mm
Spherisorb clone | 1202D000SB100 | BISCHOFF ProntoSIL Spheribond Silica 10µm | Silica | 125 | 2 | 10 | 80 | L3 | no | HPLC Column | SS | 125 x 2,0 mm
Spherisorb clone | 1203D000SB100 | BISCHOFF ProntoSIL Spheribond Silica 10µm | Silica | 125 | 3 | 10 | 80 | L3 | no | HPLC Column | SS | 125 x 3,0 mm
Spherisorb clone | 1204D000SB100 | BISCHOFF ProntoSIL Spheribond Silica 10µm | Silica | 125 | 4 | 10 | 80 | L3 | no | HPLC Column | SS | 125 x 4,0 mm
Spherisorb clone | 1246D000SB100 | BISCHOFF ProntoSIL Spheribond Silica 10µm | Silica | 125 | 4.6 | 10 | 80 | L3 | no | HPLC Column | SS | 125 x 4,6 mm
Spherisorb clone | 1502D000SB100 | BISCHOFF ProntoSIL Spheribond Silica 10µm | Silica | 150 | 2 | 10 | 80 | L3 | no | HPLC Column | SS | 150 x 2,0 mm
Spherisorb clone | 1503D000SB100 | BISCHOFF ProntoSIL Spheribond Silica 10µm | Silica | 150 | 3 | 10 | 80 | L3 | no | HPLC Column | SS | 150 x 3,0 mm
Spherisorb clone | 1504D000SB100 | BISCHOFF ProntoSIL Spheribond Silica 10µm | Silica | 150 | 4 | 10 | 80 | L3 | no | HPLC Column | SS | 150 x 4,0 mm
Spherisorb clone | 1546D000SB100 | BISCHOFF ProntoSIL Spheribond Silica 10µm | Silica | 150 | 4.6 | 10 | 80 | L3 | no | HPLC Column | SS | 150 x 4,6 mm
Spherisorb clone | 2002D000SB100 | BISCHOFF ProntoSIL Spheribond Silica 10µm | Silica | 200 | 2 | 10 | 80 | L3 | no | HPLC Column | SS | 200 x 2,0 mm
Spherisorb clone | 2003D000SB100 | BISCHOFF ProntoSIL Spheribond Silica 10µm | Silica | 200 | 3 | 10 | 80 | L3 | no | HPLC Column | SS | 200 x 3,0 mm
Spherisorb clone | 2004D000SB100 | BISCHOFF ProntoSIL Spheribond Silica 10µm | Silica | 200 | 4 | 10 | 80 | L3 | no | HPLC Column | SS | 200 x 4,0 mm
Spherisorb clone | 2046D000SB100 | BISCHOFF ProntoSIL Spheribond Silica 10µm | Silica | 200 | 4.6 | 10 | 80 | L3 | no | HPLC Column | SS | 200 x 4,6 mm
Spherisorb clone | 2502D000SB100 | BISCHOFF ProntoSIL Spheribond Silica 10µm | Silica | 250 | 2 | 10 | 80 | L3 | no | HPLC Column | SS | 250 x 2,0 mm
Spherisorb clone | 2503D000SB100 | BISCHOFF ProntoSIL Spheribond Silica 10µm | Silica | 250 | 3 | 10 | 80 | L3 | no | HPLC Column | SS | 250 x 3,0 mm
Spherisorb clone | 2504D000SB100 | BISCHOFF ProntoSIL Spheribond Silica 10µm | Silica | 250 | 4 | 10 | 80 | L3 | no | HPLC Column | SS | 250 x 4,0 mm
Spherisorb clone | 2546D000SB100 | BISCHOFF ProntoSIL Spheribond Silica 10µm | Silica | 250 | 4.6 | 10 | 80 | L3 | no | HPLC Column | SS | 250 x 4,6 mm
Spherisorb clone | 3002D000SB100 | BISCHOFF ProntoSIL Spheribond Silica 10µm | Silica | 300 | 2 | 10 | 80 | L3 | no | HPLC Column | SS | 300 x 2,0 mm
Spherisorb clone | 3003D000SB100 | BISCHOFF ProntoSIL Spheribond Silica 10µm | Silica | 300 | 3 | 10 | 80 | L3 | no | HPLC Column | SS | 300 x 3,0 mm
Spherisorb clone | 3004D000SB100 | BISCHOFF ProntoSIL Spheribond Silica 10µm | Silica | 300 | 4 | 10 | 80 | L3 | no | HPLC Column | SS | 300 x 4,0 mm
Spherisorb clone | 3046D000SB100 | BISCHOFF ProntoSIL Spheribond Silica 10µm | Silica | 300 | 4.6 | 10 | 80 | L3 | no | HPLC Column | SS | 300 x 4,6 mm
Spherisorb clone | 01P4D000SB100 | BISCHOFF ProntoSIL Spheribond Silica 10µm | Silica | 14 | 4 | 10 | 80 | L3 | no | HPLC Column | PEEK | 14 x 4,0 mm
Spherisorb clone | A2P4D000SB100 | BISCHOFF ProntoSIL Spheribond Silica 10µm | Silica | 20 | 4 | 10 | 80 | L3 | no | HPLC Column | PEEK | 20 x 4,0 mm
Spherisorb clone | 02P4D000SB100 | BISCHOFF ProntoSIL Spheribond Silica 10µm | Silica | 25 | 4 | 10 | 80 | L3 | no | HPLC Column | PEEK | 25 x 4,0 mm
Spherisorb clone | 03P4D000SB100 | BISCHOFF ProntoSIL Spheribond Silica 10µm | Silica | 30 | 4 | 10 | 80 | L3 | no | HPLC Column | PEEK | 30 x 4,0 mm
Spherisorb clone | 04P4D000SB100 | BISCHOFF ProntoSIL Spheribond Silica 10µm | Silica | 33 | 4 | 10 | 80 | L3 | no | HPLC Column | PEEK | 33 x 4,0 mm
Spherisorb clone | A4P4D000SB100 | BISCHOFF ProntoSIL Spheribond Silica 10µm | Silica | 40 | 4 | 10 | 80 | L3 | no | HPLC Column | PEEK | 40 x 4,0 mm
Spherisorb clone | 05P4D000SB100 | BISCHOFF ProntoSIL Spheribond Silica 10µm | Silica | 50 | 4 | 10 | 80 | L3 | no | HPLC Column | PEEK | 50 x 4,0 mm
Spherisorb clone | 06P4D000SB100 | BISCHOFF ProntoSIL Spheribond Silica 10µm | Silica | 53 | 4 | 10 | 80 | L3 | no | HPLC Column | PEEK | 53 x 4,0 mm
Spherisorb clone | A6P4D000SB100 | BISCHOFF ProntoSIL Spheribond Silica 10µm | Silica | 60 | 4 | 10 | 80 | L3 | no | HPLC Column | PEEK | 60 x 4,0 mm
Spherisorb clone | 07P4D000SB100 | BISCHOFF ProntoSIL Spheribond Silica 10µm | Silica | 75 | 4 | 10 | 80 | L3 | no | HPLC Column | PEEK | 75 x 4,0 mm
Spherisorb clone | 10P4D000SB100 | BISCHOFF ProntoSIL Spheribond Silica 10µm | Silica | 100 | 4 | 10 | 80 | L3 | no | HPLC Column | PEEK | 100 x 4,0 mm
Spherisorb clone | 12P4D000SB100 | BISCHOFF ProntoSIL Spheribond Silica 10µm | Silica | 125 | 4 | 10 | 80 | L3 | no | HPLC Column | PEEK | 125 x 4,0 mm
Spherisorb clone | 15P4D000SB100 | BISCHOFF ProntoSIL Spheribond Silica 10µm | Silica | 150 | 4 | 10 | 80 | L3 | no | HPLC Column | PEEK | 150 x 4,0 mm
Spherisorb clone | 20P4D000SB100 | BISCHOFF ProntoSIL Spheribond Silica 10µm | Silica | 200 | 4 | 10 | 80 | L3 | no | HPLC Column | PEEK | 200 x 4,0 mm
Spherisorb clone | 25P4D000SB100 | BISCHOFF ProntoSIL Spheribond Silica 10µm | Silica | 250 | 4 | 10 | 80 | L3 | no | HPLC Column | PEEK | 250 x 4,0 mm
Spherisorb clone | 30P4D000SB100 | BISCHOFF ProntoSIL Spheribond Silica 10µm | Silica | 300 | 4 | 10 | 80 | L3 | no | HPLC Column | PEEK | 300 x 4,0 mm
Spherisorb clone | 6305D000SB100 | BISCHOFF ProntoSIL Spheribond Silica 10µm | Silica | 5 | 4 | 10 | 80 | L3 | no | Cartridges (5 pcs.) | SS | 5 x 4,0 mm
Spherisorb clone | 6301D000SB100 | BISCHOFF ProntoSIL Spheribond Silica 10µm | Silica | 10 | 4 | 10 | 80 | L3 | no | Cartridges (5 pcs.) | SS | 10 x 4,0 mm
Spherisorb clone | 6302D000SB100 | BISCHOFF ProntoSIL Spheribond Silica 10µm | Silica | 20 | 4 | 10 | 80 | L3 | no | Cartridges (5 pcs.) | SS | 20 x 4,0 mm
Spherisorb clone | 63P1D000SB100 | BISCHOFF ProntoSIL Spheribond Silica 10µm | Silica | 10 | 4 | 10 | 80 | L3 | no | Cartridges (5 pcs.) | PEEK | 10 x 4,0 mm
Spherisorb clone | 63P2D000SB100 | BISCHOFF ProntoSIL Spheribond Silica 10µm | Silica | 20 | 4 | 10 | 80 | L3 | no | Cartridges (5 pcs.) | PEEK | 20 x 4,0 mm
Spherisorb clone | 6335D000SB100 | BISCHOFF ProntoSIL Spheribond Silica 10µm | Silica | 5 | 3 | 10 | 80 | L3 | no | Cartridges (5 pcs.) | SS | 5 x 3,0 mm
Spherisorb clone | 6331D000SB100 | BISCHOFF ProntoSIL Spheribond Silica 10µm | Silica | 10 | 3 | 10 | 80 | L3 | no | Cartridges (5 pcs.) | SS | 10 x 3,0 mm
Spherisorb clone | 6332D000SB100 | BISCHOFF ProntoSIL Spheribond Silica 10µm | Silica | 20 | 3 | 10 | 80 | L3 | no | Cartridges (5 pcs.) | SS | 20 x 3,0 mm
Spherisorb clone | 6325D000SB100 | BISCHOFF ProntoSIL Spheribond Silica 10µm | Silica | 5 | 2 | 10 | 80 | L3 | no | Cartridges (5 pcs.) | SS | 5 x 2,0 mm
Spherisorb clone | 6321D000SB100 | BISCHOFF ProntoSIL Spheribond Silica 10µm | Silica | 10 | 2 | 10 | 80 | L3 | no | Cartridges (5 pcs.) | SS | 10 x 2,0 mm
Spherisorb clone | 6322D000SB100 | BISCHOFF ProntoSIL Spheribond Silica 10µm | Silica | 20 | 2 | 10 | 80 | L3 | no | Cartridges (5 pcs.) | SS | 20 x 2,0 mm
Spherisorb clone | 0102D150SB050 | BISCHOFF ProntoSIL Spheribond SAX 5µm | IonExchange | 14 | 2 | 5 | 80 | L14 | no | HPLC Column | SS | 14 x 2,0 mm
Spherisorb clone | 0103D150SB050 | BISCHOFF ProntoSIL Spheribond SAX 5µm | IonExchange | 14 | 3 | 5 | 80 | L14 | no | HPLC Column | SS | 14 x 3,0 mm
Spherisorb clone | 0104D150SB050 | BISCHOFF ProntoSIL Spheribond SAX 5µm | IonExchange | 14 | 4 | 5 | 80 | L14 | no | HPLC Column | SS | 14 x 4,0 mm
Spherisorb clone | 0146D150SB050 | BISCHOFF ProntoSIL Spheribond SAX 5µm | IonExchange | 14 | 4.6 | 5 | 80 | L14 | no | HPLC Column | SS | 14 x 4,6 mm
Spherisorb clone | A202D150SB050 | BISCHOFF ProntoSIL Spheribond SAX 5µm | IonExchange | 20 | 2 | 5 | 80 | L14 | no | HPLC Column | SS | 20 x 2,0 mm
Spherisorb clone | A203D150SB050 | BISCHOFF ProntoSIL Spheribond SAX 5µm | IonExchange | 20 | 3 | 5 | 80 | L14 | no | HPLC Column | SS | 20 x 3,0 mm
Spherisorb clone | A204D150SB050 | BISCHOFF ProntoSIL Spheribond SAX 5µm | IonExchange | 20 | 4 | 5 | 80 | L14 | no | HPLC Column | SS | 20 x 4,0 mm
Spherisorb clone | A246D150SB050 | BISCHOFF ProntoSIL Spheribond SAX 5µm | IonExchange | 20 | 4.6 | 5 | 80 | L14 | no | HPLC Column | SS | 20 x 4,6 mm
Spherisorb clone | 0202D150SB050 | BISCHOFF ProntoSIL Spheribond SAX 5µm | IonExchange | 25 | 2 | 5 | 80 | L14 | no | HPLC Column | SS | 25 x 2,0 mm
Spherisorb clone | 0203D150SB050 | BISCHOFF ProntoSIL Spheribond SAX 5µm | IonExchange | 25 | 3 | 5 | 80 | L14 | no | HPLC Column | SS | 25 x 3,0 mm
Spherisorb clone | 0204D150SB050 | BISCHOFF ProntoSIL Spheribond SAX 5µm | IonExchange | 25 | 4 | 5 | 80 | L14 | no | HPLC Column | SS | 25 x 4,0 mm
Spherisorb clone | 0246D150SB050 | BISCHOFF ProntoSIL Spheribond SAX 5µm | IonExchange | 25 | 4.6 | 5 | 80 | L14 | no | HPLC Column | SS | 25 x 4,6 mm
Spherisorb clone | 0302D150SB050 | BISCHOFF ProntoSIL Spheribond SAX 5µm | IonExchange | 30 | 2 | 5 | 80 | L14 | no | HPLC Column | SS | 30 x 2,0 mm
Spherisorb clone | 0303D150SB050 | BISCHOFF ProntoSIL Spheribond SAX 5µm | IonExchange | 30 | 3 | 5 | 80 | L14 | no | HPLC Column | SS | 30 x 3,0 mm
Spherisorb clone | 0304D150SB050 | BISCHOFF ProntoSIL Spheribond SAX 5µm | IonExchange | 30 | 4 | 5 | 80 | L14 | no | HPLC Column | SS | 30 x 4,0 mm
Spherisorb clone | 0346D150SB050 | BISCHOFF ProntoSIL Spheribond SAX 5µm | IonExchange | 30 | 4.6 | 5 | 80 | L14 | no | HPLC Column | SS | 30 x 4,6 mm
Spherisorb clone | 0402D150SB050 | BISCHOFF ProntoSIL Spheribond SAX 5µm | IonExchange | 33 | 2 | 5 | 80 | L14 | no | HPLC Column | SS | 33 x 2,0 mm
Spherisorb clone | 0403D150SB050 | BISCHOFF ProntoSIL Spheribond SAX 5µm | IonExchange | 33 | 3 | 5 | 80 | L14 | no | HPLC Column | SS | 33 x 3,0 mm
Spherisorb clone | 0404D150SB050 | BISCHOFF ProntoSIL Spheribond SAX 5µm | IonExchange | 33 | 4 | 5 | 80 | L14 | no | HPLC Column | SS | 33 x 4,0 mm
Spherisorb clone | 0446D150SB050 | BISCHOFF ProntoSIL Spheribond SAX 5µm | IonExchange | 33 | 4.6 | 5 | 80 | L14 | no | HPLC Column | SS | 33 x 4,6 mm
Spherisorb clone | A402D150SB050 | BISCHOFF ProntoSIL Spheribond SAX 5µm | IonExchange | 40 | 2 | 5 | 80 | L14 | no | HPLC Column | SS | 40 x 2,0 mm
Spherisorb clone | A403D150SB050 | BISCHOFF ProntoSIL Spheribond SAX 5µm | IonExchange | 40 | 3 | 5 | 80 | L14 | no | HPLC Column | SS | 40 x 3,0 mm
Spherisorb clone | A404D150SB050 | BISCHOFF ProntoSIL Spheribond SAX 5µm | IonExchange | 40 | 4 | 5 | 80 | L14 | no | HPLC Column | SS | 40 x 4,0 mm
Spherisorb clone | A446D150SB050 | BISCHOFF ProntoSIL Spheribond SAX 5µm | IonExchange | 40 | 4.6 | 5 | 80 | L14 | no | HPLC Column | SS | 40 x 4,6 mm
Spherisorb clone | 0502D150SB050 | BISCHOFF ProntoSIL Spheribond SAX 5µm | IonExchange | 50 | 2 | 5 | 80 | L14 | no | HPLC Column | SS | 50 x 2,0 mm
Spherisorb clone | 0503D150SB050 | BISCHOFF ProntoSIL Spheribond SAX 5µm | IonExchange | 50 | 3 | 5 | 80 | L14 | no | HPLC Column | SS | 50 x 3,0 mm
Spherisorb clone | 0504D150SB050 | BISCHOFF ProntoSIL Spheribond SAX 5µm | IonExchange | 50 | 4 | 5 | 80 | L14 | no | HPLC Column | SS | 50 x 4,0 mm
Spherisorb clone | 0546D150SB050 | BISCHOFF ProntoSIL Spheribond SAX 5µm | IonExchange | 50 | 4.6 | 5 | 80 | L14 | no | HPLC Column | SS | 50 x 4,6 mm
Spherisorb clone | 0602D150SB050 | BISCHOFF ProntoSIL Spheribond SAX 5µm | IonExchange | 53 | 2 | 5 | 80 | L14 | no | HPLC Column | SS | 53 x 2,0 mm
Spherisorb clone | 0603D150SB050 | BISCHOFF ProntoSIL Spheribond SAX 5µm | IonExchange | 53 | 3 | 5 | 80 | L14 | no | HPLC Column | SS | 53 x 3,0 mm
Spherisorb clone | 0604D150SB050 | BISCHOFF ProntoSIL Spheribond SAX 5µm | IonExchange | 53 | 4 | 5 | 80 | L14 | no | HPLC Column | SS | 53 x 4,0 mm
Spherisorb clone | 0646D150SB050 | BISCHOFF ProntoSIL Spheribond SAX 5µm | IonExchange | 53 | 4.6 | 5 | 80 | L14 | no | HPLC Column | SS | 53 x 4,6 mm
Spherisorb clone | A602D150SB050 | BISCHOFF ProntoSIL Spheribond SAX 5µm | IonExchange | 60 | 2 | 5 | 80 | L14 | no | HPLC Column | SS | 60 x 2,0 mm
Spherisorb clone | A603D150SB050 | BISCHOFF ProntoSIL Spheribond SAX 5µm | IonExchange | 60 | 3 | 5 | 80 | L14 | no | HPLC Column | SS | 60 x 3,0 mm
Spherisorb clone | A604D150SB050 | BISCHOFF ProntoSIL Spheribond SAX 5µm | IonExchange | 60 | 4 | 5 | 80 | L14 | no | HPLC Column | SS | 60 x 4,0 mm
Spherisorb clone | A646D150SB050 | BISCHOFF ProntoSIL Spheribond SAX 5µm | IonExchange | 60 | 4.6 | 5 | 80 | L14 | no | HPLC Column | SS | 60 x 4,6 mm
Spherisorb clone | 0702D150SB050 | BISCHOFF ProntoSIL Spheribond SAX 5µm | IonExchange | 75 | 2 | 5 | 80 | L14 | no | HPLC Column | SS | 75 x 2,0 mm
Spherisorb clone | 0703D150SB050 | BISCHOFF ProntoSIL Spheribond SAX 5µm | IonExchange | 75 | 3 | 5 | 80 | L14 | no | HPLC Column | SS | 75 x 3,0 mm
Spherisorb clone | 0704D150SB050 | BISCHOFF ProntoSIL Spheribond SAX 5µm | IonExchange | 75 | 4 | 5 | 80 | L14 | no | HPLC Column | SS | 75 x 4,0 mm
Spherisorb clone | 0746D150SB050 | BISCHOFF ProntoSIL Spheribond SAX 5µm | IonExchange | 75 | 4.6 | 5 | 80 | L14 | no | HPLC Column | SS | 75 x 4,6 mm
Spherisorb clone | 1002D150SB050 | BISCHOFF ProntoSIL Spheribond SAX 5µm | IonExchange | 100 | 2 | 5 | 80 | L14 | no | HPLC Column | SS | 100 x 2,0 mm
Spherisorb clone | 1003D150SB050 | BISCHOFF ProntoSIL Spheribond SAX 5µm | IonExchange | 100 | 3 | 5 | 80 | L14 | no | HPLC Column | SS | 100 x 3,0 mm
Spherisorb clone | 1004D150SB050 | BISCHOFF ProntoSIL Spheribond SAX 5µm | IonExchange | 100 | 4 | 5 | 80 | L14 | no | HPLC Column | SS | 100 x 4,0 mm
Spherisorb clone | 1046D150SB050 | BISCHOFF ProntoSIL Spheribond SAX 5µm | IonExchange | 100 | 4.6 | 5 | 80 | L14 | no | HPLC Column | SS | 100 x 4,6 mm
Spherisorb clone | 1202D150SB050 | BISCHOFF ProntoSIL Spheribond SAX 5µm | IonExchange | 125 | 2 | 5 | 80 | L14 | no | HPLC Column | SS | 125 x 2,0 mm
Spherisorb clone | 1203D150SB050 | BISCHOFF ProntoSIL Spheribond SAX 5µm | IonExchange | 125 | 3 | 5 | 80 | L14 | no | HPLC Column | SS | 125 x 3,0 mm
Spherisorb clone | 1204D150SB050 | BISCHOFF ProntoSIL Spheribond SAX 5µm | IonExchange | 125 | 4 | 5 | 80 | L14 | no | HPLC Column | SS | 125 x 4,0 mm
Spherisorb clone | 1246D150SB050 | BISCHOFF ProntoSIL Spheribond SAX 5µm | IonExchange | 125 | 4.6 | 5 | 80 | L14 | no | HPLC Column | SS | 125 x 4,6 mm
Spherisorb clone | 1502D150SB050 | BISCHOFF ProntoSIL Spheribond SAX 5µm | IonExchange | 150 | 2 | 5 | 80 | L14 | no | HPLC Column | SS | 150 x 2,0 mm
Spherisorb clone | 1503D150SB050 | BISCHOFF ProntoSIL Spheribond SAX 5µm | IonExchange | 150 | 3 | 5 | 80 | L14 | no | HPLC Column | SS | 150 x 3,0 mm
Spherisorb clone | 1504D150SB050 | BISCHOFF ProntoSIL Spheribond SAX 5µm | IonExchange | 150 | 4 | 5 | 80 | L14 | no | HPLC Column | SS | 150 x 4,0 mm
Spherisorb clone | 1546D150SB050 | BISCHOFF ProntoSIL Spheribond SAX 5µm | IonExchange | 150 | 4.6 | 5 | 80 | L14 | no | HPLC Column | SS | 150 x 4,6 mm
Spherisorb clone | 2002D150SB050 | BISCHOFF ProntoSIL Spheribond SAX 5µm | IonExchange | 200 | 2 | 5 | 80 | L14 | no | HPLC Column | SS | 200 x 2,0 mm
Spherisorb clone | 2003D150SB050 | BISCHOFF ProntoSIL Spheribond SAX 5µm | IonExchange | 200 | 3 | 5 | 80 | L14 | no | HPLC Column | SS | 200 x 3,0 mm
Spherisorb clone | 2004D150SB050 | BISCHOFF ProntoSIL Spheribond SAX 5µm | IonExchange | 200 | 4 | 5 | 80 | L14 | no | HPLC Column | SS | 200 x 4,0 mm
Spherisorb clone | 2046D150SB050 | BISCHOFF ProntoSIL Spheribond SAX 5µm | IonExchange | 200 | 4.6 | 5 | 80 | L14 | no | HPLC Column | SS | 200 x 4,6 mm
Spherisorb clone | 2502D150SB050 | BISCHOFF ProntoSIL Spheribond SAX 5µm | IonExchange | 250 | 2 | 5 | 80 | L14 | no | HPLC Column | SS | 250 x 2,0 mm
Spherisorb clone | 2503D150SB050 | BISCHOFF ProntoSIL Spheribond SAX 5µm | IonExchange | 250 | 3 | 5 | 80 | L14 | no | HPLC Column | SS | 250 x 3,0 mm
Spherisorb clone | 2504D150SB050 | BISCHOFF ProntoSIL Spheribond SAX 5µm | IonExchange | 250 | 4 | 5 | 80 | L14 | no | HPLC Column | SS | 250 x 4,0 mm
Spherisorb clone | 2546D150SB050 | BISCHOFF ProntoSIL Spheribond SAX 5µm | IonExchange | 250 | 4.6 | 5 | 80 | L14 | no | HPLC Column | SS | 250 x 4,6 mm
Spherisorb clone | 3002D150SB050 | BISCHOFF ProntoSIL Spheribond SAX 5µm | IonExchange | 300 | 2 | 5 | 80 | L14 | no | HPLC Column | SS | 300 x 2,0 mm
Spherisorb clone | 3003D150SB050 | BISCHOFF ProntoSIL Spheribond SAX 5µm | IonExchange | 300 | 3 | 5 | 80 | L14 | no | HPLC Column | SS | 300 x 3,0 mm
Spherisorb clone | 3004D150SB050 | BISCHOFF ProntoSIL Spheribond SAX 5µm | IonExchange | 300 | 4 | 5 | 80 | L14 | no | HPLC Column | SS | 300 x 4,0 mm
Spherisorb clone | 3046D150SB050 | BISCHOFF ProntoSIL Spheribond SAX 5µm | IonExchange | 300 | 4.6 | 5 | 80 | L14 | no | HPLC Column | SS | 300 x 4,6 mm
Spherisorb clone | 01P4D150SB050 | BISCHOFF ProntoSIL Spheribond SAX 5µm | IonExchange | 14 | 4 | 5 | 80 | L14 | no | HPLC Column | PEEK | 14 x 4,0 mm
Spherisorb clone | A2P4D150SB050 | BISCHOFF ProntoSIL Spheribond SAX 5µm | IonExchange | 20 | 4 | 5 | 80 | L14 | no | HPLC Column | PEEK | 20 x 4,0 mm
Spherisorb clone | 02P4D150SB050 | BISCHOFF ProntoSIL Spheribond SAX 5µm | IonExchange | 25 | 4 | 5 | 80 | L14 | no | HPLC Column | PEEK | 25 x 4,0 mm
Spherisorb clone | 03P4D150SB050 | BISCHOFF ProntoSIL Spheribond SAX 5µm | IonExchange | 30 | 4 | 5 | 80 | L14 | no | HPLC Column | PEEK | 30 x 4,0 mm
Spherisorb clone | 04P4D150SB050 | BISCHOFF ProntoSIL Spheribond SAX 5µm | IonExchange | 33 | 4 | 5 | 80 | L14 | no | HPLC Column | PEEK | 33 x 4,0 mm
Spherisorb clone | A4P4D150SB050 | BISCHOFF ProntoSIL Spheribond SAX 5µm | IonExchange | 40 | 4 | 5 | 80 | L14 | no | HPLC Column | PEEK | 40 x 4,0 mm
Spherisorb clone | 05P4D150SB050 | BISCHOFF ProntoSIL Spheribond SAX 5µm | IonExchange | 50 | 4 | 5 | 80 | L14 | no | HPLC Column | PEEK | 50 x 4,0 mm
Spherisorb clone | 06P4D150SB050 | BISCHOFF ProntoSIL Spheribond SAX 5µm | IonExchange | 53 | 4 | 5 | 80 | L14 | no | HPLC Column | PEEK | 53 x 4,0 mm
Spherisorb clone | A6P4D150SB050 | BISCHOFF ProntoSIL Spheribond SAX 5µm | IonExchange | 60 | 4 | 5 | 80 | L14 | no | HPLC Column | PEEK | 60 x 4,0 mm
Spherisorb clone | 07P4D150SB050 | BISCHOFF ProntoSIL Spheribond SAX 5µm | IonExchange | 75 | 4 | 5 | 80 | L14 | no | HPLC Column | PEEK | 75 x 4,0 mm
Spherisorb clone | 10P4D150SB050 | BISCHOFF ProntoSIL Spheribond SAX 5µm | IonExchange | 100 | 4 | 5 | 80 | L14 | no | HPLC Column | PEEK | 100 x 4,0 mm
Spherisorb clone | 12P4D150SB050 | BISCHOFF ProntoSIL Spheribond SAX 5µm | IonExchange | 125 | 4 | 5 | 80 | L14 | no | HPLC Column | PEEK | 125 x 4,0 mm
Spherisorb clone | 15P4D150SB050 | BISCHOFF ProntoSIL Spheribond SAX 5µm | IonExchange | 150 | 4 | 5 | 80 | L14 | no | HPLC Column | PEEK | 150 x 4,0 mm
Spherisorb clone | 20P4D150SB050 | BISCHOFF ProntoSIL Spheribond SAX 5µm | IonExchange | 200 | 4 | 5 | 80 | L14 | no | HPLC Column | PEEK | 200 x 4,0 mm
Spherisorb clone | 25P4D150SB050 | BISCHOFF ProntoSIL Spheribond SAX 5µm | IonExchange | 250 | 4 | 5 | 80 | L14 | no | HPLC Column | PEEK | 250 x 4,0 mm
Spherisorb clone | 30P4D150SB050 | BISCHOFF ProntoSIL Spheribond SAX 5µm | IonExchange | 300 | 4 | 5 | 80 | L14 | no | HPLC Column | PEEK | 300 x 4,0 mm
Spherisorb clone | 6305D150SB050 | BISCHOFF ProntoSIL Spheribond SAX 5µm | IonExchange | 5 | 4 | 5 | 80 | L14 | no | Cartridges (5 pcs.) | SS | 5 x 4,0 mm
Spherisorb clone | 6301D150SB050 | BISCHOFF ProntoSIL Spheribond SAX 5µm | IonExchange | 10 | 4 | 5 | 80 | L14 | no | Cartridges (5 pcs.) | SS | 10 x 4,0 mm
Spherisorb clone | 6302D150SB050 | BISCHOFF ProntoSIL Spheribond SAX 5µm | IonExchange | 20 | 4 | 5 | 80 | L14 | no | Cartridges (5 pcs.) | SS | 20 x 4,0 mm
Spherisorb clone | 63P1D150SB050 | BISCHOFF ProntoSIL Spheribond SAX 5µm | IonExchange | 10 | 4 | 5 | 80 | L14 | no | Cartridges (5 pcs.) | PEEK | 10 x 4,0 mm
Spherisorb clone | 63P2D150SB050 | BISCHOFF ProntoSIL Spheribond SAX 5µm | IonExchange | 20 | 4 | 5 | 80 | L14 | no | Cartridges (5 pcs.) | PEEK | 20 x 4,0 mm
Spherisorb clone | 6335D150SB050 | BISCHOFF ProntoSIL Spheribond SAX 5µm | IonExchange | 5 | 3 | 5 | 80 | L14 | no | Cartridges (5 pcs.) | SS | 5 x 3,0 mm
Spherisorb clone | 6331D150SB050 | BISCHOFF ProntoSIL Spheribond SAX 5µm | IonExchange | 10 | 3 | 5 | 80 | L14 | no | Cartridges (5 pcs.) | SS | 10 x 3,0 mm
Spherisorb clone | 6332D150SB050 | BISCHOFF ProntoSIL Spheribond SAX 5µm | IonExchange | 20 | 3 | 5 | 80 | L14 | no | Cartridges (5 pcs.) | SS | 20 x 3,0 mm
Spherisorb clone | 6325D150SB050 | BISCHOFF ProntoSIL Spheribond SAX 5µm | IonExchange | 5 | 2 | 5 | 80 | L14 | no | Cartridges (5 pcs.) | SS | 5 x 2,0 mm
Spherisorb clone | 6321D150SB050 | BISCHOFF ProntoSIL Spheribond SAX 5µm | IonExchange | 10 | 2 | 5 | 80 | L14 | no | Cartridges (5 pcs.) | SS | 10 x 2,0 mm
Spherisorb clone | 6322D150SB050 | BISCHOFF ProntoSIL Spheribond SAX 5µm | IonExchange | 20 | 2 | 5 | 80 | L14 | no | Cartridges (5 pcs.) | SS | 20 x 2,0 mm
Spherisorb clone | 0102D150SB100 | BISCHOFF ProntoSIL Spheribond SAX 10µm | IonExchange | 14 | 2 | 10 | 80 | L14 | no | HPLC Column | SS | 14 x 2,0 mm
Spherisorb clone | 0103D150SB100 | BISCHOFF ProntoSIL Spheribond SAX 10µm | IonExchange | 14 | 3 | 10 | 80 | L14 | no | HPLC Column | SS | 14 x 3,0 mm
Spherisorb clone | 0104D150SB100 | BISCHOFF ProntoSIL Spheribond SAX 10µm | IonExchange | 14 | 4 | 10 | 80 | L14 | no | HPLC Column | SS | 14 x 4,0 mm
Spherisorb clone | 0146D150SB100 | BISCHOFF ProntoSIL Spheribond SAX 10µm | IonExchange | 14 | 4.6 | 10 | 80 | L14 | no | HPLC Column | SS | 14 x 4,6 mm
Spherisorb clone | A202D150SB100 | BISCHOFF ProntoSIL Spheribond SAX 10µm | IonExchange | 20 | 2 | 10 | 80 | L14 | no | HPLC Column | SS | 20 x 2,0 mm
Spherisorb clone | A203D150SB100 | BISCHOFF ProntoSIL Spheribond SAX 10µm | IonExchange | 20 | 3 | 10 | 80 | L14 | no | HPLC Column | SS | 20 x 3,0 mm
Spherisorb clone | A204D150SB100 | BISCHOFF ProntoSIL Spheribond SAX 10µm | IonExchange | 20 | 4 | 10 | 80 | L14 | no | HPLC Column | SS | 20 x 4,0 mm
Spherisorb clone | A246D150SB100 | BISCHOFF ProntoSIL Spheribond SAX 10µm | IonExchange | 20 | 4.6 | 10 | 80 | L14 | no | HPLC Column | SS | 20 x 4,6 mm
Spherisorb clone | 0202D150SB100 | BISCHOFF ProntoSIL Spheribond SAX 10µm | IonExchange | 25 | 2 | 10 | 80 | L14 | no | HPLC Column | SS | 25 x 2,0 mm
Spherisorb clone | 0203D150SB100 | BISCHOFF ProntoSIL Spheribond SAX 10µm | IonExchange | 25 | 3 | 10 | 80 | L14 | no | HPLC Column | SS | 25 x 3,0 mm
Spherisorb clone | 0204D150SB100 | BISCHOFF ProntoSIL Spheribond SAX 10µm | IonExchange | 25 | 4 | 10 | 80 | L14 | no | HPLC Column | SS | 25 x 4,0 mm
Spherisorb clone | 0246D150SB100 | BISCHOFF ProntoSIL Spheribond SAX 10µm | IonExchange | 25 | 4.6 | 10 | 80 | L14 | no | HPLC Column | SS | 25 x 4,6 mm
Spherisorb clone | 0302D150SB100 | BISCHOFF ProntoSIL Spheribond SAX 10µm | IonExchange | 30 | 2 | 10 | 80 | L14 | no | HPLC Column | SS | 30 x 2,0 mm
Spherisorb clone | 0303D150SB100 | BISCHOFF ProntoSIL Spheribond SAX 10µm | IonExchange | 30 | 3 | 10 | 80 | L14 | no | HPLC Column | SS | 30 x 3,0 mm
Spherisorb clone | 0304D150SB100 | BISCHOFF ProntoSIL Spheribond SAX 10µm | IonExchange | 30 | 4 | 10 | 80 | L14 | no | HPLC Column | SS | 30 x 4,0 mm
Spherisorb clone | 0346D150SB100 | BISCHOFF ProntoSIL Spheribond SAX 10µm | IonExchange | 30 | 4.6 | 10 | 80 | L14 | no | HPLC Column | SS | 30 x 4,6 mm
Spherisorb clone | 0402D150SB100 | BISCHOFF ProntoSIL Spheribond SAX 10µm | IonExchange | 33 | 2 | 10 | 80 | L14 | no | HPLC Column | SS | 33 x 2,0 mm
Spherisorb clone | 0403D150SB100 | BISCHOFF ProntoSIL Spheribond SAX 10µm | IonExchange | 33 | 3 | 10 | 80 | L14 | no | HPLC Column | SS | 33 x 3,0 mm
Spherisorb clone | 0404D150SB100 | BISCHOFF ProntoSIL Spheribond SAX 10µm | IonExchange | 33 | 4 | 10 | 80 | L14 | no | HPLC Column | SS | 33 x 4,0 mm
Spherisorb clone | 0446D150SB100 | BISCHOFF ProntoSIL Spheribond SAX 10µm | IonExchange | 33 | 4.6 | 10 | 80 | L14 | no | HPLC Column | SS | 33 x 4,6 mm
Spherisorb clone | A402D150SB100 | BISCHOFF ProntoSIL Spheribond SAX 10µm | IonExchange | 40 | 2 | 10 | 80 | L14 | no | HPLC Column | SS | 40 x 2,0 mm
Spherisorb clone | A403D150SB100 | BISCHOFF ProntoSIL Spheribond SAX 10µm | IonExchange | 40 | 3 | 10 | 80 | L14 | no | HPLC Column | SS | 40 x 3,0 mm
Spherisorb clone | A404D150SB100 | BISCHOFF ProntoSIL Spheribond SAX 10µm | IonExchange | 40 | 4 | 10 | 80 | L14 | no | HPLC Column | SS | 40 x 4,0 mm
Spherisorb clone | A446D150SB100 | BISCHOFF ProntoSIL Spheribond SAX 10µm | IonExchange | 40 | 4.6 | 10 | 80 | L14 | no | HPLC Column | SS | 40 x 4,6 mm
Spherisorb clone | 0502D150SB100 | BISCHOFF ProntoSIL Spheribond SAX 10µm | IonExchange | 50 | 2 | 10 | 80 | L14 | no | HPLC Column | SS | 50 x 2,0 mm
Spherisorb clone | 0503D150SB100 | BISCHOFF ProntoSIL Spheribond SAX 10µm | IonExchange | 50 | 3 | 10 | 80 | L14 | no | HPLC Column | SS | 50 x 3,0 mm
Spherisorb clone | 0504D150SB100 | BISCHOFF ProntoSIL Spheribond SAX 10µm | IonExchange | 50 | 4 | 10 | 80 | L14 | no | HPLC Column | SS | 50 x 4,0 mm
Spherisorb clone | 0546D150SB100 | BISCHOFF ProntoSIL Spheribond SAX 10µm | IonExchange | 50 | 4.6 | 10 | 80 | L14 | no | HPLC Column | SS | 50 x 4,6 mm
Spherisorb clone | 0602D150SB100 | BISCHOFF ProntoSIL Spheribond SAX 10µm | IonExchange | 53 | 2 | 10 | 80 | L14 | no | HPLC Column | SS | 53 x 2,0 mm
Spherisorb clone | 0603D150SB100 | BISCHOFF ProntoSIL Spheribond SAX 10µm | IonExchange | 53 | 3 | 10 | 80 | L14 | no | HPLC Column | SS | 53 x 3,0 mm
Spherisorb clone | 0604D150SB100 | BISCHOFF ProntoSIL Spheribond SAX 10µm | IonExchange | 53 | 4 | 10 | 80 | L14 | no | HPLC Column | SS | 53 x 4,0 mm
Spherisorb clone | 0646D150SB100 | BISCHOFF ProntoSIL Spheribond SAX 10µm | IonExchange | 53 | 4.6 | 10 | 80 | L14 | no | HPLC Column | SS | 53 x 4,6 mm
Spherisorb clone | A602D150SB100 | BISCHOFF ProntoSIL Spheribond SAX 10µm | IonExchange | 60 | 2 | 10 | 80 | L14 | no | HPLC Column | SS | 60 x 2,0 mm
Spherisorb clone | A603D150SB100 | BISCHOFF ProntoSIL Spheribond SAX 10µm | IonExchange | 60 | 3 | 10 | 80 | L14 | no | HPLC Column | SS | 60 x 3,0 mm
Spherisorb clone | A604D150SB100 | BISCHOFF ProntoSIL Spheribond SAX 10µm | IonExchange | 60 | 4 | 10 | 80 | L14 | no | HPLC Column | SS | 60 x 4,0 mm
Spherisorb clone | A646D150SB100 | BISCHOFF ProntoSIL Spheribond SAX 10µm | IonExchange | 60 | 4.6 | 10 | 80 | L14 | no | HPLC Column | SS | 60 x 4,6 mm
Spherisorb clone | 0702D150SB100 | BISCHOFF ProntoSIL Spheribond SAX 10µm | IonExchange | 75 | 2 | 10 | 80 | L14 | no | HPLC Column | SS | 75 x 2,0 mm
Spherisorb clone | 0703D150SB100 | BISCHOFF ProntoSIL Spheribond SAX 10µm | IonExchange | 75 | 3 | 10 | 80 | L14 | no | HPLC Column | SS | 75 x 3,0 mm
Spherisorb clone | 0704D150SB100 | BISCHOFF ProntoSIL Spheribond SAX 10µm | IonExchange | 75 | 4 | 10 | 80 | L14 | no | HPLC Column | SS | 75 x 4,0 mm
Spherisorb clone | 0746D150SB100 | BISCHOFF ProntoSIL Spheribond SAX 10µm | IonExchange | 75 | 4.6 | 10 | 80 | L14 | no | HPLC Column | SS | 75 x 4,6 mm
Spherisorb clone | 1002D150SB100 | BISCHOFF ProntoSIL Spheribond SAX 10µm | IonExchange | 100 | 2 | 10 | 80 | L14 | no | HPLC Column | SS | 100 x 2,0 mm
Spherisorb clone | 1003D150SB100 | BISCHOFF ProntoSIL Spheribond SAX 10µm | IonExchange | 100 | 3 | 10 | 80 | L14 | no | HPLC Column | SS | 100 x 3,0 mm
Spherisorb clone | 1004D150SB100 | BISCHOFF ProntoSIL Spheribond SAX 10µm | IonExchange | 100 | 4 | 10 | 80 | L14 | no | HPLC Column | SS | 100 x 4,0 mm
Spherisorb clone | 1046D150SB100 | BISCHOFF ProntoSIL Spheribond SAX 10µm | IonExchange | 100 | 4.6 | 10 | 80 | L14 | no | HPLC Column | SS | 100 x 4,6 mm
Spherisorb clone | 1202D150SB100 | BISCHOFF ProntoSIL Spheribond SAX 10µm | IonExchange | 125 | 2 | 10 | 80 | L14 | no | HPLC Column | SS | 125 x 2,0 mm
Spherisorb clone | 1203D150SB100 | BISCHOFF ProntoSIL Spheribond SAX 10µm | IonExchange | 125 | 3 | 10 | 80 | L14 | no | HPLC Column | SS | 125 x 3,0 mm
Spherisorb clone | 1204D150SB100 | BISCHOFF ProntoSIL Spheribond SAX 10µm | IonExchange | 125 | 4 | 10 | 80 | L14 | no | HPLC Column | SS | 125 x 4,0 mm
Spherisorb clone | 1246D150SB100 | BISCHOFF ProntoSIL Spheribond SAX 10µm | IonExchange | 125 | 4.6 | 10 | 80 | L14 | no | HPLC Column | SS | 125 x 4,6 mm
Spherisorb clone | 1502D150SB100 | BISCHOFF ProntoSIL Spheribond SAX 10µm | IonExchange | 150 | 2 | 10 | 80 | L14 | no | HPLC Column | SS | 150 x 2,0 mm
Spherisorb clone | 1503D150SB100 | BISCHOFF ProntoSIL Spheribond SAX 10µm | IonExchange | 150 | 3 | 10 | 80 | L14 | no | HPLC Column | SS | 150 x 3,0 mm
Spherisorb clone | 1504D150SB100 | BISCHOFF ProntoSIL Spheribond SAX 10µm | IonExchange | 150 | 4 | 10 | 80 | L14 | no | HPLC Column | SS | 150 x 4,0 mm
Spherisorb clone | 1546D150SB100 | BISCHOFF ProntoSIL Spheribond SAX 10µm | IonExchange | 150 | 4.6 | 10 | 80 | L14 | no | HPLC Column | SS | 150 x 4,6 mm
Spherisorb clone | 2002D150SB100 | BISCHOFF ProntoSIL Spheribond SAX 10µm | IonExchange | 200 | 2 | 10 | 80 | L14 | no | HPLC Column | SS | 200 x 2,0 mm
Spherisorb clone | 2003D150SB100 | BISCHOFF ProntoSIL Spheribond SAX 10µm | IonExchange | 200 | 3 | 10 | 80 | L14 | no | HPLC Column | SS | 200 x 3,0 mm
Spherisorb clone | 2004D150SB100 | BISCHOFF ProntoSIL Spheribond SAX 10µm | IonExchange | 200 | 4 | 10 | 80 | L14 | no | HPLC Column | SS | 200 x 4,0 mm
Spherisorb clone | 2046D150SB100 | BISCHOFF ProntoSIL Spheribond SAX 10µm | IonExchange | 200 | 4.6 | 10 | 80 | L14 | no | HPLC Column | SS | 200 x 4,6 mm
Spherisorb clone | 2502D150SB100 | BISCHOFF ProntoSIL Spheribond SAX 10µm | IonExchange | 250 | 2 | 10 | 80 | L14 | no | HPLC Column | SS | 250 x 2,0 mm
Spherisorb clone | 2503D150SB100 | BISCHOFF ProntoSIL Spheribond SAX 10µm | IonExchange | 250 | 3 | 10 | 80 | L14 | no | HPLC Column | SS | 250 x 3,0 mm
Spherisorb clone | 2504D150SB100 | BISCHOFF ProntoSIL Spheribond SAX 10µm | IonExchange | 250 | 4 | 10 | 80 | L14 | no | HPLC Column | SS | 250 x 4,0 mm
Spherisorb clone | 2546D150SB100 | BISCHOFF ProntoSIL Spheribond SAX 10µm | IonExchange | 250 | 4.6 | 10 | 80 | L14 | no | HPLC Column | SS | 250 x 4,6 mm
Spherisorb clone | 3002D150SB100 | BISCHOFF ProntoSIL Spheribond SAX 10µm | IonExchange | 300 | 2 | 10 | 80 | L14 | no | HPLC Column | SS | 300 x 2,0 mm
Spherisorb clone | 3003D150SB100 | BISCHOFF ProntoSIL Spheribond SAX 10µm | IonExchange | 300 | 3 | 10 | 80 | L14 | no | HPLC Column | SS | 300 x 3,0 mm
Spherisorb clone | 3004D150SB100 | BISCHOFF ProntoSIL Spheribond SAX 10µm | IonExchange | 300 | 4 | 10 | 80 | L14 | no | HPLC Column | SS | 300 x 4,0 mm
Spherisorb clone | 3046D150SB100 | BISCHOFF ProntoSIL Spheribond SAX 10µm | IonExchange | 300 | 4.6 | 10 | 80 | L14 | no | HPLC Column | SS | 300 x 4,6 mm
Spherisorb clone | 01P4D150SB100 | BISCHOFF ProntoSIL Spheribond SAX 10µm | IonExchange | 14 | 4 | 10 | 80 | L14 | no | HPLC Column | PEEK | 14 x 4,0 mm
Spherisorb clone | A2P4D150SB100 | BISCHOFF ProntoSIL Spheribond SAX 10µm | IonExchange | 20 | 4 | 10 | 80 | L14 | no | HPLC Column | PEEK | 20 x 4,0 mm
Spherisorb clone | 02P4D150SB100 | BISCHOFF ProntoSIL Spheribond SAX 10µm | IonExchange | 25 | 4 | 10 | 80 | L14 | no | HPLC Column | PEEK | 25 x 4,0 mm
Spherisorb clone | 03P4D150SB100 | BISCHOFF ProntoSIL Spheribond SAX 10µm | IonExchange | 30 | 4 | 10 | 80 | L14 | no | HPLC Column | PEEK | 30 x 4,0 mm
Spherisorb clone | 04P4D150SB100 | BISCHOFF ProntoSIL Spheribond SAX 10µm | IonExchange | 33 | 4 | 10 | 80 | L14 | no | HPLC Column | PEEK | 33 x 4,0 mm
Spherisorb clone | A4P4D150SB100 | BISCHOFF ProntoSIL Spheribond SAX 10µm | IonExchange | 40 | 4 | 10 | 80 | L14 | no | HPLC Column | PEEK | 40 x 4,0 mm
Spherisorb clone | 05P4D150SB100 | BISCHOFF ProntoSIL Spheribond SAX 10µm | IonExchange | 50 | 4 | 10 | 80 | L14 | no | HPLC Column | PEEK | 50 x 4,0 mm
Spherisorb clone | 06P4D150SB100 | BISCHOFF ProntoSIL Spheribond SAX 10µm | IonExchange | 53 | 4 | 10 | 80 | L14 | no | HPLC Column | PEEK | 53 x 4,0 mm
Spherisorb clone | A6P4D150SB100 | BISCHOFF ProntoSIL Spheribond SAX 10µm | IonExchange | 60 | 4 | 10 | 80 | L14 | no | HPLC Column | PEEK | 60 x 4,0 mm
Spherisorb clone | 07P4D150SB100 | BISCHOFF ProntoSIL Spheribond SAX 10µm | IonExchange | 75 | 4 | 10 | 80 | L14 | no | HPLC Column | PEEK | 75 x 4,0 mm
Spherisorb clone | 10P4D150SB100 | BISCHOFF ProntoSIL Spheribond SAX 10µm | IonExchange | 100 | 4 | 10 | 80 | L14 | no | HPLC Column | PEEK | 100 x 4,0 mm
Spherisorb clone | 12P4D150SB100 | BISCHOFF ProntoSIL Spheribond SAX 10µm | IonExchange | 125 | 4 | 10 | 80 | L14 | no | HPLC Column | PEEK | 125 x 4,0 mm
Spherisorb clone | 15P4D150SB100 | BISCHOFF ProntoSIL Spheribond SAX 10µm | IonExchange | 150 | 4 | 10 | 80 | L14 | no | HPLC Column | PEEK | 150 x 4,0 mm
Spherisorb clone | 20P4D150SB100 | BISCHOFF ProntoSIL Spheribond SAX 10µm | IonExchange | 200 | 4 | 10 | 80 | L14 | no | HPLC Column | PEEK | 200 x 4,0 mm
Spherisorb clone | 25P4D150SB100 | BISCHOFF ProntoSIL Spheribond SAX 10µm | IonExchange | 250 | 4 | 10 | 80 | L14 | no | HPLC Column | PEEK | 250 x 4,0 mm
Spherisorb clone | 30P4D150SB100 | BISCHOFF ProntoSIL Spheribond SAX 10µm | IonExchange | 300 | 4 | 10 | 80 | L14 | no | HPLC Column | PEEK | 300 x 4,0 mm
Spherisorb clone | 6305D150SB100 | BISCHOFF ProntoSIL Spheribond SAX 10µm | IonExchange | 5 | 4 | 10 | 80 | L14 | no | Cartridges (5 pcs.) | SS | 5 x 4,0 mm
Spherisorb clone | 6301D150SB100 | BISCHOFF ProntoSIL Spheribond SAX 10µm | IonExchange | 10 | 4 | 10 | 80 | L14 | no | Cartridges (5 pcs.) | SS | 10 x 4,0 mm
Spherisorb clone | 6302D150SB100 | BISCHOFF ProntoSIL Spheribond SAX 10µm | IonExchange | 20 | 4 | 10 | 80 | L14 | no | Cartridges (5 pcs.) | SS | 20 x 4,0 mm
Spherisorb clone | 63P1D150SB100 | BISCHOFF ProntoSIL Spheribond SAX 10µm | IonExchange | 10 | 4 | 10 | 80 | L14 | no | Cartridges (5 pcs.) | PEEK | 10 x 4,0 mm
Spherisorb clone | 63P2D150SB100 | BISCHOFF ProntoSIL Spheribond SAX 10µm | IonExchange | 20 | 4 | 10 | 80 | L14 | no | Cartridges (5 pcs.) | PEEK | 20 x 4,0 mm
Spherisorb clone | 6335D150SB100 | BISCHOFF ProntoSIL Spheribond SAX 10µm | IonExchange | 5 | 3 | 10 | 80 | L14 | no | Cartridges (5 pcs.) | SS | 5 x 3,0 mm
Spherisorb clone | 6331D150SB100 | BISCHOFF ProntoSIL Spheribond SAX 10µm | IonExchange | 10 | 3 | 10 | 80 | L14 | no | Cartridges (5 pcs.) | SS | 10 x 3,0 mm
Spherisorb clone | 6332D150SB100 | BISCHOFF ProntoSIL Spheribond SAX 10µm | IonExchange | 20 | 3 | 10 | 80 | L14 | no | Cartridges (5 pcs.) | SS | 20 x 3,0 mm
Spherisorb clone | 6325D150SB100 | BISCHOFF ProntoSIL Spheribond SAX 10µm | IonExchange | 5 | 2 | 10 | 80 | L14 | no | Cartridges (5 pcs.) | SS | 5 x 2,0 mm
Spherisorb clone | 6321D150SB100 | BISCHOFF ProntoSIL Spheribond SAX 10µm | IonExchange | 10 | 2 | 10 | 80 | L14 | no | Cartridges (5 pcs.) | SS | 10 x 2,0 mm
Spherisorb clone | 6322D150SB100 | BISCHOFF ProntoSIL Spheribond SAX 10µm | IonExchange | 20 | 2 | 10 | 80 | L14 | no | Cartridges (5 pcs.) | SS | 20 x 2,0 mm
Spherisorb clone | 0102D140SB050 | BISCHOFF ProntoSIL Spheribond SCX 5µm | IonExchange | 14 | 2 | 5 | 80 | L9 | no | HPLC Column | SS | 14 x 2,0 mm
Spherisorb clone | 0103D140SB050 | BISCHOFF ProntoSIL Spheribond SCX 5µm | IonExchange | 14 | 3 | 5 | 80 | L9 | no | HPLC Column | SS | 14 x 3,0 mm
Spherisorb clone | 0104D140SB050 | BISCHOFF ProntoSIL Spheribond SCX 5µm | IonExchange | 14 | 4 | 5 | 80 | L9 | no | HPLC Column | SS | 14 x 4,0 mm
Spherisorb clone | 0146D140SB050 | BISCHOFF ProntoSIL Spheribond SCX 5µm | IonExchange | 14 | 4.6 | 5 | 80 | L9 | no | HPLC Column | SS | 14 x 4,6 mm
Spherisorb clone | A202D140SB050 | BISCHOFF ProntoSIL Spheribond SCX 5µm | IonExchange | 20 | 2 | 5 | 80 | L9 | no | HPLC Column | SS | 20 x 2,0 mm
Spherisorb clone | A203D140SB050 | BISCHOFF ProntoSIL Spheribond SCX 5µm | IonExchange | 20 | 3 | 5 | 80 | L9 | no | HPLC Column | SS | 20 x 3,0 mm
Spherisorb clone | A204D140SB050 | BISCHOFF ProntoSIL Spheribond SCX 5µm | IonExchange | 20 | 4 | 5 | 80 | L9 | no | HPLC Column | SS | 20 x 4,0 mm
Spherisorb clone | A246D140SB050 | BISCHOFF ProntoSIL Spheribond SCX 5µm | IonExchange | 20 | 4.6 | 5 | 80 | L9 | no | HPLC Column | SS | 20 x 4,6 mm
Spherisorb clone | 0202D140SB050 | BISCHOFF ProntoSIL Spheribond SCX 5µm | IonExchange | 25 | 2 | 5 | 80 | L9 | no | HPLC Column | SS | 25 x 2,0 mm
Spherisorb clone | 0203D140SB050 | BISCHOFF ProntoSIL Spheribond SCX 5µm | IonExchange | 25 | 3 | 5 | 80 | L9 | no | HPLC Column | SS | 25 x 3,0 mm
Spherisorb clone | 0204D140SB050 | BISCHOFF ProntoSIL Spheribond SCX 5µm | IonExchange | 25 | 4 | 5 | 80 | L9 | no | HPLC Column | SS | 25 x 4,0 mm
Spherisorb clone | 0246D140SB050 | BISCHOFF ProntoSIL Spheribond SCX 5µm | IonExchange | 25 | 4.6 | 5 | 80 | L9 | no | HPLC Column | SS | 25 x 4,6 mm
Spherisorb clone | 0302D140SB050 | BISCHOFF ProntoSIL Spheribond SCX 5µm | IonExchange | 30 | 2 | 5 | 80 | L9 | no | HPLC Column | SS | 30 x 2,0 mm
Spherisorb clone | 0303D140SB050 | BISCHOFF ProntoSIL Spheribond SCX 5µm | IonExchange | 30 | 3 | 5 | 80 | L9 | no | HPLC Column | SS | 30 x 3,0 mm
Spherisorb clone | 0304D140SB050 | BISCHOFF ProntoSIL Spheribond SCX 5µm | IonExchange | 30 | 4 | 5 | 80 | L9 | no | HPLC Column | SS | 30 x 4,0 mm
Spherisorb clone | 0346D140SB050 | BISCHOFF ProntoSIL Spheribond SCX 5µm | IonExchange | 30 | 4.6 | 5 | 80 | L9 | no | HPLC Column | SS | 30 x 4,6 mm
Spherisorb clone | 0402D140SB050 | BISCHOFF ProntoSIL Spheribond SCX 5µm | IonExchange | 33 | 2 | 5 | 80 | L9 | no | HPLC Column | SS | 33 x 2,0 mm
Spherisorb clone | 0403D140SB050 | BISCHOFF ProntoSIL Spheribond SCX 5µm | IonExchange | 33 | 3 | 5 | 80 | L9 | no | HPLC Column | SS | 33 x 3,0 mm
Spherisorb clone | 0404D140SB050 | BISCHOFF ProntoSIL Spheribond SCX 5µm | IonExchange | 33 | 4 | 5 | 80 | L9 | no | HPLC Column | SS | 33 x 4,0 mm
Spherisorb clone | 0446D140SB050 | BISCHOFF ProntoSIL Spheribond SCX 5µm | IonExchange | 33 | 4.6 | 5 | 80 | L9 | no | HPLC Column | SS | 33 x 4,6 mm
Spherisorb clone | A402D140SB050 | BISCHOFF ProntoSIL Spheribond SCX 5µm | IonExchange | 40 | 2 | 5 | 80 | L9 | no | HPLC Column | SS | 40 x 2,0 mm
Spherisorb clone | A403D140SB050 | BISCHOFF ProntoSIL Spheribond SCX 5µm | IonExchange | 40 | 3 | 5 | 80 | L9 | no | HPLC Column | SS | 40 x 3,0 mm
Spherisorb clone | A404D140SB050 | BISCHOFF ProntoSIL Spheribond SCX 5µm | IonExchange | 40 | 4 | 5 | 80 | L9 | no | HPLC Column | SS | 40 x 4,0 mm
Spherisorb clone | A446D140SB050 | BISCHOFF ProntoSIL Spheribond SCX 5µm | IonExchange | 40 | 4.6 | 5 | 80 | L9 | no | HPLC Column | SS | 40 x 4,6 mm
Spherisorb clone | 0502D140SB050 | BISCHOFF ProntoSIL Spheribond SCX 5µm | IonExchange | 50 | 2 | 5 | 80 | L9 | no | HPLC Column | SS | 50 x 2,0 mm
Spherisorb clone | 0503D140SB050 | BISCHOFF ProntoSIL Spheribond SCX 5µm | IonExchange | 50 | 3 | 5 | 80 | L9 | no | HPLC Column | SS | 50 x 3,0 mm
Spherisorb clone | 0504D140SB050 | BISCHOFF ProntoSIL Spheribond SCX 5µm | IonExchange | 50 | 4 | 5 | 80 | L9 | no | HPLC Column | SS | 50 x 4,0 mm
Spherisorb clone | 0546D140SB050 | BISCHOFF ProntoSIL Spheribond SCX 5µm | IonExchange | 50 | 4.6 | 5 | 80 | L9 | no | HPLC Column | SS | 50 x 4,6 mm
Spherisorb clone | 0602D140SB050 | BISCHOFF ProntoSIL Spheribond SCX 5µm | IonExchange | 53 | 2 | 5 | 80 | L9 | no | HPLC Column | SS | 53 x 2,0 mm
Spherisorb clone | 0603D140SB050 | BISCHOFF ProntoSIL Spheribond SCX 5µm | IonExchange | 53 | 3 | 5 | 80 | L9 | no | HPLC Column | SS | 53 x 3,0 mm
Spherisorb clone | 0604D140SB050 | BISCHOFF ProntoSIL Spheribond SCX 5µm | IonExchange | 53 | 4 | 5 | 80 | L9 | no | HPLC Column | SS | 53 x 4,0 mm
Spherisorb clone | 0646D140SB050 | BISCHOFF ProntoSIL Spheribond SCX 5µm | IonExchange | 53 | 4.6 | 5 | 80 | L9 | no | HPLC Column | SS | 53 x 4,6 mm
Spherisorb clone | A602D140SB050 | BISCHOFF ProntoSIL Spheribond SCX 5µm | IonExchange | 60 | 2 | 5 | 80 | L9 | no | HPLC Column | SS | 60 x 2,0 mm
Spherisorb clone | A603D140SB050 | BISCHOFF ProntoSIL Spheribond SCX 5µm | IonExchange | 60 | 3 | 5 | 80 | L9 | no | HPLC Column | SS | 60 x 3,0 mm
Spherisorb clone | A604D140SB050 | BISCHOFF ProntoSIL Spheribond SCX 5µm | IonExchange | 60 | 4 | 5 | 80 | L9 | no | HPLC Column | SS | 60 x 4,0 mm
Spherisorb clone | A646D140SB050 | BISCHOFF ProntoSIL Spheribond SCX 5µm | IonExchange | 60 | 4.6 | 5 | 80 | L9 | no | HPLC Column | SS | 60 x 4,6 mm
Spherisorb clone | 0702D140SB050 | BISCHOFF ProntoSIL Spheribond SCX 5µm | IonExchange | 75 | 2 | 5 | 80 | L9 | no | HPLC Column | SS | 75 x 2,0 mm
Spherisorb clone | 0703D140SB050 | BISCHOFF ProntoSIL Spheribond SCX 5µm | IonExchange | 75 | 3 | 5 | 80 | L9 | no | HPLC Column | SS | 75 x 3,0 mm
Spherisorb clone | 0704D140SB050 | BISCHOFF ProntoSIL Spheribond SCX 5µm | IonExchange | 75 | 4 | 5 | 80 | L9 | no | HPLC Column | SS | 75 x 4,0 mm
Spherisorb clone | 0746D140SB050 | BISCHOFF ProntoSIL Spheribond SCX 5µm | IonExchange | 75 | 4.6 | 5 | 80 | L9 | no | HPLC Column | SS | 75 x 4,6 mm
Spherisorb clone | 1002D140SB050 | BISCHOFF ProntoSIL Spheribond SCX 5µm | IonExchange | 100 | 2 | 5 | 80 | L9 | no | HPLC Column | SS | 100 x 2,0 mm
Spherisorb clone | 1003D140SB050 | BISCHOFF ProntoSIL Spheribond SCX 5µm | IonExchange | 100 | 3 | 5 | 80 | L9 | no | HPLC Column | SS | 100 x 3,0 mm
Spherisorb clone | 1004D140SB050 | BISCHOFF ProntoSIL Spheribond SCX 5µm | IonExchange | 100 | 4 | 5 | 80 | L9 | no | HPLC Column | SS | 100 x 4,0 mm
Spherisorb clone | 1046D140SB050 | BISCHOFF ProntoSIL Spheribond SCX 5µm | IonExchange | 100 | 4.6 | 5 | 80 | L9 | no | HPLC Column | SS | 100 x 4,6 mm
Spherisorb clone | 1202D140SB050 | BISCHOFF ProntoSIL Spheribond SCX 5µm | IonExchange | 125 | 2 | 5 | 80 | L9 | no | HPLC Column | SS | 125 x 2,0 mm
Spherisorb clone | 1203D140SB050 | BISCHOFF ProntoSIL Spheribond SCX 5µm | IonExchange | 125 | 3 | 5 | 80 | L9 | no | HPLC Column | SS | 125 x 3,0 mm
Spherisorb clone | 1204D140SB050 | BISCHOFF ProntoSIL Spheribond SCX 5µm | IonExchange | 125 | 4 | 5 | 80 | L9 | no | HPLC Column | SS | 125 x 4,0 mm
Spherisorb clone | 1246D140SB050 | BISCHOFF ProntoSIL Spheribond SCX 5µm | IonExchange | 125 | 4.6 | 5 | 80 | L9 | no | HPLC Column | SS | 125 x 4,6 mm
Spherisorb clone | 1502D140SB050 | BISCHOFF ProntoSIL Spheribond SCX 5µm | IonExchange | 150 | 2 | 5 | 80 | L9 | no | HPLC Column | SS | 150 x 2,0 mm
Spherisorb clone | 1503D140SB050 | BISCHOFF ProntoSIL Spheribond SCX 5µm | IonExchange | 150 | 3 | 5 | 80 | L9 | no | HPLC Column | SS | 150 x 3,0 mm
Spherisorb clone | 1504D140SB050 | BISCHOFF ProntoSIL Spheribond SCX 5µm | IonExchange | 150 | 4 | 5 | 80 | L9 | no | HPLC Column | SS | 150 x 4,0 mm
Spherisorb clone | 1546D140SB050 | BISCHOFF ProntoSIL Spheribond SCX 5µm | IonExchange | 150 | 4.6 | 5 | 80 | L9 | no | HPLC Column | SS | 150 x 4,6 mm
Spherisorb clone | 2002D140SB050 | BISCHOFF ProntoSIL Spheribond SCX 5µm | IonExchange | 200 | 2 | 5 | 80 | L9 | no | HPLC Column | SS | 200 x 2,0 mm
Spherisorb clone | 2003D140SB050 | BISCHOFF ProntoSIL Spheribond SCX 5µm | IonExchange | 200 | 3 | 5 | 80 | L9 | no | HPLC Column | SS | 200 x 3,0 mm
Spherisorb clone | 2004D140SB050 | BISCHOFF ProntoSIL Spheribond SCX 5µm | IonExchange | 200 | 4 | 5 | 80 | L9 | no | HPLC Column | SS | 200 x 4,0 mm
Spherisorb clone | 2046D140SB050 | BISCHOFF ProntoSIL Spheribond SCX 5µm | IonExchange | 200 | 4.6 | 5 | 80 | L9 | no | HPLC Column | SS | 200 x 4,6 mm
Spherisorb clone | 2502D140SB050 | BISCHOFF ProntoSIL Spheribond SCX 5µm | IonExchange | 250 | 2 | 5 | 80 | L9 | no | HPLC Column | SS | 250 x 2,0 mm
Spherisorb clone | 2503D140SB050 | BISCHOFF ProntoSIL Spheribond SCX 5µm | IonExchange | 250 | 3 | 5 | 80 | L9 | no | HPLC Column | SS | 250 x 3,0 mm
Spherisorb clone | 2504D140SB050 | BISCHOFF ProntoSIL Spheribond SCX 5µm | IonExchange | 250 | 4 | 5 | 80 | L9 | no | HPLC Column | SS | 250 x 4,0 mm
Spherisorb clone | 2546D140SB050 | BISCHOFF ProntoSIL Spheribond SCX 5µm | IonExchange | 250 | 4.6 | 5 | 80 | L9 | no | HPLC Column | SS | 250 x 4,6 mm
Spherisorb clone | 3002D140SB050 | BISCHOFF ProntoSIL Spheribond SCX 5µm | IonExchange | 300 | 2 | 5 | 80 | L9 | no | HPLC Column | SS | 300 x 2,0 mm
Spherisorb clone | 3003D140SB050 | BISCHOFF ProntoSIL Spheribond SCX 5µm | IonExchange | 300 | 3 | 5 | 80 | L9 | no | HPLC Column | SS | 300 x 3,0 mm
Spherisorb clone | 3004D140SB050 | BISCHOFF ProntoSIL Spheribond SCX 5µm | IonExchange | 300 | 4 | 5 | 80 | L9 | no | HPLC Column | SS | 300 x 4,0 mm
Spherisorb clone | 3046D140SB050 | BISCHOFF ProntoSIL Spheribond SCX 5µm | IonExchange | 300 | 4.6 | 5 | 80 | L9 | no | HPLC Column | SS | 300 x 4,6 mm
Spherisorb clone | 01P4D140SB050 | BISCHOFF ProntoSIL Spheribond SCX 5µm | IonExchange | 14 | 4 | 5 | 80 | L9 | no | HPLC Column | PEEK | 14 x 4,0 mm
Spherisorb clone | A2P4D140SB050 | BISCHOFF ProntoSIL Spheribond SCX 5µm | IonExchange | 20 | 4 | 5 | 80 | L9 | no | HPLC Column | PEEK | 20 x 4,0 mm
Spherisorb clone | 02P4D140SB050 | BISCHOFF ProntoSIL Spheribond SCX 5µm | IonExchange | 25 | 4 | 5 | 80 | L9 | no | HPLC Column | PEEK | 25 x 4,0 mm
Spherisorb clone | 03P4D140SB050 | BISCHOFF ProntoSIL Spheribond SCX 5µm | IonExchange | 30 | 4 | 5 | 80 | L9 | no | HPLC Column | PEEK | 30 x 4,0 mm
Spherisorb clone | 04P4D140SB050 | BISCHOFF ProntoSIL Spheribond SCX 5µm | IonExchange | 33 | 4 | 5 | 80 | L9 | no | HPLC Column | PEEK | 33 x 4,0 mm
Spherisorb clone | A4P4D140SB050 | BISCHOFF ProntoSIL Spheribond SCX 5µm | IonExchange | 40 | 4 | 5 | 80 | L9 | no | HPLC Column | PEEK | 40 x 4,0 mm
Spherisorb clone | 05P4D140SB050 | BISCHOFF ProntoSIL Spheribond SCX 5µm | IonExchange | 50 | 4 | 5 | 80 | L9 | no | HPLC Column | PEEK | 50 x 4,0 mm
Spherisorb clone | 06P4D140SB050 | BISCHOFF ProntoSIL Spheribond SCX 5µm | IonExchange | 53 | 4 | 5 | 80 | L9 | no | HPLC Column | PEEK | 53 x 4,0 mm
Spherisorb clone | A6P4D140SB050 | BISCHOFF ProntoSIL Spheribond SCX 5µm | IonExchange | 60 | 4 | 5 | 80 | L9 | no | HPLC Column | PEEK | 60 x 4,0 mm
Spherisorb clone | 07P4D140SB050 | BISCHOFF ProntoSIL Spheribond SCX 5µm | IonExchange | 75 | 4 | 5 | 80 | L9 | no | HPLC Column | PEEK | 75 x 4,0 mm
Spherisorb clone | 10P4D140SB050 | BISCHOFF ProntoSIL Spheribond SCX 5µm | IonExchange | 100 | 4 | 5 | 80 | L9 | no | HPLC Column | PEEK | 100 x 4,0 mm
Spherisorb clone | 12P4D140SB050 | BISCHOFF ProntoSIL Spheribond SCX 5µm | IonExchange | 125 | 4 | 5 | 80 | L9 | no | HPLC Column | PEEK | 125 x 4,0 mm
Spherisorb clone | 15P4D140SB050 | BISCHOFF ProntoSIL Spheribond SCX 5µm | IonExchange | 150 | 4 | 5 | 80 | L9 | no | HPLC Column | PEEK | 150 x 4,0 mm
Spherisorb clone | 20P4D140SB050 | BISCHOFF ProntoSIL Spheribond SCX 5µm | IonExchange | 200 | 4 | 5 | 80 | L9 | no | HPLC Column | PEEK | 200 x 4,0 mm
Spherisorb clone | 25P4D140SB050 | BISCHOFF ProntoSIL Spheribond SCX 5µm | IonExchange | 250 | 4 | 5 | 80 | L9 | no | HPLC Column | PEEK | 250 x 4,0 mm
Spherisorb clone | 30P4D140SB050 | BISCHOFF ProntoSIL Spheribond SCX 5µm | IonExchange | 300 | 4 | 5 | 80 | L9 | no | HPLC Column | PEEK | 300 x 4,0 mm
Spherisorb clone | 6305D140SB050 | BISCHOFF ProntoSIL Spheribond SCX 5µm | IonExchange | 5 | 4 | 5 | 80 | L9 | no | Cartridges (5 pcs.) | SS | 5 x 4,0 mm
Spherisorb clone | 6301D140SB050 | BISCHOFF ProntoSIL Spheribond SCX 5µm | IonExchange | 10 | 4 | 5 | 80 | L9 | no | Cartridges (5 pcs.) | SS | 10 x 4,0 mm
Spherisorb clone | 6302D140SB050 | BISCHOFF ProntoSIL Spheribond SCX 5µm | IonExchange | 20 | 4 | 5 | 80 | L9 | no | Cartridges (5 pcs.) | SS | 20 x 4,0 mm
Spherisorb clone | 63P1D140SB050 | BISCHOFF ProntoSIL Spheribond SCX 5µm | IonExchange | 10 | 4 | 5 | 80 | L9 | no | Cartridges (5 pcs.) | PEEK | 10 x 4,0 mm
Spherisorb clone | 63P2D140SB050 | BISCHOFF ProntoSIL Spheribond SCX 5µm | IonExchange | 20 | 4 | 5 | 80 | L9 | no | Cartridges (5 pcs.) | PEEK | 20 x 4,0 mm
Spherisorb clone | 6335D140SB050 | BISCHOFF ProntoSIL Spheribond SCX 5µm | IonExchange | 5 | 3 | 5 | 80 | L9 | no | Cartridges (5 pcs.) | SS | 5 x 3,0 mm
Spherisorb clone | 6331D140SB050 | BISCHOFF ProntoSIL Spheribond SCX 5µm | IonExchange | 10 | 3 | 5 | 80 | L9 | no | Cartridges (5 pcs.) | SS | 10 x 3,0 mm
Spherisorb clone | 6332D140SB050 | BISCHOFF ProntoSIL Spheribond SCX 5µm | IonExchange | 20 | 3 | 5 | 80 | L9 | no | Cartridges (5 pcs.) | SS | 20 x 3,0 mm
Spherisorb clone | 6325D140SB050 | BISCHOFF ProntoSIL Spheribond SCX 5µm | IonExchange | 5 | 2 | 5 | 80 | L9 | no | Cartridges (5 pcs.) | SS | 5 x 2,0 mm
Spherisorb clone | 6321D140SB050 | BISCHOFF ProntoSIL Spheribond SCX 5µm | IonExchange | 10 | 2 | 5 | 80 | L9 | no | Cartridges (5 pcs.) | SS | 10 x 2,0 mm
Spherisorb clone | 6322D140SB050 | BISCHOFF ProntoSIL Spheribond SCX 5µm | IonExchange | 20 | 2 | 5 | 80 | L9 | no | Cartridges (5 pcs.) | SS | 20 x 2,0 mm
Spherisorb clone | 0102D140SB100 | BISCHOFF ProntoSIL Spheribond SCX 10µm | IonExchange | 14 | 2 | 10 | 80 | L9 | no | HPLC Column | SS | 14 x 2,0 mm
Spherisorb clone | 0103D140SB100 | BISCHOFF ProntoSIL Spheribond SCX 10µm | IonExchange | 14 | 3 | 10 | 80 | L9 | no | HPLC Column | SS | 14 x 3,0 mm
Spherisorb clone | 0104D140SB100 | BISCHOFF ProntoSIL Spheribond SCX 10µm | IonExchange | 14 | 4 | 10 | 80 | L9 | no | HPLC Column | SS | 14 x 4,0 mm
Spherisorb clone | 0146D140SB100 | BISCHOFF ProntoSIL Spheribond SCX 10µm | IonExchange | 14 | 4.6 | 10 | 80 | L9 | no | HPLC Column | SS | 14 x 4,6 mm
Spherisorb clone | A202D140SB100 | BISCHOFF ProntoSIL Spheribond SCX 10µm | IonExchange | 20 | 2 | 10 | 80 | L9 | no | HPLC Column | SS | 20 x 2,0 mm
Spherisorb clone | A203D140SB100 | BISCHOFF ProntoSIL Spheribond SCX 10µm | IonExchange | 20 | 3 | 10 | 80 | L9 | no | HPLC Column | SS | 20 x 3,0 mm
Spherisorb clone | A204D140SB100 | BISCHOFF ProntoSIL Spheribond SCX 10µm | IonExchange | 20 | 4 | 10 | 80 | L9 | no | HPLC Column | SS | 20 x 4,0 mm
Spherisorb clone | A246D140SB100 | BISCHOFF ProntoSIL Spheribond SCX 10µm | IonExchange | 20 | 4.6 | 10 | 80 | L9 | no | HPLC Column | SS | 20 x 4,6 mm
Spherisorb clone | 0202D140SB100 | BISCHOFF ProntoSIL Spheribond SCX 10µm | IonExchange | 25 | 2 | 10 | 80 | L9 | no | HPLC Column | SS | 25 x 2,0 mm
Spherisorb clone | 0203D140SB100 | BISCHOFF ProntoSIL Spheribond SCX 10µm | IonExchange | 25 | 3 | 10 | 80 | L9 | no | HPLC Column | SS | 25 x 3,0 mm
Spherisorb clone | 0204D140SB100 | BISCHOFF ProntoSIL Spheribond SCX 10µm | IonExchange | 25 | 4 | 10 | 80 | L9 | no | HPLC Column | SS | 25 x 4,0 mm
Spherisorb clone | 0246D140SB100 | BISCHOFF ProntoSIL Spheribond SCX 10µm | IonExchange | 25 | 4.6 | 10 | 80 | L9 | no | HPLC Column | SS | 25 x 4,6 mm
Spherisorb clone | 0302D140SB100 | BISCHOFF ProntoSIL Spheribond SCX 10µm | IonExchange | 30 | 2 | 10 | 80 | L9 | no | HPLC Column | SS | 30 x 2,0 mm
Spherisorb clone | 0303D140SB100 | BISCHOFF ProntoSIL Spheribond SCX 10µm | IonExchange | 30 | 3 | 10 | 80 | L9 | no | HPLC Column | SS | 30 x 3,0 mm
Spherisorb clone | 0304D140SB100 | BISCHOFF ProntoSIL Spheribond SCX 10µm | IonExchange | 30 | 4 | 10 | 80 | L9 | no | HPLC Column | SS | 30 x 4,0 mm
Spherisorb clone | 0346D140SB100 | BISCHOFF ProntoSIL Spheribond SCX 10µm | IonExchange | 30 | 4.6 | 10 | 80 | L9 | no | HPLC Column | SS | 30 x 4,6 mm
Spherisorb clone | 0402D140SB100 | BISCHOFF ProntoSIL Spheribond SCX 10µm | IonExchange | 33 | 2 | 10 | 80 | L9 | no | HPLC Column | SS | 33 x 2,0 mm
Spherisorb clone | 0403D140SB100 | BISCHOFF ProntoSIL Spheribond SCX 10µm | IonExchange | 33 | 3 | 10 | 80 | L9 | no | HPLC Column | SS | 33 x 3,0 mm
Spherisorb clone | 0404D140SB100 | BISCHOFF ProntoSIL Spheribond SCX 10µm | IonExchange | 33 | 4 | 10 | 80 | L9 | no | HPLC Column | SS | 33 x 4,0 mm
Spherisorb clone | 0446D140SB100 | BISCHOFF ProntoSIL Spheribond SCX 10µm | IonExchange | 33 | 4.6 | 10 | 80 | L9 | no | HPLC Column | SS | 33 x 4,6 mm
Spherisorb clone | A402D140SB100 | BISCHOFF ProntoSIL Spheribond SCX 10µm | IonExchange | 40 | 2 | 10 | 80 | L9 | no | HPLC Column | SS | 40 x 2,0 mm
Spherisorb clone | A403D140SB100 | BISCHOFF ProntoSIL Spheribond SCX 10µm | IonExchange | 40 | 3 | 10 | 80 | L9 | no | HPLC Column | SS | 40 x 3,0 mm
Spherisorb clone | A404D140SB100 | BISCHOFF ProntoSIL Spheribond SCX 10µm | IonExchange | 40 | 4 | 10 | 80 | L9 | no | HPLC Column | SS | 40 x 4,0 mm
Spherisorb clone | A446D140SB100 | BISCHOFF ProntoSIL Spheribond SCX 10µm | IonExchange | 40 | 4.6 | 10 | 80 | L9 | no | HPLC Column | SS | 40 x 4,6 mm
Spherisorb clone | 0502D140SB100 | BISCHOFF ProntoSIL Spheribond SCX 10µm | IonExchange | 50 | 2 | 10 | 80 | L9 | no | HPLC Column | SS | 50 x 2,0 mm
Spherisorb clone | 0503D140SB100 | BISCHOFF ProntoSIL Spheribond SCX 10µm | IonExchange | 50 | 3 | 10 | 80 | L9 | no | HPLC Column | SS | 50 x 3,0 mm
Spherisorb clone | 0504D140SB100 | BISCHOFF ProntoSIL Spheribond SCX 10µm | IonExchange | 50 | 4 | 10 | 80 | L9 | no | HPLC Column | SS | 50 x 4,0 mm
Spherisorb clone | 0546D140SB100 | BISCHOFF ProntoSIL Spheribond SCX 10µm | IonExchange | 50 | 4.6 | 10 | 80 | L9 | no | HPLC Column | SS | 50 x 4,6 mm
Spherisorb clone | 0602D140SB100 | BISCHOFF ProntoSIL Spheribond SCX 10µm | IonExchange | 53 | 2 | 10 | 80 | L9 | no | HPLC Column | SS | 53 x 2,0 mm
Spherisorb clone | 0603D140SB100 | BISCHOFF ProntoSIL Spheribond SCX 10µm | IonExchange | 53 | 3 | 10 | 80 | L9 | no | HPLC Column | SS | 53 x 3,0 mm
Spherisorb clone | 0604D140SB100 | BISCHOFF ProntoSIL Spheribond SCX 10µm | IonExchange | 53 | 4 | 10 | 80 | L9 | no | HPLC Column | SS | 53 x 4,0 mm
Spherisorb clone | 0646D140SB100 | BISCHOFF ProntoSIL Spheribond SCX 10µm | IonExchange | 53 | 4.6 | 10 | 80 | L9 | no | HPLC Column | SS | 53 x 4,6 mm
Spherisorb clone | A602D140SB100 | BISCHOFF ProntoSIL Spheribond SCX 10µm | IonExchange | 60 | 2 | 10 | 80 | L9 | no | HPLC Column | SS | 60 x 2,0 mm
Spherisorb clone | A603D140SB100 | BISCHOFF ProntoSIL Spheribond SCX 10µm | IonExchange | 60 | 3 | 10 | 80 | L9 | no | HPLC Column | SS | 60 x 3,0 mm
Spherisorb clone | A604D140SB100 | BISCHOFF ProntoSIL Spheribond SCX 10µm | IonExchange | 60 | 4 | 10 | 80 | L9 | no | HPLC Column | SS | 60 x 4,0 mm
Spherisorb clone | A646D140SB100 | BISCHOFF ProntoSIL Spheribond SCX 10µm | IonExchange | 60 | 4.6 | 10 | 80 | L9 | no | HPLC Column | SS | 60 x 4,6 mm
Spherisorb clone | 0702D140SB100 | BISCHOFF ProntoSIL Spheribond SCX 10µm | IonExchange | 75 | 2 | 10 | 80 | L9 | no | HPLC Column | SS | 75 x 2,0 mm
Spherisorb clone | 0703D140SB100 | BISCHOFF ProntoSIL Spheribond SCX 10µm | IonExchange | 75 | 3 | 10 | 80 | L9 | no | HPLC Column | SS | 75 x 3,0 mm
Spherisorb clone | 0704D140SB100 | BISCHOFF ProntoSIL Spheribond SCX 10µm | IonExchange | 75 | 4 | 10 | 80 | L9 | no | HPLC Column | SS | 75 x 4,0 mm
Spherisorb clone | 0746D140SB100 | BISCHOFF ProntoSIL Spheribond SCX 10µm | IonExchange | 75 | 4.6 | 10 | 80 | L9 | no | HPLC Column | SS | 75 x 4,6 mm
Spherisorb clone | 1002D140SB100 | BISCHOFF ProntoSIL Spheribond SCX 10µm | IonExchange | 100 | 2 | 10 | 80 | L9 | no | HPLC Column | SS | 100 x 2,0 mm
Spherisorb clone | 1003D140SB100 | BISCHOFF ProntoSIL Spheribond SCX 10µm | IonExchange | 100 | 3 | 10 | 80 | L9 | no | HPLC Column | SS | 100 x 3,0 mm
Spherisorb clone | 1004D140SB100 | BISCHOFF ProntoSIL Spheribond SCX 10µm | IonExchange | 100 | 4 | 10 | 80 | L9 | no | HPLC Column | SS | 100 x 4,0 mm
Spherisorb clone | 1046D140SB100 | BISCHOFF ProntoSIL Spheribond SCX 10µm | IonExchange | 100 | 4.6 | 10 | 80 | L9 | no | HPLC Column | SS | 100 x 4,6 mm
Spherisorb clone | 1202D140SB100 | BISCHOFF ProntoSIL Spheribond SCX 10µm | IonExchange | 125 | 2 | 10 | 80 | L9 | no | HPLC Column | SS | 125 x 2,0 mm
Spherisorb clone | 1203D140SB100 | BISCHOFF ProntoSIL Spheribond SCX 10µm | IonExchange | 125 | 3 | 10 | 80 | L9 | no | HPLC Column | SS | 125 x 3,0 mm
Spherisorb clone | 1204D140SB100 | BISCHOFF ProntoSIL Spheribond SCX 10µm | IonExchange | 125 | 4 | 10 | 80 | L9 | no | HPLC Column | SS | 125 x 4,0 mm
Spherisorb clone | 1246D140SB100 | BISCHOFF ProntoSIL Spheribond SCX 10µm | IonExchange | 125 | 4.6 | 10 | 80 | L9 | no | HPLC Column | SS | 125 x 4,6 mm
Spherisorb clone | 1502D140SB100 | BISCHOFF ProntoSIL Spheribond SCX 10µm | IonExchange | 150 | 2 | 10 | 80 | L9 | no | HPLC Column | SS | 150 x 2,0 mm
Spherisorb clone | 1503D140SB100 | BISCHOFF ProntoSIL Spheribond SCX 10µm | IonExchange | 150 | 3 | 10 | 80 | L9 | no | HPLC Column | SS | 150 x 3,0 mm
Spherisorb clone | 1504D140SB100 | BISCHOFF ProntoSIL Spheribond SCX 10µm | IonExchange | 150 | 4 | 10 | 80 | L9 | no | HPLC Column | SS | 150 x 4,0 mm
Spherisorb clone | 1546D140SB100 | BISCHOFF ProntoSIL Spheribond SCX 10µm | IonExchange | 150 | 4.6 | 10 | 80 | L9 | no | HPLC Column | SS | 150 x 4,6 mm
Spherisorb clone | 2002D140SB100 | BISCHOFF ProntoSIL Spheribond SCX 10µm | IonExchange | 200 | 2 | 10 | 80 | L9 | no | HPLC Column | SS | 200 x 2,0 mm
Spherisorb clone | 2003D140SB100 | BISCHOFF ProntoSIL Spheribond SCX 10µm | IonExchange | 200 | 3 | 10 | 80 | L9 | no | HPLC Column | SS | 200 x 3,0 mm
Spherisorb clone | 2004D140SB100 | BISCHOFF ProntoSIL Spheribond SCX 10µm | IonExchange | 200 | 4 | 10 | 80 | L9 | no | HPLC Column | SS | 200 x 4,0 mm
Spherisorb clone | 2046D140SB100 | BISCHOFF ProntoSIL Spheribond SCX 10µm | IonExchange | 200 | 4.6 | 10 | 80 | L9 | no | HPLC Column | SS | 200 x 4,6 mm
Spherisorb clone | 2502D140SB100 | BISCHOFF ProntoSIL Spheribond SCX 10µm | IonExchange | 250 | 2 | 10 | 80 | L9 | no | HPLC Column | SS | 250 x 2,0 mm
Spherisorb clone | 2503D140SB100 | BISCHOFF ProntoSIL Spheribond SCX 10µm | IonExchange | 250 | 3 | 10 | 80 | L9 | no | HPLC Column | SS | 250 x 3,0 mm
Spherisorb clone | 2504D140SB100 | BISCHOFF ProntoSIL Spheribond SCX 10µm | IonExchange | 250 | 4 | 10 | 80 | L9 | no | HPLC Column | SS | 250 x 4,0 mm
Spherisorb clone | 2546D140SB100 | BISCHOFF ProntoSIL Spheribond SCX 10µm | IonExchange | 250 | 4.6 | 10 | 80 | L9 | no | HPLC Column | SS | 250 x 4,6 mm
Spherisorb clone | 3002D140SB100 | BISCHOFF ProntoSIL Spheribond SCX 10µm | IonExchange | 300 | 2 | 10 | 80 | L9 | no | HPLC Column | SS | 300 x 2,0 mm
Spherisorb clone | 3003D140SB100 | BISCHOFF ProntoSIL Spheribond SCX 10µm | IonExchange | 300 | 3 | 10 | 80 | L9 | no | HPLC Column | SS | 300 x 3,0 mm
Spherisorb clone | 3004D140SB100 | BISCHOFF ProntoSIL Spheribond SCX 10µm | IonExchange | 300 | 4 | 10 | 80 | L9 | no | HPLC Column | SS | 300 x 4,0 mm
Spherisorb clone | 3046D140SB100 | BISCHOFF ProntoSIL Spheribond SCX 10µm | IonExchange | 300 | 4.6 | 10 | 80 | L9 | no | HPLC Column | SS | 300 x 4,6 mm
Spherisorb clone | 01P4D140SB100 | BISCHOFF ProntoSIL Spheribond SCX 10µm | IonExchange | 14 | 4 | 10 | 80 | L9 | no | HPLC Column | PEEK | 14 x 4,0 mm
Spherisorb clone | A2P4D140SB100 | BISCHOFF ProntoSIL Spheribond SCX 10µm | IonExchange | 20 | 4 | 10 | 80 | L9 | no | HPLC Column | PEEK | 20 x 4,0 mm
Spherisorb clone | 02P4D140SB100 | BISCHOFF ProntoSIL Spheribond SCX 10µm | IonExchange | 25 | 4 | 10 | 80 | L9 | no | HPLC Column | PEEK | 25 x 4,0 mm
Spherisorb clone | 03P4D140SB100 | BISCHOFF ProntoSIL Spheribond SCX 10µm | IonExchange | 30 | 4 | 10 | 80 | L9 | no | HPLC Column | PEEK | 30 x 4,0 mm
Spherisorb clone | 04P4D140SB100 | BISCHOFF ProntoSIL Spheribond SCX 10µm | IonExchange | 33 | 4 | 10 | 80 | L9 | no | HPLC Column | PEEK | 33 x 4,0 mm
Spherisorb clone | A4P4D140SB100 | BISCHOFF ProntoSIL Spheribond SCX 10µm | IonExchange | 40 | 4 | 10 | 80 | L9 | no | HPLC Column | PEEK | 40 x 4,0 mm
Spherisorb clone | 05P4D140SB100 | BISCHOFF ProntoSIL Spheribond SCX 10µm | IonExchange | 50 | 4 | 10 | 80 | L9 | no | HPLC Column | PEEK | 50 x 4,0 mm
Spherisorb clone | 06P4D140SB100 | BISCHOFF ProntoSIL Spheribond SCX 10µm | IonExchange | 53 | 4 | 10 | 80 | L9 | no | HPLC Column | PEEK | 53 x 4,0 mm
Spherisorb clone | A6P4D140SB100 | BISCHOFF ProntoSIL Spheribond SCX 10µm | IonExchange | 60 | 4 | 10 | 80 | L9 | no | HPLC Column | PEEK | 60 x 4,0 mm
Spherisorb clone | 07P4D140SB100 | BISCHOFF ProntoSIL Spheribond SCX 10µm | IonExchange | 75 | 4 | 10 | 80 | L9 | no | HPLC Column | PEEK | 75 x 4,0 mm
Spherisorb clone | 10P4D140SB100 | BISCHOFF ProntoSIL Spheribond SCX 10µm | IonExchange | 100 | 4 | 10 | 80 | L9 | no | HPLC Column | PEEK | 100 x 4,0 mm
Spherisorb clone | 12P4D140SB100 | BISCHOFF ProntoSIL Spheribond SCX 10µm | IonExchange | 125 | 4 | 10 | 80 | L9 | no | HPLC Column | PEEK | 125 x 4,0 mm
Spherisorb clone | 15P4D140SB100 | BISCHOFF ProntoSIL Spheribond SCX 10µm | IonExchange | 150 | 4 | 10 | 80 | L9 | no | HPLC Column | PEEK | 150 x 4,0 mm
Spherisorb clone | 20P4D140SB100 | BISCHOFF ProntoSIL Spheribond SCX 10µm | IonExchange | 200 | 4 | 10 | 80 | L9 | no | HPLC Column | PEEK | 200 x 4,0 mm
Spherisorb clone | 25P4D140SB100 | BISCHOFF ProntoSIL Spheribond SCX 10µm | IonExchange | 250 | 4 | 10 | 80 | L9 | no | HPLC Column | PEEK | 250 x 4,0 mm
Spherisorb clone | 30P4D140SB100 | BISCHOFF ProntoSIL Spheribond SCX 10µm | IonExchange | 300 | 4 | 10 | 80 | L9 | no | HPLC Column | PEEK | 300 x 4,0 mm
Spherisorb clone | 6305D140SB100 | BISCHOFF ProntoSIL Spheribond SCX 10µm | IonExchange | 5 | 4 | 10 | 80 | L9 | no | Cartridges (5 pcs.) | SS | 5 x 4,0 mm
Spherisorb clone | 6301D140SB100 | BISCHOFF ProntoSIL Spheribond SCX 10µm | IonExchange | 10 | 4 | 10 | 80 | L9 | no | Cartridges (5 pcs.) | SS | 10 x 4,0 mm
Spherisorb clone | 6302D140SB100 | BISCHOFF ProntoSIL Spheribond SCX 10µm | IonExchange | 20 | 4 | 10 | 80 | L9 | no | Cartridges (5 pcs.) | SS | 20 x 4,0 mm
Spherisorb clone | 63P1D140SB100 | BISCHOFF ProntoSIL Spheribond SCX 10µm | IonExchange | 10 | 4 | 10 | 80 | L9 | no | Cartridges (5 pcs.) | PEEK | 10 x 4,0 mm
Spherisorb clone | 63P2D140SB100 | BISCHOFF ProntoSIL Spheribond SCX 10µm | IonExchange | 20 | 4 | 10 | 80 | L9 | no | Cartridges (5 pcs.) | PEEK | 20 x 4,0 mm
Spherisorb clone | 6335D140SB100 | BISCHOFF ProntoSIL Spheribond SCX 10µm | IonExchange | 5 | 3 | 10 | 80 | L9 | no | Cartridges (5 pcs.) | SS | 5 x 3,0 mm
Spherisorb clone | 6331D140SB100 | BISCHOFF ProntoSIL Spheribond SCX 10µm | IonExchange | 10 | 3 | 10 | 80 | L9 | no | Cartridges (5 pcs.) | SS | 10 x 3,0 mm
Spherisorb clone | 6332D140SB100 | BISCHOFF ProntoSIL Spheribond SCX 10µm | IonExchange | 20 | 3 | 10 | 80 | L9 | no | Cartridges (5 pcs.) | SS | 20 x 3,0 mm
Spherisorb clone | 6325D140SB100 | BISCHOFF ProntoSIL Spheribond SCX 10µm | IonExchange | 5 | 2 | 10 | 80 | L9 | no | Cartridges (5 pcs.) | SS | 5 x 2,0 mm
Spherisorb clone | 6321D140SB100 | BISCHOFF ProntoSIL Spheribond SCX 10µm | IonExchange | 10 | 2 | 10 | 80 | L9 | no | Cartridges (5 pcs.) | SS | 10 x 2,0 mm
Spherisorb clone | 6322D140SB100 | BISCHOFF ProntoSIL Spheribond SCX 10µm | IonExchange | 20 | 2 | 10 | 80 | L9 | no | Cartridges (5 pcs.) | SS | 20 x 2,0 mm
ProntoSIL | 0102E180CT050 | BISCHOFF ProntoSIL CB 100-5-ODS | C18 | 14 | 2 | 5 | 100 | L1 | fully | HPLC Column | SS | 14 x 2,0 mm
ProntoSIL | 0103E180CT050 | BISCHOFF ProntoSIL CB 100-5-ODS | C18 | 14 | 3 | 5 | 100 | L1 | fully | HPLC Column | SS | 14 x 3,0 mm
ProntoSIL | 0104E180CT050 | BISCHOFF ProntoSIL CB 100-5-ODS | C18 | 14 | 4 | 5 | 100 | L1 | fully | HPLC Column | SS | 14 x 4,0 mm
ProntoSIL | 0146E180CT050 | BISCHOFF ProntoSIL CB 100-5-ODS | C18 | 14 | 4.6 | 5 | 100 | L1 | fully | HPLC Column | SS | 14 x 4,6 mm
ProntoSIL | A202E180CT050 | BISCHOFF ProntoSIL CB 100-5-ODS | C18 | 20 | 2 | 5 | 100 | L1 | fully | HPLC Column | SS | 20 x 2,0 mm
ProntoSIL | A203E180CT050 | BISCHOFF ProntoSIL CB 100-5-ODS | C18 | 20 | 3 | 5 | 100 | L1 | fully | HPLC Column | SS | 20 x 3,0 mm
ProntoSIL | A204E180CT050 | BISCHOFF ProntoSIL CB 100-5-ODS | C18 | 20 | 4 | 5 | 100 | L1 | fully | HPLC Column | SS | 20 x 4,0 mm
ProntoSIL | A246E180CT050 | BISCHOFF ProntoSIL CB 100-5-ODS | C18 | 20 | 4.6 | 5 | 100 | L1 | fully | HPLC Column | SS | 20 x 4,6 mm
ProntoSIL | 0202E180CT050 | BISCHOFF ProntoSIL CB 100-5-ODS | C18 | 25 | 2 | 5 | 100 | L1 | fully | HPLC Column | SS | 25 x 2,0 mm
ProntoSIL | 0203E180CT050 | BISCHOFF ProntoSIL CB 100-5-ODS | C18 | 25 | 3 | 5 | 100 | L1 | fully | HPLC Column | SS | 25 x 3,0 mm
ProntoSIL | 0204E180CT050 | BISCHOFF ProntoSIL CB 100-5-ODS | C18 | 25 | 4 | 5 | 100 | L1 | fully | HPLC Column | SS | 25 x 4,0 mm
ProntoSIL | 0246E180CT050 | BISCHOFF ProntoSIL CB 100-5-ODS | C18 | 25 | 4.6 | 5 | 100 | L1 | fully | HPLC Column | SS | 25 x 4,6 mm
ProntoSIL | 0302E180CT050 | BISCHOFF ProntoSIL CB 100-5-ODS | C18 | 30 | 2 | 5 | 100 | L1 | fully | HPLC Column | SS | 30 x 2,0 mm
ProntoSIL | 0303E180CT050 | BISCHOFF ProntoSIL CB 100-5-ODS | C18 | 30 | 3 | 5 | 100 | L1 | fully | HPLC Column | SS | 30 x 3,0 mm
ProntoSIL | 0304E180CT050 | BISCHOFF ProntoSIL CB 100-5-ODS | C18 | 30 | 4 | 5 | 100 | L1 | fully | HPLC Column | SS | 30 x 4,0 mm
ProntoSIL | 0346E180CT050 | BISCHOFF ProntoSIL CB 100-5-ODS | C18 | 30 | 4.6 | 5 | 100 | L1 | fully | HPLC Column | SS | 30 x 4,6 mm
ProntoSIL | 0402E180CT050 | BISCHOFF ProntoSIL CB 100-5-ODS | C18 | 33 | 2 | 5 | 100 | L1 | fully | HPLC Column | SS | 33 x 2,0 mm
ProntoSIL | 0403E180CT050 | BISCHOFF ProntoSIL CB 100-5-ODS | C18 | 33 | 3 | 5 | 100 | L1 | fully | HPLC Column | SS | 33 x 3,0 mm
ProntoSIL | 0404E180CT050 | BISCHOFF ProntoSIL CB 100-5-ODS | C18 | 33 | 4 | 5 | 100 | L1 | fully | HPLC Column | SS | 33 x 4,0 mm
ProntoSIL | 0446E180CT050 | BISCHOFF ProntoSIL CB 100-5-ODS | C18 | 33 | 4.6 | 5 | 100 | L1 | fully | HPLC Column | SS | 33 x 4,6 mm
ProntoSIL | A402E180CT050 | BISCHOFF ProntoSIL CB 100-5-ODS | C18 | 40 | 2 | 5 | 100 | L1 | fully | HPLC Column | SS | 40 x 2,0 mm
ProntoSIL | A403E180CT050 | BISCHOFF ProntoSIL CB 100-5-ODS | C18 | 40 | 3 | 5 | 100 | L1 | fully | HPLC Column | SS | 40 x 3,0 mm
ProntoSIL | A404E180CT050 | BISCHOFF ProntoSIL CB 100-5-ODS | C18 | 40 | 4 | 5 | 100 | L1 | fully | HPLC Column | SS | 40 x 4,0 mm
ProntoSIL | A446E180CT050 | BISCHOFF ProntoSIL CB 100-5-ODS | C18 | 40 | 4.6 | 5 | 100 | L1 | fully | HPLC Column | SS | 40 x 4,6 mm
ProntoSIL | 0502E180CT050 | BISCHOFF ProntoSIL CB 100-5-ODS | C18 | 50 | 2 | 5 | 100 | L1 | fully | HPLC Column | SS | 50 x 2,0 mm
ProntoSIL | 0503E180CT050 | BISCHOFF ProntoSIL CB 100-5-ODS | C18 | 50 | 3 | 5 | 100 | L1 | fully | HPLC Column | SS | 50 x 3,0 mm
ProntoSIL | 0504E180CT050 | BISCHOFF ProntoSIL CB 100-5-ODS | C18 | 50 | 4 | 5 | 100 | L1 | fully | HPLC Column | SS | 50 x 4,0 mm
ProntoSIL | 0546E180CT050 | BISCHOFF ProntoSIL CB 100-5-ODS | C18 | 50 | 4.6 | 5 | 100 | L1 | fully | HPLC Column | SS | 50 x 4,6 mm
ProntoSIL | 0602E180CT050 | BISCHOFF ProntoSIL CB 100-5-ODS | C18 | 53 | 2 | 5 | 100 | L1 | fully | HPLC Column | SS | 53 x 2,0 mm
ProntoSIL | 0603E180CT050 | BISCHOFF ProntoSIL CB 100-5-ODS | C18 | 53 | 3 | 5 | 100 | L1 | fully | HPLC Column | SS | 53 x 3,0 mm
ProntoSIL | 0604E180CT050 | BISCHOFF ProntoSIL CB 100-5-ODS | C18 | 53 | 4 | 5 | 100 | L1 | fully | HPLC Column | SS | 53 x 4,0 mm
ProntoSIL | 0646E180CT050 | BISCHOFF ProntoSIL CB 100-5-ODS | C18 | 53 | 4.6 | 5 | 100 | L1 | fully | HPLC Column | SS | 53 x 4,6 mm
ProntoSIL | A602E180CT050 | BISCHOFF ProntoSIL CB 100-5-ODS | C18 | 60 | 2 | 5 | 100 | L1 | fully | HPLC Column | SS | 60 x 2,0 mm
ProntoSIL | A603E180CT050 | BISCHOFF ProntoSIL CB 100-5-ODS | C18 | 60 | 3 | 5 | 100 | L1 | fully | HPLC Column | SS | 60 x 3,0 mm
ProntoSIL | A604E180CT050 | BISCHOFF ProntoSIL CB 100-5-ODS | C18 | 60 | 4 | 5 | 100 | L1 | fully | HPLC Column | SS | 60 x 4,0 mm
ProntoSIL | A646E180CT050 | BISCHOFF ProntoSIL CB 100-5-ODS | C18 | 60 | 4.6 | 5 | 100 | L1 | fully | HPLC Column | SS | 60 x 4,6 mm
ProntoSIL | 0702E180CT050 | BISCHOFF ProntoSIL CB 100-5-ODS | C18 | 75 | 2 | 5 | 100 | L1 | fully | HPLC Column | SS | 75 x 2,0 mm
ProntoSIL | 0703E180CT050 | BISCHOFF ProntoSIL CB 100-5-ODS | C18 | 75 | 3 | 5 | 100 | L1 | fully | HPLC Column | SS | 75 x 3,0 mm
ProntoSIL | 0704E180CT050 | BISCHOFF ProntoSIL CB 100-5-ODS | C18 | 75 | 4 | 5 | 100 | L1 | fully | HPLC Column | SS | 75 x 4,0 mm
ProntoSIL | 0746E180CT050 | BISCHOFF ProntoSIL CB 100-5-ODS | C18 | 75 | 4.6 | 5 | 100 | L1 | fully | HPLC Column | SS | 75 x 4,6 mm
ProntoSIL | 1002E180CT050 | BISCHOFF ProntoSIL CB 100-5-ODS | C18 | 100 | 2 | 5 | 100 | L1 | fully | HPLC Column | SS | 100 x 2,0 mm
ProntoSIL | 1003E180CT050 | BISCHOFF ProntoSIL CB 100-5-ODS | C18 | 100 | 3 | 5 | 100 | L1 | fully | HPLC Column | SS | 100 x 3,0 mm
ProntoSIL | 1004E180CT050 | BISCHOFF ProntoSIL CB 100-5-ODS | C18 | 100 | 4 | 5 | 100 | L1 | fully | HPLC Column | SS | 100 x 4,0 mm
ProntoSIL | 1046E180CT050 | BISCHOFF ProntoSIL CB 100-5-ODS | C18 | 100 | 4.6 | 5 | 100 | L1 | fully | HPLC Column | SS | 100 x 4,6 mm
ProntoSIL | 1202E180CT050 | BISCHOFF ProntoSIL CB 100-5-ODS | C18 | 125 | 2 | 5 | 100 | L1 | fully | HPLC Column | SS | 125 x 2,0 mm
ProntoSIL | 1203E180CT050 | BISCHOFF ProntoSIL CB 100-5-ODS | C18 | 125 | 3 | 5 | 100 | L1 | fully | HPLC Column | SS | 125 x 3,0 mm
ProntoSIL | 1204E180CT050 | BISCHOFF ProntoSIL CB 100-5-ODS | C18 | 125 | 4 | 5 | 100 | L1 | fully | HPLC Column | SS | 125 x 4,0 mm
ProntoSIL | 1246E180CT050 | BISCHOFF ProntoSIL CB 100-5-ODS | C18 | 125 | 4.6 | 5 | 100 | L1 | fully | HPLC Column | SS | 125 x 4,6 mm
ProntoSIL | 1502E180CT050 | BISCHOFF ProntoSIL CB 100-5-ODS | C18 | 150 | 2 | 5 | 100 | L1 | fully | HPLC Column | SS | 150 x 2,0 mm
ProntoSIL | 1503E180CT050 | BISCHOFF ProntoSIL CB 100-5-ODS | C18 | 150 | 3 | 5 | 100 | L1 | fully | HPLC Column | SS | 150 x 3,0 mm
ProntoSIL | 1504E180CT050 | BISCHOFF ProntoSIL CB 100-5-ODS | C18 | 150 | 4 | 5 | 100 | L1 | fully | HPLC Column | SS | 150 x 4,0 mm
ProntoSIL | 1546E180CT050 | BISCHOFF ProntoSIL CB 100-5-ODS | C18 | 150 | 4.6 | 5 | 100 | L1 | fully | HPLC Column | SS | 150 x 4,6 mm
ProntoSIL | 2002E180CT050 | BISCHOFF ProntoSIL CB 100-5-ODS | C18 | 200 | 2 | 5 | 100 | L1 | fully | HPLC Column | SS | 200 x 2,0 mm
ProntoSIL | 2003E180CT050 | BISCHOFF ProntoSIL CB 100-5-ODS | C18 | 200 | 3 | 5 | 100 | L1 | fully | HPLC Column | SS | 200 x 3,0 mm
ProntoSIL | 2004E180CT050 | BISCHOFF ProntoSIL CB 100-5-ODS | C18 | 200 | 4 | 5 | 100 | L1 | fully | HPLC Column | SS | 200 x 4,0 mm
ProntoSIL | 2046E180CT050 | BISCHOFF ProntoSIL CB 100-5-ODS | C18 | 200 | 4.6 | 5 | 100 | L1 | fully | HPLC Column | SS | 200 x 4,6 mm
ProntoSIL | 2502E180CT050 | BISCHOFF ProntoSIL CB 100-5-ODS | C18 | 250 | 2 | 5 | 100 | L1 | fully | HPLC Column | SS | 250 x 2,0 mm
ProntoSIL | 2503E180CT050 | BISCHOFF ProntoSIL CB 100-5-ODS | C18 | 250 | 3 | 5 | 100 | L1 | fully | HPLC Column | SS | 250 x 3,0 mm
ProntoSIL | 2504E180CT050 | BISCHOFF ProntoSIL CB 100-5-ODS | C18 | 250 | 4 | 5 | 100 | L1 | fully | HPLC Column | SS | 250 x 4,0 mm
ProntoSIL | 2546E180CT050 | BISCHOFF ProntoSIL CB 100-5-ODS | C18 | 250 | 4.6 | 5 | 100 | L1 | fully | HPLC Column | SS | 250 x 4,6 mm
ProntoSIL | 3002E180CT050 | BISCHOFF ProntoSIL CB 100-5-ODS | C18 | 300 | 2 | 5 | 100 | L1 | fully | HPLC Column | SS | 300 x 2,0 mm
ProntoSIL | 3003E180CT050 | BISCHOFF ProntoSIL CB 100-5-ODS | C18 | 300 | 3 | 5 | 100 | L1 | fully | HPLC Column | SS | 300 x 3,0 mm
ProntoSIL | 3004E180CT050 | BISCHOFF ProntoSIL CB 100-5-ODS | C18 | 300 | 4 | 5 | 100 | L1 | fully | HPLC Column | SS | 300 x 4,0 mm
ProntoSIL | 3046E180CT050 | BISCHOFF ProntoSIL CB 100-5-ODS | C18 | 300 | 4.6 | 5 | 100 | L1 | fully | HPLC Column | SS | 300 x 4,6 mm
ProntoSIL | 01P4E180CT050 | BISCHOFF ProntoSIL CB 100-5-ODS | C18 | 14 | 4 | 5 | 100 | L1 | fully | HPLC Column | PEEK | 14 x 4,0 mm
ProntoSIL | A2P4E180CT050 | BISCHOFF ProntoSIL CB 100-5-ODS | C18 | 20 | 4 | 5 | 100 | L1 | fully | HPLC Column | PEEK | 20 x 4,0 mm
ProntoSIL | 02P4E180CT050 | BISCHOFF ProntoSIL CB 100-5-ODS | C18 | 25 | 4 | 5 | 100 | L1 | fully | HPLC Column | PEEK | 25 x 4,0 mm
ProntoSIL | 03P4E180CT050 | BISCHOFF ProntoSIL CB 100-5-ODS | C18 | 30 | 4 | 5 | 100 | L1 | fully | HPLC Column | PEEK | 30 x 4,0 mm
ProntoSIL | 04P4E180CT050 | BISCHOFF ProntoSIL CB 100-5-ODS | C18 | 33 | 4 | 5 | 100 | L1 | fully | HPLC Column | PEEK | 33 x 4,0 mm
ProntoSIL | A4P4E180CT050 | BISCHOFF ProntoSIL CB 100-5-ODS | C18 | 40 | 4 | 5 | 100 | L1 | fully | HPLC Column | PEEK | 40 x 4,0 mm
ProntoSIL | 05P4E180CT050 | BISCHOFF ProntoSIL CB 100-5-ODS | C18 | 50 | 4 | 5 | 100 | L1 | fully | HPLC Column | PEEK | 50 x 4,0 mm
ProntoSIL | 06P4E180CT050 | BISCHOFF ProntoSIL CB 100-5-ODS | C18 | 53 | 4 | 5 | 100 | L1 | fully | HPLC Column | PEEK | 53 x 4,0 mm
ProntoSIL | A6P4E180CT050 | BISCHOFF ProntoSIL CB 100-5-ODS | C18 | 60 | 4 | 5 | 100 | L1 | fully | HPLC Column | PEEK | 60 x 4,0 mm
ProntoSIL | 07P4E180CT050 | BISCHOFF ProntoSIL CB 100-5-ODS | C18 | 75 | 4 | 5 | 100 | L1 | fully | HPLC Column | PEEK | 75 x 4,0 mm
ProntoSIL | 10P4E180CT050 | BISCHOFF ProntoSIL CB 100-5-ODS | C18 | 100 | 4 | 5 | 100 | L1 | fully | HPLC Column | PEEK | 100 x 4,0 mm
ProntoSIL | 12P4E180CT050 | BISCHOFF ProntoSIL CB 100-5-ODS | C18 | 125 | 4 | 5 | 100 | L1 | fully | HPLC Column | PEEK | 125 x 4,0 mm
ProntoSIL | 15P4E180CT050 | BISCHOFF ProntoSIL CB 100-5-ODS | C18 | 150 | 4 | 5 | 100 | L1 | fully | HPLC Column | PEEK | 150 x 4,0 mm
ProntoSIL | 20P4E180CT050 | BISCHOFF ProntoSIL CB 100-5-ODS | C18 | 200 | 4 | 5 | 100 | L1 | fully | HPLC Column | PEEK | 200 x 4,0 mm
ProntoSIL | 25P4E180CT050 | BISCHOFF ProntoSIL CB 100-5-ODS | C18 | 250 | 4 | 5 | 100 | L1 | fully | HPLC Column | PEEK | 250 x 4,0 mm
ProntoSIL | 30P4E180CT050 | BISCHOFF ProntoSIL CB 100-5-ODS | C18 | 300 | 4 | 5 | 100 | L1 | fully | HPLC Column | PEEK | 300 x 4,0 mm
ProntoSIL | 6305E180CT050 | BISCHOFF ProntoSIL CB 100-5-ODS | C18 | 5 | 4 | 5 | 100 | L1 | fully | Cartridges (5 pcs.) | SS | 5 x 4,0 mm
ProntoSIL | 6301E180CT050 | BISCHOFF ProntoSIL CB 100-5-ODS | C18 | 10 | 4 | 5 | 100 | L1 | fully | Cartridges (5 pcs.) | SS | 10 x 4,0 mm
ProntoSIL | 6302E180CT050 | BISCHOFF ProntoSIL CB 100-5-ODS | C18 | 20 | 4 | 5 | 100 | L1 | fully | Cartridges (5 pcs.) | SS | 20 x 4,0 mm
ProntoSIL | 63P1E180CT050 | BISCHOFF ProntoSIL CB 100-5-ODS | C18 | 10 | 4 | 5 | 100 | L1 | fully | Cartridges (5 pcs.) | PEEK | 10 x 4,0 mm
ProntoSIL | 63P2E180CT050 | BISCHOFF ProntoSIL CB 100-5-ODS | C18 | 20 | 4 | 5 | 100 | L1 | fully | Cartridges (5 pcs.) | PEEK | 20 x 4,0 mm
ProntoSIL | 6335E180CT050 | BISCHOFF ProntoSIL CB 100-5-ODS | C18 | 5 | 3 | 5 | 100 | L1 | fully | Cartridges (5 pcs.) | SS | 5 x 3,0 mm
ProntoSIL | 6331E180CT050 | BISCHOFF ProntoSIL CB 100-5-ODS | C18 | 10 | 3 | 5 | 100 | L1 | fully | Cartridges (5 pcs.) | SS | 10 x 3,0 mm
ProntoSIL | 6332E180CT050 | BISCHOFF ProntoSIL CB 100-5-ODS | C18 | 20 | 3 | 5 | 100 | L1 | fully | Cartridges (5 pcs.) | SS | 20 x 3,0 mm
ProntoSIL | 6325E180CT050 | BISCHOFF ProntoSIL CB 100-5-ODS | C18 | 5 | 2 | 5 | 100 | L1 | fully | Cartridges (5 pcs.) | SS | 5 x 2,0 mm
ProntoSIL | 6321E180CT050 | BISCHOFF ProntoSIL CB 100-5-ODS | C18 | 10 | 2 | 5 | 100 | L1 | fully | Cartridges (5 pcs.) | SS | 10 x 2,0 mm
ProntoSIL | 6322E180CT050 | BISCHOFF ProntoSIL CB 100-5-ODS | C18 | 20 | 2 | 5 | 100 | L1 | fully | Cartridges (5 pcs.) | SS | 20 x 2,0 mm
ProntoSIL | 0102E180CT100 | BISCHOFF ProntoSIL CB 100-10-ODS | C18 | 14 | 2 | 10 | 100 | L1 | fully | HPLC Column | SS | 14 x 2,0 mm
ProntoSIL | 0103E180CT100 | BISCHOFF ProntoSIL CB 100-10-ODS | C18 | 14 | 3 | 10 | 100 | L1 | fully | HPLC Column | SS | 14 x 3,0 mm
ProntoSIL | 0104E180CT100 | BISCHOFF ProntoSIL CB 100-10-ODS | C18 | 14 | 4 | 10 | 100 | L1 | fully | HPLC Column | SS | 14 x 4,0 mm
ProntoSIL | 0146E180CT100 | BISCHOFF ProntoSIL CB 100-10-ODS | C18 | 14 | 4.6 | 10 | 100 | L1 | fully | HPLC Column | SS | 14 x 4,6 mm
ProntoSIL | A202E180CT100 | BISCHOFF ProntoSIL CB 100-10-ODS | C18 | 20 | 2 | 10 | 100 | L1 | fully | HPLC Column | SS | 20 x 2,0 mm
ProntoSIL | A203E180CT100 | BISCHOFF ProntoSIL CB 100-10-ODS | C18 | 20 | 3 | 10 | 100 | L1 | fully | HPLC Column | SS | 20 x 3,0 mm
ProntoSIL | A204E180CT100 | BISCHOFF ProntoSIL CB 100-10-ODS | C18 | 20 | 4 | 10 | 100 | L1 | fully | HPLC Column | SS | 20 x 4,0 mm
ProntoSIL | A246E180CT100 | BISCHOFF ProntoSIL CB 100-10-ODS | C18 | 20 | 4.6 | 10 | 100 | L1 | fully | HPLC Column | SS | 20 x 4,6 mm
ProntoSIL | 0202E180CT100 | BISCHOFF ProntoSIL CB 100-10-ODS | C18 | 25 | 2 | 10 | 100 | L1 | fully | HPLC Column | SS | 25 x 2,0 mm
ProntoSIL | 0203E180CT100 | BISCHOFF ProntoSIL CB 100-10-ODS | C18 | 25 | 3 | 10 | 100 | L1 | fully | HPLC Column | SS | 25 x 3,0 mm
ProntoSIL | 0204E180CT100 | BISCHOFF ProntoSIL CB 100-10-ODS | C18 | 25 | 4 | 10 | 100 | L1 | fully | HPLC Column | SS | 25 x 4,0 mm
ProntoSIL | 0246E180CT100 | BISCHOFF ProntoSIL CB 100-10-ODS | C18 | 25 | 4.6 | 10 | 100 | L1 | fully | HPLC Column | SS | 25 x 4,6 mm
ProntoSIL | 0302E180CT100 | BISCHOFF ProntoSIL CB 100-10-ODS | C18 | 30 | 2 | 10 | 100 | L1 | fully | HPLC Column | SS | 30 x 2,0 mm
ProntoSIL | 0303E180CT100 | BISCHOFF ProntoSIL CB 100-10-ODS | C18 | 30 | 3 | 10 | 100 | L1 | fully | HPLC Column | SS | 30 x 3,0 mm
ProntoSIL | 0304E180CT100 | BISCHOFF ProntoSIL CB 100-10-ODS | C18 | 30 | 4 | 10 | 100 | L1 | fully | HPLC Column | SS | 30 x 4,0 mm
ProntoSIL | 0346E180CT100 | BISCHOFF ProntoSIL CB 100-10-ODS | C18 | 30 | 4.6 | 10 | 100 | L1 | fully | HPLC Column | SS | 30 x 4,6 mm
ProntoSIL | 0402E180CT100 | BISCHOFF ProntoSIL CB 100-10-ODS | C18 | 33 | 2 | 10 | 100 | L1 | fully | HPLC Column | SS | 33 x 2,0 mm
ProntoSIL | 0403E180CT100 | BISCHOFF ProntoSIL CB 100-10-ODS | C18 | 33 | 3 | 10 | 100 | L1 | fully | HPLC Column | SS | 33 x 3,0 mm
ProntoSIL | 0404E180CT100 | BISCHOFF ProntoSIL CB 100-10-ODS | C18 | 33 | 4 | 10 | 100 | L1 | fully | HPLC Column | SS | 33 x 4,0 mm
ProntoSIL | 0446E180CT100 | BISCHOFF ProntoSIL CB 100-10-ODS | C18 | 33 | 4.6 | 10 | 100 | L1 | fully | HPLC Column | SS | 33 x 4,6 mm
ProntoSIL | A402E180CT100 | BISCHOFF ProntoSIL CB 100-10-ODS | C18 | 40 | 2 | 10 | 100 | L1 | fully | HPLC Column | SS | 40 x 2,0 mm
ProntoSIL | A403E180CT100 | BISCHOFF ProntoSIL CB 100-10-ODS | C18 | 40 | 3 | 10 | 100 | L1 | fully | HPLC Column | SS | 40 x 3,0 mm
ProntoSIL | A404E180CT100 | BISCHOFF ProntoSIL CB 100-10-ODS | C18 | 40 | 4 | 10 | 100 | L1 | fully | HPLC Column | SS | 40 x 4,0 mm
ProntoSIL | A446E180CT100 | BISCHOFF ProntoSIL CB 100-10-ODS | C18 | 40 | 4.6 | 10 | 100 | L1 | fully | HPLC Column | SS | 40 x 4,6 mm
ProntoSIL | 0502E180CT100 | BISCHOFF ProntoSIL CB 100-10-ODS | C18 | 50 | 2 | 10 | 100 | L1 | fully | HPLC Column | SS | 50 x 2,0 mm
ProntoSIL | 0503E180CT100 | BISCHOFF ProntoSIL CB 100-10-ODS | C18 | 50 | 3 | 10 | 100 | L1 | fully | HPLC Column | SS | 50 x 3,0 mm
ProntoSIL | 0504E180CT100 | BISCHOFF ProntoSIL CB 100-10-ODS | C18 | 50 | 4 | 10 | 100 | L1 | fully | HPLC Column | SS | 50 x 4,0 mm
ProntoSIL | 0546E180CT100 | BISCHOFF ProntoSIL CB 100-10-ODS | C18 | 50 | 4.6 | 10 | 100 | L1 | fully | HPLC Column | SS | 50 x 4,6 mm
ProntoSIL | 0602E180CT100 | BISCHOFF ProntoSIL CB 100-10-ODS | C18 | 53 | 2 | 10 | 100 | L1 | fully | HPLC Column | SS | 53 x 2,0 mm
ProntoSIL | 0603E180CT100 | BISCHOFF ProntoSIL CB 100-10-ODS | C18 | 53 | 3 | 10 | 100 | L1 | fully | HPLC Column | SS | 53 x 3,0 mm
ProntoSIL | 0604E180CT100 | BISCHOFF ProntoSIL CB 100-10-ODS | C18 | 53 | 4 | 10 | 100 | L1 | fully | HPLC Column | SS | 53 x 4,0 mm
ProntoSIL | 0646E180CT100 | BISCHOFF ProntoSIL CB 100-10-ODS | C18 | 53 | 4.6 | 10 | 100 | L1 | fully | HPLC Column | SS | 53 x 4,6 mm
ProntoSIL | A602E180CT100 | BISCHOFF ProntoSIL CB 100-10-ODS | C18 | 60 | 2 | 10 | 100 | L1 | fully | HPLC Column | SS | 60 x 2,0 mm
ProntoSIL | A603E180CT100 | BISCHOFF ProntoSIL CB 100-10-ODS | C18 | 60 | 3 | 10 | 100 | L1 | fully | HPLC Column | SS | 60 x 3,0 mm
ProntoSIL | A604E180CT100 | BISCHOFF ProntoSIL CB 100-10-ODS | C18 | 60 | 4 | 10 | 100 | L1 | fully | HPLC Column | SS | 60 x 4,0 mm
ProntoSIL | A646E180CT100 | BISCHOFF ProntoSIL CB 100-10-ODS | C18 | 60 | 4.6 | 10 | 100 | L1 | fully | HPLC Column | SS | 60 x 4,6 mm
ProntoSIL | 0702E180CT100 | BISCHOFF ProntoSIL CB 100-10-ODS | C18 | 75 | 2 | 10 | 100 | L1 | fully | HPLC Column | SS | 75 x 2,0 mm
ProntoSIL | 0703E180CT100 | BISCHOFF ProntoSIL CB 100-10-ODS | C18 | 75 | 3 | 10 | 100 | L1 | fully | HPLC Column | SS | 75 x 3,0 mm
ProntoSIL | 0704E180CT100 | BISCHOFF ProntoSIL CB 100-10-ODS | C18 | 75 | 4 | 10 | 100 | L1 | fully | HPLC Column | SS | 75 x 4,0 mm
ProntoSIL | 0746E180CT100 | BISCHOFF ProntoSIL CB 100-10-ODS | C18 | 75 | 4.6 | 10 | 100 | L1 | fully | HPLC Column | SS | 75 x 4,6 mm
ProntoSIL | 1002E180CT100 | BISCHOFF ProntoSIL CB 100-10-ODS | C18 | 100 | 2 | 10 | 100 | L1 | fully | HPLC Column | SS | 100 x 2,0 mm
ProntoSIL | 1003E180CT100 | BISCHOFF ProntoSIL CB 100-10-ODS | C18 | 100 | 3 | 10 | 100 | L1 | fully | HPLC Column | SS | 100 x 3,0 mm
ProntoSIL | 1004E180CT100 | BISCHOFF ProntoSIL CB 100-10-ODS | C18 | 100 | 4 | 10 | 100 | L1 | fully | HPLC Column | SS | 100 x 4,0 mm
ProntoSIL | 1046E180CT100 | BISCHOFF ProntoSIL CB 100-10-ODS | C18 | 100 | 4.6 | 10 | 100 | L1 | fully | HPLC Column | SS | 100 x 4,6 mm
ProntoSIL | 1202E180CT100 | BISCHOFF ProntoSIL CB 100-10-ODS | C18 | 125 | 2 | 10 | 100 | L1 | fully | HPLC Column | SS | 125 x 2,0 mm
ProntoSIL | 1203E180CT100 | BISCHOFF ProntoSIL CB 100-10-ODS | C18 | 125 | 3 | 10 | 100 | L1 | fully | HPLC Column | SS | 125 x 3,0 mm
ProntoSIL | 1204E180CT100 | BISCHOFF ProntoSIL CB 100-10-ODS | C18 | 125 | 4 | 10 | 100 | L1 | fully | HPLC Column | SS | 125 x 4,0 mm
ProntoSIL | 1246E180CT100 | BISCHOFF ProntoSIL CB 100-10-ODS | C18 | 125 | 4.6 | 10 | 100 | L1 | fully | HPLC Column | SS | 125 x 4,6 mm
ProntoSIL | 1502E180CT100 | BISCHOFF ProntoSIL CB 100-10-ODS | C18 | 150 | 2 | 10 | 100 | L1 | fully | HPLC Column | SS | 150 x 2,0 mm
ProntoSIL | 1503E180CT100 | BISCHOFF ProntoSIL CB 100-10-ODS | C18 | 150 | 3 | 10 | 100 | L1 | fully | HPLC Column | SS | 150 x 3,0 mm
ProntoSIL | 1504E180CT100 | BISCHOFF ProntoSIL CB 100-10-ODS | C18 | 150 | 4 | 10 | 100 | L1 | fully | HPLC Column | SS | 150 x 4,0 mm
ProntoSIL | 1546E180CT100 | BISCHOFF ProntoSIL CB 100-10-ODS | C18 | 150 | 4.6 | 10 | 100 | L1 | fully | HPLC Column | SS | 150 x 4,6 mm
ProntoSIL | 2002E180CT100 | BISCHOFF ProntoSIL CB 100-10-ODS | C18 | 200 | 2 | 10 | 100 | L1 | fully | HPLC Column | SS | 200 x 2,0 mm
ProntoSIL | 2003E180CT100 | BISCHOFF ProntoSIL CB 100-10-ODS | C18 | 200 | 3 | 10 | 100 | L1 | fully | HPLC Column | SS | 200 x 3,0 mm
ProntoSIL | 2004E180CT100 | BISCHOFF ProntoSIL CB 100-10-ODS | C18 | 200 | 4 | 10 | 100 | L1 | fully | HPLC Column | SS | 200 x 4,0 mm
ProntoSIL | 2046E180CT100 | BISCHOFF ProntoSIL CB 100-10-ODS | C18 | 200 | 4.6 | 10 | 100 | L1 | fully | HPLC Column | SS | 200 x 4,6 mm
ProntoSIL | 2502E180CT100 | BISCHOFF ProntoSIL CB 100-10-ODS | C18 | 250 | 2 | 10 | 100 | L1 | fully | HPLC Column | SS | 250 x 2,0 mm
ProntoSIL | 2503E180CT100 | BISCHOFF ProntoSIL CB 100-10-ODS | C18 | 250 | 3 | 10 | 100 | L1 | fully | HPLC Column | SS | 250 x 3,0 mm
ProntoSIL | 2504E180CT100 | BISCHOFF ProntoSIL CB 100-10-ODS | C18 | 250 | 4 | 10 | 100 | L1 | fully | HPLC Column | SS | 250 x 4,0 mm
ProntoSIL | 2546E180CT100 | BISCHOFF ProntoSIL CB 100-10-ODS | C18 | 250 | 4.6 | 10 | 100 | L1 | fully | HPLC Column | SS | 250 x 4,6 mm
ProntoSIL | 3002E180CT100 | BISCHOFF ProntoSIL CB 100-10-ODS | C18 | 300 | 2 | 10 | 100 | L1 | fully | HPLC Column | SS | 300 x 2,0 mm
ProntoSIL | 3003E180CT100 | BISCHOFF ProntoSIL CB 100-10-ODS | C18 | 300 | 3 | 10 | 100 | L1 | fully | HPLC Column | SS | 300 x 3,0 mm
ProntoSIL | 3004E180CT100 | BISCHOFF ProntoSIL CB 100-10-ODS | C18 | 300 | 4 | 10 | 100 | L1 | fully | HPLC Column | SS | 300 x 4,0 mm
ProntoSIL | 3046E180CT100 | BISCHOFF ProntoSIL CB 100-10-ODS | C18 | 300 | 4.6 | 10 | 100 | L1 | fully | HPLC Column | SS | 300 x 4,6 mm
ProntoSIL | 01P4E180CT100 | BISCHOFF ProntoSIL CB 100-10-ODS | C18 | 14 | 4 | 10 | 100 | L1 | fully | HPLC Column | PEEK | 14 x 4,0 mm
ProntoSIL | A2P4E180CT100 | BISCHOFF ProntoSIL CB 100-10-ODS | C18 | 20 | 4 | 10 | 100 | L1 | fully | HPLC Column | PEEK | 20 x 4,0 mm
ProntoSIL | 02P4E180CT100 | BISCHOFF ProntoSIL CB 100-10-ODS | C18 | 25 | 4 | 10 | 100 | L1 | fully | HPLC Column | PEEK | 25 x 4,0 mm
ProntoSIL | 03P4E180CT100 | BISCHOFF ProntoSIL CB 100-10-ODS | C18 | 30 | 4 | 10 | 100 | L1 | fully | HPLC Column | PEEK | 30 x 4,0 mm
ProntoSIL | 04P4E180CT100 | BISCHOFF ProntoSIL CB 100-10-ODS | C18 | 33 | 4 | 10 | 100 | L1 | fully | HPLC Column | PEEK | 33 x 4,0 mm
ProntoSIL | A4P4E180CT100 | BISCHOFF ProntoSIL CB 100-10-ODS | C18 | 40 | 4 | 10 | 100 | L1 | fully | HPLC Column | PEEK | 40 x 4,0 mm
ProntoSIL | 05P4E180CT100 | BISCHOFF ProntoSIL CB 100-10-ODS | C18 | 50 | 4 | 10 | 100 | L1 | fully | HPLC Column | PEEK | 50 x 4,0 mm
ProntoSIL | 06P4E180CT100 | BISCHOFF ProntoSIL CB 100-10-ODS | C18 | 53 | 4 | 10 | 100 | L1 | fully | HPLC Column | PEEK | 53 x 4,0 mm
ProntoSIL | A6P4E180CT100 | BISCHOFF ProntoSIL CB 100-10-ODS | C18 | 60 | 4 | 10 | 100 | L1 | fully | HPLC Column | PEEK | 60 x 4,0 mm
ProntoSIL | 07P4E180CT100 | BISCHOFF ProntoSIL CB 100-10-ODS | C18 | 75 | 4 | 10 | 100 | L1 | fully | HPLC Column | PEEK | 75 x 4,0 mm
ProntoSIL | 10P4E180CT100 | BISCHOFF ProntoSIL CB 100-10-ODS | C18 | 100 | 4 | 10 | 100 | L1 | fully | HPLC Column | PEEK | 100 x 4,0 mm
ProntoSIL | 12P4E180CT100 | BISCHOFF ProntoSIL CB 100-10-ODS | C18 | 125 | 4 | 10 | 100 | L1 | fully | HPLC Column | PEEK | 125 x 4,0 mm
ProntoSIL | 15P4E180CT100 | BISCHOFF ProntoSIL CB 100-10-ODS | C18 | 150 | 4 | 10 | 100 | L1 | fully | HPLC Column | PEEK | 150 x 4,0 mm
ProntoSIL | 20P4E180CT100 | BISCHOFF ProntoSIL CB 100-10-ODS | C18 | 200 | 4 | 10 | 100 | L1 | fully | HPLC Column | PEEK | 200 x 4,0 mm
ProntoSIL | 25P4E180CT100 | BISCHOFF ProntoSIL CB 100-10-ODS | C18 | 250 | 4 | 10 | 100 | L1 | fully | HPLC Column | PEEK | 250 x 4,0 mm
ProntoSIL | 30P4E180CT100 | BISCHOFF ProntoSIL CB 100-10-ODS | C18 | 300 | 4 | 10 | 100 | L1 | fully | HPLC Column | PEEK | 300 x 4,0 mm
ProntoSIL | 6305E180CT100 | BISCHOFF ProntoSIL CB 100-10-ODS | C18 | 5 | 4 | 10 | 100 | L1 | fully | Cartridges (5 pcs.) | SS | 5 x 4,0 mm
ProntoSIL | 6301E180CT100 | BISCHOFF ProntoSIL CB 100-10-ODS | C18 | 10 | 4 | 10 | 100 | L1 | fully | Cartridges (5 pcs.) | SS | 10 x 4,0 mm
ProntoSIL | 6302E180CT100 | BISCHOFF ProntoSIL CB 100-10-ODS | C18 | 20 | 4 | 10 | 100 | L1 | fully | Cartridges (5 pcs.) | SS | 20 x 4,0 mm
ProntoSIL | 63P1E180CT100 | BISCHOFF ProntoSIL CB 100-10-ODS | C18 | 10 | 4 | 10 | 100 | L1 | fully | Cartridges (5 pcs.) | PEEK | 10 x 4,0 mm
ProntoSIL | 63P2E180CT100 | BISCHOFF ProntoSIL CB 100-10-ODS | C18 | 20 | 4 | 10 | 100 | L1 | fully | Cartridges (5 pcs.) | PEEK | 20 x 4,0 mm
ProntoSIL | 6335E180CT100 | BISCHOFF ProntoSIL CB 100-10-ODS | C18 | 5 | 3 | 10 | 100 | L1 | fully | Cartridges (5 pcs.) | SS | 5 x 3,0 mm
ProntoSIL | 6331E180CT100 | BISCHOFF ProntoSIL CB 100-10-ODS | C18 | 10 | 3 | 10 | 100 | L1 | fully | Cartridges (5 pcs.) | SS | 10 x 3,0 mm
ProntoSIL | 6332E180CT100 | BISCHOFF ProntoSIL CB 100-10-ODS | C18 | 20 | 3 | 10 | 100 | L1 | fully | Cartridges (5 pcs.) | SS | 20 x 3,0 mm
ProntoSIL | 6325E180CT100 | BISCHOFF ProntoSIL CB 100-10-ODS | C18 | 5 | 2 | 10 | 100 | L1 | fully | Cartridges (5 pcs.) | SS | 5 x 2,0 mm
ProntoSIL | 6321E180CT100 | BISCHOFF ProntoSIL CB 100-10-ODS | C18 | 10 | 2 | 10 | 100 | L1 | fully | Cartridges (5 pcs.) | SS | 10 x 2,0 mm
ProntoSIL | 6322E180CT100 | BISCHOFF ProntoSIL CB 100-10-ODS | C18 | 20 | 2 | 10 | 100 | L1 | fully | Cartridges (5 pcs.) | SS | 20 x 2,0 mm
ProntoSIL | 0102E184CT050 | BISCHOFF ProntoSIL CB 100-5-ODS MA | AQ | 14 | 2 | 5 | 100 | L1 | fully | HPLC Column | SS | 14 x 2,0 mm
ProntoSIL | 0103E184CT050 | BISCHOFF ProntoSIL CB 100-5-ODS MA | AQ | 14 | 3 | 5 | 100 | L1 | fully | HPLC Column | SS | 14 x 3,0 mm
ProntoSIL | 0104E184CT050 | BISCHOFF ProntoSIL CB 100-5-ODS MA | AQ | 14 | 4 | 5 | 100 | L1 | fully | HPLC Column | SS | 14 x 4,0 mm
ProntoSIL | 0146E184CT050 | BISCHOFF ProntoSIL CB 100-5-ODS MA | AQ | 14 | 4.6 | 5 | 100 | L1 | fully | HPLC Column | SS | 14 x 4,6 mm
ProntoSIL | A202E184CT050 | BISCHOFF ProntoSIL CB 100-5-ODS MA | AQ | 20 | 2 | 5 | 100 | L1 | fully | HPLC Column | SS | 20 x 2,0 mm
ProntoSIL | A203E184CT050 | BISCHOFF ProntoSIL CB 100-5-ODS MA | AQ | 20 | 3 | 5 | 100 | L1 | fully | HPLC Column | SS | 20 x 3,0 mm
ProntoSIL | A204E184CT050 | BISCHOFF ProntoSIL CB 100-5-ODS MA | AQ | 20 | 4 | 5 | 100 | L1 | fully | HPLC Column | SS | 20 x 4,0 mm
ProntoSIL | A246E184CT050 | BISCHOFF ProntoSIL CB 100-5-ODS MA | AQ | 20 | 4.6 | 5 | 100 | L1 | fully | HPLC Column | SS | 20 x 4,6 mm
ProntoSIL | 0202E184CT050 | BISCHOFF ProntoSIL CB 100-5-ODS MA | AQ | 25 | 2 | 5 | 100 | L1 | fully | HPLC Column | SS | 25 x 2,0 mm
ProntoSIL | 0203E184CT050 | BISCHOFF ProntoSIL CB 100-5-ODS MA | AQ | 25 | 3 | 5 | 100 | L1 | fully | HPLC Column | SS | 25 x 3,0 mm
ProntoSIL | 0204E184CT050 | BISCHOFF ProntoSIL CB 100-5-ODS MA | AQ | 25 | 4 | 5 | 100 | L1 | fully | HPLC Column | SS | 25 x 4,0 mm
ProntoSIL | 0246E184CT050 | BISCHOFF ProntoSIL CB 100-5-ODS MA | AQ | 25 | 4.6 | 5 | 100 | L1 | fully | HPLC Column | SS | 25 x 4,6 mm
ProntoSIL | 0302E184CT050 | BISCHOFF ProntoSIL CB 100-5-ODS MA | AQ | 30 | 2 | 5 | 100 | L1 | fully | HPLC Column | SS | 30 x 2,0 mm
ProntoSIL | 0303E184CT050 | BISCHOFF ProntoSIL CB 100-5-ODS MA | AQ | 30 | 3 | 5 | 100 | L1 | fully | HPLC Column | SS | 30 x 3,0 mm
ProntoSIL | 0304E184CT050 | BISCHOFF ProntoSIL CB 100-5-ODS MA | AQ | 30 | 4 | 5 | 100 | L1 | fully | HPLC Column | SS | 30 x 4,0 mm
ProntoSIL | 0346E184CT050 | BISCHOFF ProntoSIL CB 100-5-ODS MA | AQ | 30 | 4.6 | 5 | 100 | L1 | fully | HPLC Column | SS | 30 x 4,6 mm
ProntoSIL | 0402E184CT050 | BISCHOFF ProntoSIL CB 100-5-ODS MA | AQ | 33 | 2 | 5 | 100 | L1 | fully | HPLC Column | SS | 33 x 2,0 mm
ProntoSIL | 0403E184CT050 | BISCHOFF ProntoSIL CB 100-5-ODS MA | AQ | 33 | 3 | 5 | 100 | L1 | fully | HPLC Column | SS | 33 x 3,0 mm
ProntoSIL | 0404E184CT050 | BISCHOFF ProntoSIL CB 100-5-ODS MA | AQ | 33 | 4 | 5 | 100 | L1 | fully | HPLC Column | SS | 33 x 4,0 mm
ProntoSIL | 0446E184CT050 | BISCHOFF ProntoSIL CB 100-5-ODS MA | AQ | 33 | 4.6 | 5 | 100 | L1 | fully | HPLC Column | SS | 33 x 4,6 mm
ProntoSIL | A402E184CT050 | BISCHOFF ProntoSIL CB 100-5-ODS MA | AQ | 40 | 2 | 5 | 100 | L1 | fully | HPLC Column | SS | 40 x 2,0 mm
ProntoSIL | A403E184CT050 | BISCHOFF ProntoSIL CB 100-5-ODS MA | AQ | 40 | 3 | 5 | 100 | L1 | fully | HPLC Column | SS | 40 x 3,0 mm
ProntoSIL | A404E184CT050 | BISCHOFF ProntoSIL CB 100-5-ODS MA | AQ | 40 | 4 | 5 | 100 | L1 | fully | HPLC Column | SS | 40 x 4,0 mm
ProntoSIL | A446E184CT050 | BISCHOFF ProntoSIL CB 100-5-ODS MA | AQ | 40 | 4.6 | 5 | 100 | L1 | fully | HPLC Column | SS | 40 x 4,6 mm
ProntoSIL | 0502E184CT050 | BISCHOFF ProntoSIL CB 100-5-ODS MA | AQ | 50 | 2 | 5 | 100 | L1 | fully | HPLC Column | SS | 50 x 2,0 mm
ProntoSIL | 0503E184CT050 | BISCHOFF ProntoSIL CB 100-5-ODS MA | AQ | 50 | 3 | 5 | 100 | L1 | fully | HPLC Column | SS | 50 x 3,0 mm
ProntoSIL | 0504E184CT050 | BISCHOFF ProntoSIL CB 100-5-ODS MA | AQ | 50 | 4 | 5 | 100 | L1 | fully | HPLC Column | SS | 50 x 4,0 mm
ProntoSIL | 0546E184CT050 | BISCHOFF ProntoSIL CB 100-5-ODS MA | AQ | 50 | 4.6 | 5 | 100 | L1 | fully | HPLC Column | SS | 50 x 4,6 mm
ProntoSIL | 0602E184CT050 | BISCHOFF ProntoSIL CB 100-5-ODS MA | AQ | 53 | 2 | 5 | 100 | L1 | fully | HPLC Column | SS | 53 x 2,0 mm
ProntoSIL | 0603E184CT050 | BISCHOFF ProntoSIL CB 100-5-ODS MA | AQ | 53 | 3 | 5 | 100 | L1 | fully | HPLC Column | SS | 53 x 3,0 mm
ProntoSIL | 0604E184CT050 | BISCHOFF ProntoSIL CB 100-5-ODS MA | AQ | 53 | 4 | 5 | 100 | L1 | fully | HPLC Column | SS | 53 x 4,0 mm
ProntoSIL | 0646E184CT050 | BISCHOFF ProntoSIL CB 100-5-ODS MA | AQ | 53 | 4.6 | 5 | 100 | L1 | fully | HPLC Column | SS | 53 x 4,6 mm
ProntoSIL | A602E184CT050 | BISCHOFF ProntoSIL CB 100-5-ODS MA | AQ | 60 | 2 | 5 | 100 | L1 | fully | HPLC Column | SS | 60 x 2,0 mm
ProntoSIL | A603E184CT050 | BISCHOFF ProntoSIL CB 100-5-ODS MA | AQ | 60 | 3 | 5 | 100 | L1 | fully | HPLC Column | SS | 60 x 3,0 mm
ProntoSIL | A604E184CT050 | BISCHOFF ProntoSIL CB 100-5-ODS MA | AQ | 60 | 4 | 5 | 100 | L1 | fully | HPLC Column | SS | 60 x 4,0 mm
ProntoSIL | A646E184CT050 | BISCHOFF ProntoSIL CB 100-5-ODS MA | AQ | 60 | 4.6 | 5 | 100 | L1 | fully | HPLC Column | SS | 60 x 4,6 mm
ProntoSIL | 0702E184CT050 | BISCHOFF ProntoSIL CB 100-5-ODS MA | AQ | 75 | 2 | 5 | 100 | L1 | fully | HPLC Column | SS | 75 x 2,0 mm
ProntoSIL | 0703E184CT050 | BISCHOFF ProntoSIL CB 100-5-ODS MA | AQ | 75 | 3 | 5 | 100 | L1 | fully | HPLC Column | SS | 75 x 3,0 mm
ProntoSIL | 0704E184CT050 | BISCHOFF ProntoSIL CB 100-5-ODS MA | AQ | 75 | 4 | 5 | 100 | L1 | fully | HPLC Column | SS | 75 x 4,0 mm
ProntoSIL | 0746E184CT050 | BISCHOFF ProntoSIL CB 100-5-ODS MA | AQ | 75 | 4.6 | 5 | 100 | L1 | fully | HPLC Column | SS | 75 x 4,6 mm
ProntoSIL | 1002E184CT050 | BISCHOFF ProntoSIL CB 100-5-ODS MA | AQ | 100 | 2 | 5 | 100 | L1 | fully | HPLC Column | SS | 100 x 2,0 mm
ProntoSIL | 1003E184CT050 | BISCHOFF ProntoSIL CB 100-5-ODS MA | AQ | 100 | 3 | 5 | 100 | L1 | fully | HPLC Column | SS | 100 x 3,0 mm
ProntoSIL | 1004E184CT050 | BISCHOFF ProntoSIL CB 100-5-ODS MA | AQ | 100 | 4 | 5 | 100 | L1 | fully | HPLC Column | SS | 100 x 4,0 mm
ProntoSIL | 1046E184CT050 | BISCHOFF ProntoSIL CB 100-5-ODS MA | AQ | 100 | 4.6 | 5 | 100 | L1 | fully | HPLC Column | SS | 100 x 4,6 mm
ProntoSIL | 1202E184CT050 | BISCHOFF ProntoSIL CB 100-5-ODS MA | AQ | 125 | 2 | 5 | 100 | L1 | fully | HPLC Column | SS | 125 x 2,0 mm
ProntoSIL | 1203E184CT050 | BISCHOFF ProntoSIL CB 100-5-ODS MA | AQ | 125 | 3 | 5 | 100 | L1 | fully | HPLC Column | SS | 125 x 3,0 mm
ProntoSIL | 1204E184CT050 | BISCHOFF ProntoSIL CB 100-5-ODS MA | AQ | 125 | 4 | 5 | 100 | L1 | fully | HPLC Column | SS | 125 x 4,0 mm
ProntoSIL | 1246E184CT050 | BISCHOFF ProntoSIL CB 100-5-ODS MA | AQ | 125 | 4.6 | 5 | 100 | L1 | fully | HPLC Column | SS | 125 x 4,6 mm
ProntoSIL | 1502E184CT050 | BISCHOFF ProntoSIL CB 100-5-ODS MA | AQ | 150 | 2 | 5 | 100 | L1 | fully | HPLC Column | SS | 150 x 2,0 mm
ProntoSIL | 1503E184CT050 | BISCHOFF ProntoSIL CB 100-5-ODS MA | AQ | 150 | 3 | 5 | 100 | L1 | fully | HPLC Column | SS | 150 x 3,0 mm
ProntoSIL | 1504E184CT050 | BISCHOFF ProntoSIL CB 100-5-ODS MA | AQ | 150 | 4 | 5 | 100 | L1 | fully | HPLC Column | SS | 150 x 4,0 mm
ProntoSIL | 1546E184CT050 | BISCHOFF ProntoSIL CB 100-5-ODS MA | AQ | 150 | 4.6 | 5 | 100 | L1 | fully | HPLC Column | SS | 150 x 4,6 mm
ProntoSIL | 2002E184CT050 | BISCHOFF ProntoSIL CB 100-5-ODS MA | AQ | 200 | 2 | 5 | 100 | L1 | fully | HPLC Column | SS | 200 x 2,0 mm
ProntoSIL | 2003E184CT050 | BISCHOFF ProntoSIL CB 100-5-ODS MA | AQ | 200 | 3 | 5 | 100 | L1 | fully | HPLC Column | SS | 200 x 3,0 mm
ProntoSIL | 2004E184CT050 | BISCHOFF ProntoSIL CB 100-5-ODS MA | AQ | 200 | 4 | 5 | 100 | L1 | fully | HPLC Column | SS | 200 x 4,0 mm
ProntoSIL | 2046E184CT050 | BISCHOFF ProntoSIL CB 100-5-ODS MA | AQ | 200 | 4.6 | 5 | 100 | L1 | fully | HPLC Column | SS | 200 x 4,6 mm
ProntoSIL | 2502E184CT050 | BISCHOFF ProntoSIL CB 100-5-ODS MA | AQ | 250 | 2 | 5 | 100 | L1 | fully | HPLC Column | SS | 250 x 2,0 mm
ProntoSIL | 2503E184CT050 | BISCHOFF ProntoSIL CB 100-5-ODS MA | AQ | 250 | 3 | 5 | 100 | L1 | fully | HPLC Column | SS | 250 x 3,0 mm
ProntoSIL | 2504E184CT050 | BISCHOFF ProntoSIL CB 100-5-ODS MA | AQ | 250 | 4 | 5 | 100 | L1 | fully | HPLC Column | SS | 250 x 4,0 mm
ProntoSIL | 2546E184CT050 | BISCHOFF ProntoSIL CB 100-5-ODS MA | AQ | 250 | 4.6 | 5 | 100 | L1 | fully | HPLC Column | SS | 250 x 4,6 mm
ProntoSIL | 3002E184CT050 | BISCHOFF ProntoSIL CB 100-5-ODS MA | AQ | 300 | 2 | 5 | 100 | L1 | fully | HPLC Column | SS | 300 x 2,0 mm
ProntoSIL | 3003E184CT050 | BISCHOFF ProntoSIL CB 100-5-ODS MA | AQ | 300 | 3 | 5 | 100 | L1 | fully | HPLC Column | SS | 300 x 3,0 mm
ProntoSIL | 3004E184CT050 | BISCHOFF ProntoSIL CB 100-5-ODS MA | AQ | 300 | 4 | 5 | 100 | L1 | fully | HPLC Column | SS | 300 x 4,0 mm
ProntoSIL | 3046E184CT050 | BISCHOFF ProntoSIL CB 100-5-ODS MA | AQ | 300 | 4.6 | 5 | 100 | L1 | fully | HPLC Column | SS | 300 x 4,6 mm
ProntoSIL | 01P4E184CT050 | BISCHOFF ProntoSIL CB 100-5-ODS MA | AQ | 14 | 4 | 5 | 100 | L1 | fully | HPLC Column | PEEK | 14 x 4,0 mm
ProntoSIL | A2P4E184CT050 | BISCHOFF ProntoSIL CB 100-5-ODS MA | AQ | 20 | 4 | 5 | 100 | L1 | fully | HPLC Column | PEEK | 20 x 4,0 mm
ProntoSIL | 02P4E184CT050 | BISCHOFF ProntoSIL CB 100-5-ODS MA | AQ | 25 | 4 | 5 | 100 | L1 | fully | HPLC Column | PEEK | 25 x 4,0 mm
ProntoSIL | 03P4E184CT050 | BISCHOFF ProntoSIL CB 100-5-ODS MA | AQ | 30 | 4 | 5 | 100 | L1 | fully | HPLC Column | PEEK | 30 x 4,0 mm
ProntoSIL | 04P4E184CT050 | BISCHOFF ProntoSIL CB 100-5-ODS MA | AQ | 33 | 4 | 5 | 100 | L1 | fully | HPLC Column | PEEK | 33 x 4,0 mm
ProntoSIL | A4P4E184CT050 | BISCHOFF ProntoSIL CB 100-5-ODS MA | AQ | 40 | 4 | 5 | 100 | L1 | fully | HPLC Column | PEEK | 40 x 4,0 mm
ProntoSIL | 05P4E184CT050 | BISCHOFF ProntoSIL CB 100-5-ODS MA | AQ | 50 | 4 | 5 | 100 | L1 | fully | HPLC Column | PEEK | 50 x 4,0 mm
ProntoSIL | 06P4E184CT050 | BISCHOFF ProntoSIL CB 100-5-ODS MA | AQ | 53 | 4 | 5 | 100 | L1 | fully | HPLC Column | PEEK | 53 x 4,0 mm
ProntoSIL | A6P4E184CT050 | BISCHOFF ProntoSIL CB 100-5-ODS MA | AQ | 60 | 4 | 5 | 100 | L1 | fully | HPLC Column | PEEK | 60 x 4,0 mm
ProntoSIL | 07P4E184CT050 | BISCHOFF ProntoSIL CB 100-5-ODS MA | AQ | 75 | 4 | 5 | 100 | L1 | fully | HPLC Column | PEEK | 75 x 4,0 mm
ProntoSIL | 10P4E184CT050 | BISCHOFF ProntoSIL CB 100-5-ODS MA | AQ | 100 | 4 | 5 | 100 | L1 | fully | HPLC Column | PEEK | 100 x 4,0 mm
ProntoSIL | 12P4E184CT050 | BISCHOFF ProntoSIL CB 100-5-ODS MA | AQ | 125 | 4 | 5 | 100 | L1 | fully | HPLC Column | PEEK | 125 x 4,0 mm
ProntoSIL | 15P4E184CT050 | BISCHOFF ProntoSIL CB 100-5-ODS MA | AQ | 150 | 4 | 5 | 100 | L1 | fully | HPLC Column | PEEK | 150 x 4,0 mm
ProntoSIL | 20P4E184CT050 | BISCHOFF ProntoSIL CB 100-5-ODS MA | AQ | 200 | 4 | 5 | 100 | L1 | fully | HPLC Column | PEEK | 200 x 4,0 mm
ProntoSIL | 25P4E184CT050 | BISCHOFF ProntoSIL CB 100-5-ODS MA | AQ | 250 | 4 | 5 | 100 | L1 | fully | HPLC Column | PEEK | 250 x 4,0 mm
ProntoSIL | 30P4E184CT050 | BISCHOFF ProntoSIL CB 100-5-ODS MA | AQ | 300 | 4 | 5 | 100 | L1 | fully | HPLC Column | PEEK | 300 x 4,0 mm
ProntoSIL | 6305E184CT050 | BISCHOFF ProntoSIL CB 100-5-ODS MA | AQ | 5 | 4 | 5 | 100 | L1 | fully | Cartridges (5 pcs.) | SS | 5 x 4,0 mm
ProntoSIL | 6301E184CT050 | BISCHOFF ProntoSIL CB 100-5-ODS MA | AQ | 10 | 4 | 5 | 100 | L1 | fully | Cartridges (5 pcs.) | SS | 10 x 4,0 mm
ProntoSIL | 6302E184CT050 | BISCHOFF ProntoSIL CB 100-5-ODS MA | AQ | 20 | 4 | 5 | 100 | L1 | fully | Cartridges (5 pcs.) | SS | 20 x 4,0 mm
ProntoSIL | 63P1E184CT050 | BISCHOFF ProntoSIL CB 100-5-ODS MA | AQ | 10 | 4 | 5 | 100 | L1 | fully | Cartridges (5 pcs.) | PEEK | 10 x 4,0 mm
ProntoSIL | 63P2E184CT050 | BISCHOFF ProntoSIL CB 100-5-ODS MA | AQ | 20 | 4 | 5 | 100 | L1 | fully | Cartridges (5 pcs.) | PEEK | 20 x 4,0 mm
ProntoSIL | 6335E184CT050 | BISCHOFF ProntoSIL CB 100-5-ODS MA | AQ | 5 | 3 | 5 | 100 | L1 | fully | Cartridges (5 pcs.) | SS | 5 x 3,0 mm
ProntoSIL | 6331E184CT050 | BISCHOFF ProntoSIL CB 100-5-ODS MA | AQ | 10 | 3 | 5 | 100 | L1 | fully | Cartridges (5 pcs.) | SS | 10 x 3,0 mm
ProntoSIL | 6332E184CT050 | BISCHOFF ProntoSIL CB 100-5-ODS MA | AQ | 20 | 3 | 5 | 100 | L1 | fully | Cartridges (5 pcs.) | SS | 20 x 3,0 mm
ProntoSIL | 6325E184CT050 | BISCHOFF ProntoSIL CB 100-5-ODS MA | AQ | 5 | 2 | 5 | 100 | L1 | fully | Cartridges (5 pcs.) | SS | 5 x 2,0 mm
ProntoSIL | 6321E184CT050 | BISCHOFF ProntoSIL CB 100-5-ODS MA | AQ | 10 | 2 | 5 | 100 | L1 | fully | Cartridges (5 pcs.) | SS | 10 x 2,0 mm
ProntoSIL | 6322E184CT050 | BISCHOFF ProntoSIL CB 100-5-ODS MA | AQ | 20 | 2 | 5 | 100 | L1 | fully | Cartridges (5 pcs.) | SS | 20 x 2,0 mm
ProntoSIL | 0102E184CT100 | BISCHOFF ProntoSIL CB 100-10-ODS MA | AQ | 14 | 2 | 10 | 100 | L1 | fully | HPLC Column | SS | 14 x 2,0 mm
ProntoSIL | 0103E184CT100 | BISCHOFF ProntoSIL CB 100-10-ODS MA | AQ | 14 | 3 | 10 | 100 | L1 | fully | HPLC Column | SS | 14 x 3,0 mm
ProntoSIL | 0104E184CT100 | BISCHOFF ProntoSIL CB 100-10-ODS MA | AQ | 14 | 4 | 10 | 100 | L1 | fully | HPLC Column | SS | 14 x 4,0 mm
ProntoSIL | 0146E184CT100 | BISCHOFF ProntoSIL CB 100-10-ODS MA | AQ | 14 | 4.6 | 10 | 100 | L1 | fully | HPLC Column | SS | 14 x 4,6 mm
ProntoSIL | A202E184CT100 | BISCHOFF ProntoSIL CB 100-10-ODS MA | AQ | 20 | 2 | 10 | 100 | L1 | fully | HPLC Column | SS | 20 x 2,0 mm
ProntoSIL | A203E184CT100 | BISCHOFF ProntoSIL CB 100-10-ODS MA | AQ | 20 | 3 | 10 | 100 | L1 | fully | HPLC Column | SS | 20 x 3,0 mm
ProntoSIL | A204E184CT100 | BISCHOFF ProntoSIL CB 100-10-ODS MA | AQ | 20 | 4 | 10 | 100 | L1 | fully | HPLC Column | SS | 20 x 4,0 mm
ProntoSIL | A246E184CT100 | BISCHOFF ProntoSIL CB 100-10-ODS MA | AQ | 20 | 4.6 | 10 | 100 | L1 | fully | HPLC Column | SS | 20 x 4,6 mm
ProntoSIL | 0202E184CT100 | BISCHOFF ProntoSIL CB 100-10-ODS MA | AQ | 25 | 2 | 10 | 100 | L1 | fully | HPLC Column | SS | 25 x 2,0 mm
ProntoSIL | 0203E184CT100 | BISCHOFF ProntoSIL CB 100-10-ODS MA | AQ | 25 | 3 | 10 | 100 | L1 | fully | HPLC Column | SS | 25 x 3,0 mm
ProntoSIL | 0204E184CT100 | BISCHOFF ProntoSIL CB 100-10-ODS MA | AQ | 25 | 4 | 10 | 100 | L1 | fully | HPLC Column | SS | 25 x 4,0 mm
ProntoSIL | 0246E184CT100 | BISCHOFF ProntoSIL CB 100-10-ODS MA | AQ | 25 | 4.6 | 10 | 100 | L1 | fully | HPLC Column | SS | 25 x 4,6 mm
ProntoSIL | 0302E184CT100 | BISCHOFF ProntoSIL CB 100-10-ODS MA | AQ | 30 | 2 | 10 | 100 | L1 | fully | HPLC Column | SS | 30 x 2,0 mm
ProntoSIL | 0303E184CT100 | BISCHOFF ProntoSIL CB 100-10-ODS MA | AQ | 30 | 3 | 10 | 100 | L1 | fully | HPLC Column | SS | 30 x 3,0 mm
ProntoSIL | 0304E184CT100 | BISCHOFF ProntoSIL CB 100-10-ODS MA | AQ | 30 | 4 | 10 | 100 | L1 | fully | HPLC Column | SS | 30 x 4,0 mm
ProntoSIL | 0346E184CT100 | BISCHOFF ProntoSIL CB 100-10-ODS MA | AQ | 30 | 4.6 | 10 | 100 | L1 | fully | HPLC Column | SS | 30 x 4,6 mm
ProntoSIL | 0402E184CT100 | BISCHOFF ProntoSIL CB 100-10-ODS MA | AQ | 33 | 2 | 10 | 100 | L1 | fully | HPLC Column | SS | 33 x 2,0 mm
ProntoSIL | 0403E184CT100 | BISCHOFF ProntoSIL CB 100-10-ODS MA | AQ | 33 | 3 | 10 | 100 | L1 | fully | HPLC Column | SS | 33 x 3,0 mm
ProntoSIL | 0404E184CT100 | BISCHOFF ProntoSIL CB 100-10-ODS MA | AQ | 33 | 4 | 10 | 100 | L1 | fully | HPLC Column | SS | 33 x 4,0 mm
ProntoSIL | 0446E184CT100 | BISCHOFF ProntoSIL CB 100-10-ODS MA | AQ | 33 | 4.6 | 10 | 100 | L1 | fully | HPLC Column | SS | 33 x 4,6 mm
ProntoSIL | A402E184CT100 | BISCHOFF ProntoSIL CB 100-10-ODS MA | AQ | 40 | 2 | 10 | 100 | L1 | fully | HPLC Column | SS | 40 x 2,0 mm
ProntoSIL | A403E184CT100 | BISCHOFF ProntoSIL CB 100-10-ODS MA | AQ | 40 | 3 | 10 | 100 | L1 | fully | HPLC Column | SS | 40 x 3,0 mm
ProntoSIL | A404E184CT100 | BISCHOFF ProntoSIL CB 100-10-ODS MA | AQ | 40 | 4 | 10 | 100 | L1 | fully | HPLC Column | SS | 40 x 4,0 mm
ProntoSIL | A446E184CT100 | BISCHOFF ProntoSIL CB 100-10-ODS MA | AQ | 40 | 4.6 | 10 | 100 | L1 | fully | HPLC Column | SS | 40 x 4,6 mm
ProntoSIL | 0502E184CT100 | BISCHOFF ProntoSIL CB 100-10-ODS MA | AQ | 50 | 2 | 10 | 100 | L1 | fully | HPLC Column | SS | 50 x 2,0 mm
ProntoSIL | 0503E184CT100 | BISCHOFF ProntoSIL CB 100-10-ODS MA | AQ | 50 | 3 | 10 | 100 | L1 | fully | HPLC Column | SS | 50 x 3,0 mm
ProntoSIL | 0504E184CT100 | BISCHOFF ProntoSIL CB 100-10-ODS MA | AQ | 50 | 4 | 10 | 100 | L1 | fully | HPLC Column | SS | 50 x 4,0 mm
ProntoSIL | 0546E184CT100 | BISCHOFF ProntoSIL CB 100-10-ODS MA | AQ | 50 | 4.6 | 10 | 100 | L1 | fully | HPLC Column | SS | 50 x 4,6 mm
ProntoSIL | 0602E184CT100 | BISCHOFF ProntoSIL CB 100-10-ODS MA | AQ | 53 | 2 | 10 | 100 | L1 | fully | HPLC Column | SS | 53 x 2,0 mm
ProntoSIL | 0603E184CT100 | BISCHOFF ProntoSIL CB 100-10-ODS MA | AQ | 53 | 3 | 10 | 100 | L1 | fully | HPLC Column | SS | 53 x 3,0 mm
ProntoSIL | 0604E184CT100 | BISCHOFF ProntoSIL CB 100-10-ODS MA | AQ | 53 | 4 | 10 | 100 | L1 | fully | HPLC Column | SS | 53 x 4,0 mm
ProntoSIL | 0646E184CT100 | BISCHOFF ProntoSIL CB 100-10-ODS MA | AQ | 53 | 4.6 | 10 | 100 | L1 | fully | HPLC Column | SS | 53 x 4,6 mm
ProntoSIL | A602E184CT100 | BISCHOFF ProntoSIL CB 100-10-ODS MA | AQ | 60 | 2 | 10 | 100 | L1 | fully | HPLC Column | SS | 60 x 2,0 mm
ProntoSIL | A603E184CT100 | BISCHOFF ProntoSIL CB 100-10-ODS MA | AQ | 60 | 3 | 10 | 100 | L1 | fully | HPLC Column | SS | 60 x 3,0 mm
ProntoSIL | A604E184CT100 | BISCHOFF ProntoSIL CB 100-10-ODS MA | AQ | 60 | 4 | 10 | 100 | L1 | fully | HPLC Column | SS | 60 x 4,0 mm
ProntoSIL | A646E184CT100 | BISCHOFF ProntoSIL CB 100-10-ODS MA | AQ | 60 | 4.6 | 10 | 100 | L1 | fully | HPLC Column | SS | 60 x 4,6 mm
ProntoSIL | 0702E184CT100 | BISCHOFF ProntoSIL CB 100-10-ODS MA | AQ | 75 | 2 | 10 | 100 | L1 | fully | HPLC Column | SS | 75 x 2,0 mm
ProntoSIL | 0703E184CT100 | BISCHOFF ProntoSIL CB 100-10-ODS MA | AQ | 75 | 3 | 10 | 100 | L1 | fully | HPLC Column | SS | 75 x 3,0 mm
ProntoSIL | 0704E184CT100 | BISCHOFF ProntoSIL CB 100-10-ODS MA | AQ | 75 | 4 | 10 | 100 | L1 | fully | HPLC Column | SS | 75 x 4,0 mm
ProntoSIL | 0746E184CT100 | BISCHOFF ProntoSIL CB 100-10-ODS MA | AQ | 75 | 4.6 | 10 | 100 | L1 | fully | HPLC Column | SS | 75 x 4,6 mm
ProntoSIL | 1002E184CT100 | BISCHOFF ProntoSIL CB 100-10-ODS MA | AQ | 100 | 2 | 10 | 100 | L1 | fully | HPLC Column | SS | 100 x 2,0 mm
ProntoSIL | 1003E184CT100 | BISCHOFF ProntoSIL CB 100-10-ODS MA | AQ | 100 | 3 | 10 | 100 | L1 | fully | HPLC Column | SS | 100 x 3,0 mm
ProntoSIL | 1004E184CT100 | BISCHOFF ProntoSIL CB 100-10-ODS MA | AQ | 100 | 4 | 10 | 100 | L1 | fully | HPLC Column | SS | 100 x 4,0 mm
ProntoSIL | 1046E184CT100 | BISCHOFF ProntoSIL CB 100-10-ODS MA | AQ | 100 | 4.6 | 10 | 100 | L1 | fully | HPLC Column | SS | 100 x 4,6 mm
ProntoSIL | 1202E184CT100 | BISCHOFF ProntoSIL CB 100-10-ODS MA | AQ | 125 | 2 | 10 | 100 | L1 | fully | HPLC Column | SS | 125 x 2,0 mm
ProntoSIL | 1203E184CT100 | BISCHOFF ProntoSIL CB 100-10-ODS MA | AQ | 125 | 3 | 10 | 100 | L1 | fully | HPLC Column | SS | 125 x 3,0 mm
ProntoSIL | 1204E184CT100 | BISCHOFF ProntoSIL CB 100-10-ODS MA | AQ | 125 | 4 | 10 | 100 | L1 | fully | HPLC Column | SS | 125 x 4,0 mm
ProntoSIL | 1246E184CT100 | BISCHOFF ProntoSIL CB 100-10-ODS MA | AQ | 125 | 4.6 | 10 | 100 | L1 | fully | HPLC Column | SS | 125 x 4,6 mm
ProntoSIL | 1502E184CT100 | BISCHOFF ProntoSIL CB 100-10-ODS MA | AQ | 150 | 2 | 10 | 100 | L1 | fully | HPLC Column | SS | 150 x 2,0 mm
ProntoSIL | 1503E184CT100 | BISCHOFF ProntoSIL CB 100-10-ODS MA | AQ | 150 | 3 | 10 | 100 | L1 | fully | HPLC Column | SS | 150 x 3,0 mm
ProntoSIL | 1504E184CT100 | BISCHOFF ProntoSIL CB 100-10-ODS MA | AQ | 150 | 4 | 10 | 100 | L1 | fully | HPLC Column | SS | 150 x 4,0 mm
ProntoSIL | 1546E184CT100 | BISCHOFF ProntoSIL CB 100-10-ODS MA | AQ | 150 | 4.6 | 10 | 100 | L1 | fully | HPLC Column | SS | 150 x 4,6 mm
ProntoSIL | 2002E184CT100 | BISCHOFF ProntoSIL CB 100-10-ODS MA | AQ | 200 | 2 | 10 | 100 | L1 | fully | HPLC Column | SS | 200 x 2,0 mm
ProntoSIL | 2003E184CT100 | BISCHOFF ProntoSIL CB 100-10-ODS MA | AQ | 200 | 3 | 10 | 100 | L1 | fully | HPLC Column | SS | 200 x 3,0 mm
ProntoSIL | 2004E184CT100 | BISCHOFF ProntoSIL CB 100-10-ODS MA | AQ | 200 | 4 | 10 | 100 | L1 | fully | HPLC Column | SS | 200 x 4,0 mm
ProntoSIL | 2046E184CT100 | BISCHOFF ProntoSIL CB 100-10-ODS MA | AQ | 200 | 4.6 | 10 | 100 | L1 | fully | HPLC Column | SS | 200 x 4,6 mm
ProntoSIL | 2502E184CT100 | BISCHOFF ProntoSIL CB 100-10-ODS MA | AQ | 250 | 2 | 10 | 100 | L1 | fully | HPLC Column | SS | 250 x 2,0 mm
ProntoSIL | 2503E184CT100 | BISCHOFF ProntoSIL CB 100-10-ODS MA | AQ | 250 | 3 | 10 | 100 | L1 | fully | HPLC Column | SS | 250 x 3,0 mm
ProntoSIL | 2504E184CT100 | BISCHOFF ProntoSIL CB 100-10-ODS MA | AQ | 250 | 4 | 10 | 100 | L1 | fully | HPLC Column | SS | 250 x 4,0 mm
ProntoSIL | 2546E184CT100 | BISCHOFF ProntoSIL CB 100-10-ODS MA | AQ | 250 | 4.6 | 10 | 100 | L1 | fully | HPLC Column | SS | 250 x 4,6 mm
ProntoSIL | 3002E184CT100 | BISCHOFF ProntoSIL CB 100-10-ODS MA | AQ | 300 | 2 | 10 | 100 | L1 | fully | HPLC Column | SS | 300 x 2,0 mm
ProntoSIL | 3003E184CT100 | BISCHOFF ProntoSIL CB 100-10-ODS MA | AQ | 300 | 3 | 10 | 100 | L1 | fully | HPLC Column | SS | 300 x 3,0 mm
ProntoSIL | 3004E184CT100 | BISCHOFF ProntoSIL CB 100-10-ODS MA | AQ | 300 | 4 | 10 | 100 | L1 | fully | HPLC Column | SS | 300 x 4,0 mm
ProntoSIL | 3046E184CT100 | BISCHOFF ProntoSIL CB 100-10-ODS MA | AQ | 300 | 4.6 | 10 | 100 | L1 | fully | HPLC Column | SS | 300 x 4,6 mm
ProntoSIL | 01P4E184CT100 | BISCHOFF ProntoSIL CB 100-10-ODS MA | AQ | 14 | 4 | 10 | 100 | L1 | fully | HPLC Column | PEEK | 14 x 4,0 mm
ProntoSIL | A2P4E184CT100 | BISCHOFF ProntoSIL CB 100-10-ODS MA | AQ | 20 | 4 | 10 | 100 | L1 | fully | HPLC Column | PEEK | 20 x 4,0 mm
ProntoSIL | 02P4E184CT100 | BISCHOFF ProntoSIL CB 100-10-ODS MA | AQ | 25 | 4 | 10 | 100 | L1 | fully | HPLC Column | PEEK | 25 x 4,0 mm
ProntoSIL | 03P4E184CT100 | BISCHOFF ProntoSIL CB 100-10-ODS MA | AQ | 30 | 4 | 10 | 100 | L1 | fully | HPLC Column | PEEK | 30 x 4,0 mm
ProntoSIL | 04P4E184CT100 | BISCHOFF ProntoSIL CB 100-10-ODS MA | AQ | 33 | 4 | 10 | 100 | L1 | fully | HPLC Column | PEEK | 33 x 4,0 mm
ProntoSIL | A4P4E184CT100 | BISCHOFF ProntoSIL CB 100-10-ODS MA | AQ | 40 | 4 | 10 | 100 | L1 | fully | HPLC Column | PEEK | 40 x 4,0 mm
ProntoSIL | 05P4E184CT100 | BISCHOFF ProntoSIL CB 100-10-ODS MA | AQ | 50 | 4 | 10 | 100 | L1 | fully | HPLC Column | PEEK | 50 x 4,0 mm
ProntoSIL | 06P4E184CT100 | BISCHOFF ProntoSIL CB 100-10-ODS MA | AQ | 53 | 4 | 10 | 100 | L1 | fully | HPLC Column | PEEK | 53 x 4,0 mm
ProntoSIL | A6P4E184CT100 | BISCHOFF ProntoSIL CB 100-10-ODS MA | AQ | 60 | 4 | 10 | 100 | L1 | fully | HPLC Column | PEEK | 60 x 4,0 mm
ProntoSIL | 07P4E184CT100 | BISCHOFF ProntoSIL CB 100-10-ODS MA | AQ | 75 | 4 | 10 | 100 | L1 | fully | HPLC Column | PEEK | 75 x 4,0 mm
ProntoSIL | 10P4E184CT100 | BISCHOFF ProntoSIL CB 100-10-ODS MA | AQ | 100 | 4 | 10 | 100 | L1 | fully | HPLC Column | PEEK | 100 x 4,0 mm
ProntoSIL | 12P4E184CT100 | BISCHOFF ProntoSIL CB 100-10-ODS MA | AQ | 125 | 4 | 10 | 100 | L1 | fully | HPLC Column | PEEK | 125 x 4,0 mm
ProntoSIL | 15P4E184CT100 | BISCHOFF ProntoSIL CB 100-10-ODS MA | AQ | 150 | 4 | 10 | 100 | L1 | fully | HPLC Column | PEEK | 150 x 4,0 mm
ProntoSIL | 20P4E184CT100 | BISCHOFF ProntoSIL CB 100-10-ODS MA | AQ | 200 | 4 | 10 | 100 | L1 | fully | HPLC Column | PEEK | 200 x 4,0 mm
ProntoSIL | 25P4E184CT100 | BISCHOFF ProntoSIL CB 100-10-ODS MA | AQ | 250 | 4 | 10 | 100 | L1 | fully | HPLC Column | PEEK | 250 x 4,0 mm
ProntoSIL | 30P4E184CT100 | BISCHOFF ProntoSIL CB 100-10-ODS MA | AQ | 300 | 4 | 10 | 100 | L1 | fully | HPLC Column | PEEK | 300 x 4,0 mm
ProntoSIL | 6305E184CT100 | BISCHOFF ProntoSIL CB 100-10-ODS MA | AQ | 5 | 4 | 10 | 100 | L1 | fully | Cartridges (5 pcs.) | SS | 5 x 4,0 mm
ProntoSIL | 6301E184CT100 | BISCHOFF ProntoSIL CB 100-10-ODS MA | AQ | 10 | 4 | 10 | 100 | L1 | fully | Cartridges (5 pcs.) | SS | 10 x 4,0 mm
ProntoSIL | 6302E184CT100 | BISCHOFF ProntoSIL CB 100-10-ODS MA | AQ | 20 | 4 | 10 | 100 | L1 | fully | Cartridges (5 pcs.) | SS | 20 x 4,0 mm
ProntoSIL | 63P1E184CT100 | BISCHOFF ProntoSIL CB 100-10-ODS MA | AQ | 10 | 4 | 10 | 100 | L1 | fully | Cartridges (5 pcs.) | PEEK | 10 x 4,0 mm
ProntoSIL | 63P2E184CT100 | BISCHOFF ProntoSIL CB 100-10-ODS MA | AQ | 20 | 4 | 10 | 100 | L1 | fully | Cartridges (5 pcs.) | PEEK | 20 x 4,0 mm
ProntoSIL | 6335E184CT100 | BISCHOFF ProntoSIL CB 100-10-ODS MA | AQ | 5 | 3 | 10 | 100 | L1 | fully | Cartridges (5 pcs.) | SS | 5 x 3,0 mm
ProntoSIL | 6331E184CT100 | BISCHOFF ProntoSIL CB 100-10-ODS MA | AQ | 10 | 3 | 10 | 100 | L1 | fully | Cartridges (5 pcs.) | SS | 10 x 3,0 mm
ProntoSIL | 6332E184CT100 | BISCHOFF ProntoSIL CB 100-10-ODS MA | AQ | 20 | 3 | 10 | 100 | L1 | fully | Cartridges (5 pcs.) | SS | 20 x 3,0 mm
ProntoSIL | 6325E184CT100 | BISCHOFF ProntoSIL CB 100-10-ODS MA | AQ | 5 | 2 | 10 | 100 | L1 | fully | Cartridges (5 pcs.) | SS | 5 x 2,0 mm
ProntoSIL | 6321E184CT100 | BISCHOFF ProntoSIL CB 100-10-ODS MA | AQ | 10 | 2 | 10 | 100 | L1 | fully | Cartridges (5 pcs.) | SS | 10 x 2,0 mm
ProntoSIL | 6322E184CT100 | BISCHOFF ProntoSIL CB 100-10-ODS MA | AQ | 20 | 2 | 10 | 100 | L1 | fully | Cartridges (5 pcs.) | SS | 20 x 2,0 mm
ProntoSIL | 0102E185CT050 | BISCHOFF ProntoSIL CB 100-5-ODS MH | C18 | 14 | 2 | 5 | 100 | L1 | fully | HPLC Column | SS | 14 x 2,0 mm
ProntoSIL | 0103E185CT050 | BISCHOFF ProntoSIL CB 100-5-ODS MH | C18 | 14 | 3 | 5 | 100 | L1 | fully | HPLC Column | SS | 14 x 3,0 mm
ProntoSIL | 0104E185CT050 | BISCHOFF ProntoSIL CB 100-5-ODS MH | C18 | 14 | 4 | 5 | 100 | L1 | fully | HPLC Column | SS | 14 x 4,0 mm
ProntoSIL | 0146E185CT050 | BISCHOFF ProntoSIL CB 100-5-ODS MH | C18 | 14 | 4.6 | 5 | 100 | L1 | fully | HPLC Column | SS | 14 x 4,6 mm
ProntoSIL | A202E185CT050 | BISCHOFF ProntoSIL CB 100-5-ODS MH | C18 | 20 | 2 | 5 | 100 | L1 | fully | HPLC Column | SS | 20 x 2,0 mm
ProntoSIL | A203E185CT050 | BISCHOFF ProntoSIL CB 100-5-ODS MH | C18 | 20 | 3 | 5 | 100 | L1 | fully | HPLC Column | SS | 20 x 3,0 mm
ProntoSIL | A204E185CT050 | BISCHOFF ProntoSIL CB 100-5-ODS MH | C18 | 20 | 4 | 5 | 100 | L1 | fully | HPLC Column | SS | 20 x 4,0 mm
ProntoSIL | A246E185CT050 | BISCHOFF ProntoSIL CB 100-5-ODS MH | C18 | 20 | 4.6 | 5 | 100 | L1 | fully | HPLC Column | SS | 20 x 4,6 mm
ProntoSIL | 0202E185CT050 | BISCHOFF ProntoSIL CB 100-5-ODS MH | C18 | 25 | 2 | 5 | 100 | L1 | fully | HPLC Column | SS | 25 x 2,0 mm
ProntoSIL | 0203E185CT050 | BISCHOFF ProntoSIL CB 100-5-ODS MH | C18 | 25 | 3 | 5 | 100 | L1 | fully | HPLC Column | SS | 25 x 3,0 mm
ProntoSIL | 0204E185CT050 | BISCHOFF ProntoSIL CB 100-5-ODS MH | C18 | 25 | 4 | 5 | 100 | L1 | fully | HPLC Column | SS | 25 x 4,0 mm
ProntoSIL | 0246E185CT050 | BISCHOFF ProntoSIL CB 100-5-ODS MH | C18 | 25 | 4.6 | 5 | 100 | L1 | fully | HPLC Column | SS | 25 x 4,6 mm
ProntoSIL | 0302E185CT050 | BISCHOFF ProntoSIL CB 100-5-ODS MH | C18 | 30 | 2 | 5 | 100 | L1 | fully | HPLC Column | SS | 30 x 2,0 mm
ProntoSIL | 0303E185CT050 | BISCHOFF ProntoSIL CB 100-5-ODS MH | C18 | 30 | 3 | 5 | 100 | L1 | fully | HPLC Column | SS | 30 x 3,0 mm
ProntoSIL | 0304E185CT050 | BISCHOFF ProntoSIL CB 100-5-ODS MH | C18 | 30 | 4 | 5 | 100 | L1 | fully | HPLC Column | SS | 30 x 4,0 mm
ProntoSIL | 0346E185CT050 | BISCHOFF ProntoSIL CB 100-5-ODS MH | C18 | 30 | 4.6 | 5 | 100 | L1 | fully | HPLC Column | SS | 30 x 4,6 mm
ProntoSIL | 0402E185CT050 | BISCHOFF ProntoSIL CB 100-5-ODS MH | C18 | 33 | 2 | 5 | 100 | L1 | fully | HPLC Column | SS | 33 x 2,0 mm
ProntoSIL | 0403E185CT050 | BISCHOFF ProntoSIL CB 100-5-ODS MH | C18 | 33 | 3 | 5 | 100 | L1 | fully | HPLC Column | SS | 33 x 3,0 mm
ProntoSIL | 0404E185CT050 | BISCHOFF ProntoSIL CB 100-5-ODS MH | C18 | 33 | 4 | 5 | 100 | L1 | fully | HPLC Column | SS | 33 x 4,0 mm
ProntoSIL | 0446E185CT050 | BISCHOFF ProntoSIL CB 100-5-ODS MH | C18 | 33 | 4.6 | 5 | 100 | L1 | fully | HPLC Column | SS | 33 x 4,6 mm
ProntoSIL | A402E185CT050 | BISCHOFF ProntoSIL CB 100-5-ODS MH | C18 | 40 | 2 | 5 | 100 | L1 | fully | HPLC Column | SS | 40 x 2,0 mm
ProntoSIL | A403E185CT050 | BISCHOFF ProntoSIL CB 100-5-ODS MH | C18 | 40 | 3 | 5 | 100 | L1 | fully | HPLC Column | SS | 40 x 3,0 mm
ProntoSIL | A404E185CT050 | BISCHOFF ProntoSIL CB 100-5-ODS MH | C18 | 40 | 4 | 5 | 100 | L1 | fully | HPLC Column | SS | 40 x 4,0 mm
ProntoSIL | A446E185CT050 | BISCHOFF ProntoSIL CB 100-5-ODS MH | C18 | 40 | 4.6 | 5 | 100 | L1 | fully | HPLC Column | SS | 40 x 4,6 mm
ProntoSIL | 0502E185CT050 | BISCHOFF ProntoSIL CB 100-5-ODS MH | C18 | 50 | 2 | 5 | 100 | L1 | fully | HPLC Column | SS | 50 x 2,0 mm
ProntoSIL | 0503E185CT050 | BISCHOFF ProntoSIL CB 100-5-ODS MH | C18 | 50 | 3 | 5 | 100 | L1 | fully | HPLC Column | SS | 50 x 3,0 mm
ProntoSIL | 0504E185CT050 | BISCHOFF ProntoSIL CB 100-5-ODS MH | C18 | 50 | 4 | 5 | 100 | L1 | fully | HPLC Column | SS | 50 x 4,0 mm
ProntoSIL | 0546E185CT050 | BISCHOFF ProntoSIL CB 100-5-ODS MH | C18 | 50 | 4.6 | 5 | 100 | L1 | fully | HPLC Column | SS | 50 x 4,6 mm
ProntoSIL | 0602E185CT050 | BISCHOFF ProntoSIL CB 100-5-ODS MH | C18 | 53 | 2 | 5 | 100 | L1 | fully | HPLC Column | SS | 53 x 2,0 mm
ProntoSIL | 0603E185CT050 | BISCHOFF ProntoSIL CB 100-5-ODS MH | C18 | 53 | 3 | 5 | 100 | L1 | fully | HPLC Column | SS | 53 x 3,0 mm
ProntoSIL | 0604E185CT050 | BISCHOFF ProntoSIL CB 100-5-ODS MH | C18 | 53 | 4 | 5 | 100 | L1 | fully | HPLC Column | SS | 53 x 4,0 mm
ProntoSIL | 0646E185CT050 | BISCHOFF ProntoSIL CB 100-5-ODS MH | C18 | 53 | 4.6 | 5 | 100 | L1 | fully | HPLC Column | SS | 53 x 4,6 mm
ProntoSIL | A602E185CT050 | BISCHOFF ProntoSIL CB 100-5-ODS MH | C18 | 60 | 2 | 5 | 100 | L1 | fully | HPLC Column | SS | 60 x 2,0 mm
ProntoSIL | A603E185CT050 | BISCHOFF ProntoSIL CB 100-5-ODS MH | C18 | 60 | 3 | 5 | 100 | L1 | fully | HPLC Column | SS | 60 x 3,0 mm
ProntoSIL | A604E185CT050 | BISCHOFF ProntoSIL CB 100-5-ODS MH | C18 | 60 | 4 | 5 | 100 | L1 | fully | HPLC Column | SS | 60 x 4,0 mm
ProntoSIL | A646E185CT050 | BISCHOFF ProntoSIL CB 100-5-ODS MH | C18 | 60 | 4.6 | 5 | 100 | L1 | fully | HPLC Column | SS | 60 x 4,6 mm
ProntoSIL | 0702E185CT050 | BISCHOFF ProntoSIL CB 100-5-ODS MH | C18 | 75 | 2 | 5 | 100 | L1 | fully | HPLC Column | SS | 75 x 2,0 mm
ProntoSIL | 0703E185CT050 | BISCHOFF ProntoSIL CB 100-5-ODS MH | C18 | 75 | 3 | 5 | 100 | L1 | fully | HPLC Column | SS | 75 x 3,0 mm
ProntoSIL | 0704E185CT050 | BISCHOFF ProntoSIL CB 100-5-ODS MH | C18 | 75 | 4 | 5 | 100 | L1 | fully | HPLC Column | SS | 75 x 4,0 mm
ProntoSIL | 0746E185CT050 | BISCHOFF ProntoSIL CB 100-5-ODS MH | C18 | 75 | 4.6 | 5 | 100 | L1 | fully | HPLC Column | SS | 75 x 4,6 mm
ProntoSIL | 1002E185CT050 | BISCHOFF ProntoSIL CB 100-5-ODS MH | C18 | 100 | 2 | 5 | 100 | L1 | fully | HPLC Column | SS | 100 x 2,0 mm
ProntoSIL | 1003E185CT050 | BISCHOFF ProntoSIL CB 100-5-ODS MH | C18 | 100 | 3 | 5 | 100 | L1 | fully | HPLC Column | SS | 100 x 3,0 mm
ProntoSIL | 1004E185CT050 | BISCHOFF ProntoSIL CB 100-5-ODS MH | C18 | 100 | 4 | 5 | 100 | L1 | fully | HPLC Column | SS | 100 x 4,0 mm
ProntoSIL | 1046E185CT050 | BISCHOFF ProntoSIL CB 100-5-ODS MH | C18 | 100 | 4.6 | 5 | 100 | L1 | fully | HPLC Column | SS | 100 x 4,6 mm
ProntoSIL | 1202E185CT050 | BISCHOFF ProntoSIL CB 100-5-ODS MH | C18 | 125 | 2 | 5 | 100 | L1 | fully | HPLC Column | SS | 125 x 2,0 mm
ProntoSIL | 1203E185CT050 | BISCHOFF ProntoSIL CB 100-5-ODS MH | C18 | 125 | 3 | 5 | 100 | L1 | fully | HPLC Column | SS | 125 x 3,0 mm
ProntoSIL | 1204E185CT050 | BISCHOFF ProntoSIL CB 100-5-ODS MH | C18 | 125 | 4 | 5 | 100 | L1 | fully | HPLC Column | SS | 125 x 4,0 mm
ProntoSIL | 1246E185CT050 | BISCHOFF ProntoSIL CB 100-5-ODS MH | C18 | 125 | 4.6 | 5 | 100 | L1 | fully | HPLC Column | SS | 125 x 4,6 mm
ProntoSIL | 1502E185CT050 | BISCHOFF ProntoSIL CB 100-5-ODS MH | C18 | 150 | 2 | 5 | 100 | L1 | fully | HPLC Column | SS | 150 x 2,0 mm
ProntoSIL | 1503E185CT050 | BISCHOFF ProntoSIL CB 100-5-ODS MH | C18 | 150 | 3 | 5 | 100 | L1 | fully | HPLC Column | SS | 150 x 3,0 mm
ProntoSIL | 1504E185CT050 | BISCHOFF ProntoSIL CB 100-5-ODS MH | C18 | 150 | 4 | 5 | 100 | L1 | fully | HPLC Column | SS | 150 x 4,0 mm
ProntoSIL | 1546E185CT050 | BISCHOFF ProntoSIL CB 100-5-ODS MH | C18 | 150 | 4.6 | 5 | 100 | L1 | fully | HPLC Column | SS | 150 x 4,6 mm
ProntoSIL | 2002E185CT050 | BISCHOFF ProntoSIL CB 100-5-ODS MH | C18 | 200 | 2 | 5 | 100 | L1 | fully | HPLC Column | SS | 200 x 2,0 mm
ProntoSIL | 2003E185CT050 | BISCHOFF ProntoSIL CB 100-5-ODS MH | C18 | 200 | 3 | 5 | 100 | L1 | fully | HPLC Column | SS | 200 x 3,0 mm
ProntoSIL | 2004E185CT050 | BISCHOFF ProntoSIL CB 100-5-ODS MH | C18 | 200 | 4 | 5 | 100 | L1 | fully | HPLC Column | SS | 200 x 4,0 mm
ProntoSIL | 2046E185CT050 | BISCHOFF ProntoSIL CB 100-5-ODS MH | C18 | 200 | 4.6 | 5 | 100 | L1 | fully | HPLC Column | SS | 200 x 4,6 mm
ProntoSIL | 2502E185CT050 | BISCHOFF ProntoSIL CB 100-5-ODS MH | C18 | 250 | 2 | 5 | 100 | L1 | fully | HPLC Column | SS | 250 x 2,0 mm
ProntoSIL | 2503E185CT050 | BISCHOFF ProntoSIL CB 100-5-ODS MH | C18 | 250 | 3 | 5 | 100 | L1 | fully | HPLC Column | SS | 250 x 3,0 mm
ProntoSIL | 2504E185CT050 | BISCHOFF ProntoSIL CB 100-5-ODS MH | C18 | 250 | 4 | 5 | 100 | L1 | fully | HPLC Column | SS | 250 x 4,0 mm
ProntoSIL | 2546E185CT050 | BISCHOFF ProntoSIL CB 100-5-ODS MH | C18 | 250 | 4.6 | 5 | 100 | L1 | fully | HPLC Column | SS | 250 x 4,6 mm
ProntoSIL | 3002E185CT050 | BISCHOFF ProntoSIL CB 100-5-ODS MH | C18 | 300 | 2 | 5 | 100 | L1 | fully | HPLC Column | SS | 300 x 2,0 mm
ProntoSIL | 3003E185CT050 | BISCHOFF ProntoSIL CB 100-5-ODS MH | C18 | 300 | 3 | 5 | 100 | L1 | fully | HPLC Column | SS | 300 x 3,0 mm
ProntoSIL | 3004E185CT050 | BISCHOFF ProntoSIL CB 100-5-ODS MH | C18 | 300 | 4 | 5 | 100 | L1 | fully | HPLC Column | SS | 300 x 4,0 mm
ProntoSIL | 3046E185CT050 | BISCHOFF ProntoSIL CB 100-5-ODS MH | C18 | 300 | 4.6 | 5 | 100 | L1 | fully | HPLC Column | SS | 300 x 4,6 mm
ProntoSIL | 01P4E185CT050 | BISCHOFF ProntoSIL CB 100-5-ODS MH | C18 | 14 | 4 | 5 | 100 | L1 | fully | HPLC Column | PEEK | 14 x 4,0 mm
ProntoSIL | A2P4E185CT050 | BISCHOFF ProntoSIL CB 100-5-ODS MH | C18 | 20 | 4 | 5 | 100 | L1 | fully | HPLC Column | PEEK | 20 x 4,0 mm
ProntoSIL | 02P4E185CT050 | BISCHOFF ProntoSIL CB 100-5-ODS MH | C18 | 25 | 4 | 5 | 100 | L1 | fully | HPLC Column | PEEK | 25 x 4,0 mm
ProntoSIL | 03P4E185CT050 | BISCHOFF ProntoSIL CB 100-5-ODS MH | C18 | 30 | 4 | 5 | 100 | L1 | fully | HPLC Column | PEEK | 30 x 4,0 mm
ProntoSIL | 04P4E185CT050 | BISCHOFF ProntoSIL CB 100-5-ODS MH | C18 | 33 | 4 | 5 | 100 | L1 | fully | HPLC Column | PEEK | 33 x 4,0 mm
ProntoSIL | A4P4E185CT050 | BISCHOFF ProntoSIL CB 100-5-ODS MH | C18 | 40 | 4 | 5 | 100 | L1 | fully | HPLC Column | PEEK | 40 x 4,0 mm
ProntoSIL | 05P4E185CT050 | BISCHOFF ProntoSIL CB 100-5-ODS MH | C18 | 50 | 4 | 5 | 100 | L1 | fully | HPLC Column | PEEK | 50 x 4,0 mm
ProntoSIL | 06P4E185CT050 | BISCHOFF ProntoSIL CB 100-5-ODS MH | C18 | 53 | 4 | 5 | 100 | L1 | fully | HPLC Column | PEEK | 53 x 4,0 mm
ProntoSIL | A6P4E185CT050 | BISCHOFF ProntoSIL CB 100-5-ODS MH | C18 | 60 | 4 | 5 | 100 | L1 | fully | HPLC Column | PEEK | 60 x 4,0 mm
ProntoSIL | 07P4E185CT050 | BISCHOFF ProntoSIL CB 100-5-ODS MH | C18 | 75 | 4 | 5 | 100 | L1 | fully | HPLC Column | PEEK | 75 x 4,0 mm
ProntoSIL | 10P4E185CT050 | BISCHOFF ProntoSIL CB 100-5-ODS MH | C18 | 100 | 4 | 5 | 100 | L1 | fully | HPLC Column | PEEK | 100 x 4,0 mm
ProntoSIL | 12P4E185CT050 | BISCHOFF ProntoSIL CB 100-5-ODS MH | C18 | 125 | 4 | 5 | 100 | L1 | fully | HPLC Column | PEEK | 125 x 4,0 mm
ProntoSIL | 15P4E185CT050 | BISCHOFF ProntoSIL CB 100-5-ODS MH | C18 | 150 | 4 | 5 | 100 | L1 | fully | HPLC Column | PEEK | 150 x 4,0 mm
ProntoSIL | 20P4E185CT050 | BISCHOFF ProntoSIL CB 100-5-ODS MH | C18 | 200 | 4 | 5 | 100 | L1 | fully | HPLC Column | PEEK | 200 x 4,0 mm
ProntoSIL | 25P4E185CT050 | BISCHOFF ProntoSIL CB 100-5-ODS MH | C18 | 250 | 4 | 5 | 100 | L1 | fully | HPLC Column | PEEK | 250 x 4,0 mm
ProntoSIL | 30P4E185CT050 | BISCHOFF ProntoSIL CB 100-5-ODS MH | C18 | 300 | 4 | 5 | 100 | L1 | fully | HPLC Column | PEEK | 300 x 4,0 mm
ProntoSIL | 6305E185CT050 | BISCHOFF ProntoSIL CB 100-5-ODS MH | C18 | 5 | 4 | 5 | 100 | L1 | fully | Cartridges (5 pcs.) | SS | 5 x 4,0 mm
ProntoSIL | 6301E185CT050 | BISCHOFF ProntoSIL CB 100-5-ODS MH | C18 | 10 | 4 | 5 | 100 | L1 | fully | Cartridges (5 pcs.) | SS | 10 x 4,0 mm
ProntoSIL | 6302E185CT050 | BISCHOFF ProntoSIL CB 100-5-ODS MH | C18 | 20 | 4 | 5 | 100 | L1 | fully | Cartridges (5 pcs.) | SS | 20 x 4,0 mm
ProntoSIL | 63P1E185CT050 | BISCHOFF ProntoSIL CB 100-5-ODS MH | C18 | 10 | 4 | 5 | 100 | L1 | fully | Cartridges (5 pcs.) | PEEK | 10 x 4,0 mm
ProntoSIL | 63P2E185CT050 | BISCHOFF ProntoSIL CB 100-5-ODS MH | C18 | 20 | 4 | 5 | 100 | L1 | fully | Cartridges (5 pcs.) | PEEK | 20 x 4,0 mm
ProntoSIL | 6335E185CT050 | BISCHOFF ProntoSIL CB 100-5-ODS MH | C18 | 5 | 3 | 5 | 100 | L1 | fully | Cartridges (5 pcs.) | SS | 5 x 3,0 mm
ProntoSIL | 6331E185CT050 | BISCHOFF ProntoSIL CB 100-5-ODS MH | C18 | 10 | 3 | 5 | 100 | L1 | fully | Cartridges (5 pcs.) | SS | 10 x 3,0 mm
ProntoSIL | 6332E185CT050 | BISCHOFF ProntoSIL CB 100-5-ODS MH | C18 | 20 | 3 | 5 | 100 | L1 | fully | Cartridges (5 pcs.) | SS | 20 x 3,0 mm
ProntoSIL | 6325E185CT050 | BISCHOFF ProntoSIL CB 100-5-ODS MH | C18 | 5 | 2 | 5 | 100 | L1 | fully | Cartridges (5 pcs.) | SS | 5 x 2,0 mm
ProntoSIL | 6321E185CT050 | BISCHOFF ProntoSIL CB 100-5-ODS MH | C18 | 10 | 2 | 5 | 100 | L1 | fully | Cartridges (5 pcs.) | SS | 10 x 2,0 mm
ProntoSIL | 6322E185CT050 | BISCHOFF ProntoSIL CB 100-5-ODS MH | C18 | 20 | 2 | 5 | 100 | L1 | fully | Cartridges (5 pcs.) | SS | 20 x 2,0 mm
ProntoSIL | 0102E185CT100 | BISCHOFF ProntoSIL CB 100-10-ODS MH | C18 | 14 | 2 | 10 | 100 | L1 | fully | HPLC Column | SS | 14 x 2,0 mm
ProntoSIL | 0103E185CT100 | BISCHOFF ProntoSIL CB 100-10-ODS MH | C18 | 14 | 3 | 10 | 100 | L1 | fully | HPLC Column | SS | 14 x 3,0 mm
ProntoSIL | 0104E185CT100 | BISCHOFF ProntoSIL CB 100-10-ODS MH | C18 | 14 | 4 | 10 | 100 | L1 | fully | HPLC Column | SS | 14 x 4,0 mm
ProntoSIL | 0146E185CT100 | BISCHOFF ProntoSIL CB 100-10-ODS MH | C18 | 14 | 4.6 | 10 | 100 | L1 | fully | HPLC Column | SS | 14 x 4,6 mm
ProntoSIL | A202E185CT100 | BISCHOFF ProntoSIL CB 100-10-ODS MH | C18 | 20 | 2 | 10 | 100 | L1 | fully | HPLC Column | SS | 20 x 2,0 mm
ProntoSIL | A203E185CT100 | BISCHOFF ProntoSIL CB 100-10-ODS MH | C18 | 20 | 3 | 10 | 100 | L1 | fully | HPLC Column | SS | 20 x 3,0 mm
ProntoSIL | A204E185CT100 | BISCHOFF ProntoSIL CB 100-10-ODS MH | C18 | 20 | 4 | 10 | 100 | L1 | fully | HPLC Column | SS | 20 x 4,0 mm
ProntoSIL | A246E185CT100 | BISCHOFF ProntoSIL CB 100-10-ODS MH | C18 | 20 | 4.6 | 10 | 100 | L1 | fully | HPLC Column | SS | 20 x 4,6 mm
ProntoSIL | 0202E185CT100 | BISCHOFF ProntoSIL CB 100-10-ODS MH | C18 | 25 | 2 | 10 | 100 | L1 | fully | HPLC Column | SS | 25 x 2,0 mm
ProntoSIL | 0203E185CT100 | BISCHOFF ProntoSIL CB 100-10-ODS MH | C18 | 25 | 3 | 10 | 100 | L1 | fully | HPLC Column | SS | 25 x 3,0 mm
ProntoSIL | 0204E185CT100 | BISCHOFF ProntoSIL CB 100-10-ODS MH | C18 | 25 | 4 | 10 | 100 | L1 | fully | HPLC Column | SS | 25 x 4,0 mm
ProntoSIL | 0246E185CT100 | BISCHOFF ProntoSIL CB 100-10-ODS MH | C18 | 25 | 4.6 | 10 | 100 | L1 | fully | HPLC Column | SS | 25 x 4,6 mm
ProntoSIL | 0302E185CT100 | BISCHOFF ProntoSIL CB 100-10-ODS MH | C18 | 30 | 2 | 10 | 100 | L1 | fully | HPLC Column | SS | 30 x 2,0 mm
ProntoSIL | 0303E185CT100 | BISCHOFF ProntoSIL CB 100-10-ODS MH | C18 | 30 | 3 | 10 | 100 | L1 | fully | HPLC Column | SS | 30 x 3,0 mm
ProntoSIL | 0304E185CT100 | BISCHOFF ProntoSIL CB 100-10-ODS MH | C18 | 30 | 4 | 10 | 100 | L1 | fully | HPLC Column | SS | 30 x 4,0 mm
ProntoSIL | 0346E185CT100 | BISCHOFF ProntoSIL CB 100-10-ODS MH | C18 | 30 | 4.6 | 10 | 100 | L1 | fully | HPLC Column | SS | 30 x 4,6 mm
ProntoSIL | 0402E185CT100 | BISCHOFF ProntoSIL CB 100-10-ODS MH | C18 | 33 | 2 | 10 | 100 | L1 | fully | HPLC Column | SS | 33 x 2,0 mm
ProntoSIL | 0403E185CT100 | BISCHOFF ProntoSIL CB 100-10-ODS MH | C18 | 33 | 3 | 10 | 100 | L1 | fully | HPLC Column | SS | 33 x 3,0 mm
ProntoSIL | 0404E185CT100 | BISCHOFF ProntoSIL CB 100-10-ODS MH | C18 | 33 | 4 | 10 | 100 | L1 | fully | HPLC Column | SS | 33 x 4,0 mm
ProntoSIL | 0446E185CT100 | BISCHOFF ProntoSIL CB 100-10-ODS MH | C18 | 33 | 4.6 | 10 | 100 | L1 | fully | HPLC Column | SS | 33 x 4,6 mm
ProntoSIL | A402E185CT100 | BISCHOFF ProntoSIL CB 100-10-ODS MH | C18 | 40 | 2 | 10 | 100 | L1 | fully | HPLC Column | SS | 40 x 2,0 mm
ProntoSIL | A403E185CT100 | BISCHOFF ProntoSIL CB 100-10-ODS MH | C18 | 40 | 3 | 10 | 100 | L1 | fully | HPLC Column | SS | 40 x 3,0 mm
ProntoSIL | A404E185CT100 | BISCHOFF ProntoSIL CB 100-10-ODS MH | C18 | 40 | 4 | 10 | 100 | L1 | fully | HPLC Column | SS | 40 x 4,0 mm
ProntoSIL | A446E185CT100 | BISCHOFF ProntoSIL CB 100-10-ODS MH | C18 | 40 | 4.6 | 10 | 100 | L1 | fully | HPLC Column | SS | 40 x 4,6 mm
ProntoSIL | 0502E185CT100 | BISCHOFF ProntoSIL CB 100-10-ODS MH | C18 | 50 | 2 | 10 | 100 | L1 | fully | HPLC Column | SS | 50 x 2,0 mm
ProntoSIL | 0503E185CT100 | BISCHOFF ProntoSIL CB 100-10-ODS MH | C18 | 50 | 3 | 10 | 100 | L1 | fully | HPLC Column | SS | 50 x 3,0 mm
ProntoSIL | 0504E185CT100 | BISCHOFF ProntoSIL CB 100-10-ODS MH | C18 | 50 | 4 | 10 | 100 | L1 | fully | HPLC Column | SS | 50 x 4,0 mm
ProntoSIL | 0546E185CT100 | BISCHOFF ProntoSIL CB 100-10-ODS MH | C18 | 50 | 4.6 | 10 | 100 | L1 | fully | HPLC Column | SS | 50 x 4,6 mm
ProntoSIL | 0602E185CT100 | BISCHOFF ProntoSIL CB 100-10-ODS MH | C18 | 53 | 2 | 10 | 100 | L1 | fully | HPLC Column | SS | 53 x 2,0 mm
ProntoSIL | 0603E185CT100 | BISCHOFF ProntoSIL CB 100-10-ODS MH | C18 | 53 | 3 | 10 | 100 | L1 | fully | HPLC Column | SS | 53 x 3,0 mm
ProntoSIL | 0604E185CT100 | BISCHOFF ProntoSIL CB 100-10-ODS MH | C18 | 53 | 4 | 10 | 100 | L1 | fully | HPLC Column | SS | 53 x 4,0 mm
ProntoSIL | 0646E185CT100 | BISCHOFF ProntoSIL CB 100-10-ODS MH | C18 | 53 | 4.6 | 10 | 100 | L1 | fully | HPLC Column | SS | 53 x 4,6 mm
ProntoSIL | A602E185CT100 | BISCHOFF ProntoSIL CB 100-10-ODS MH | C18 | 60 | 2 | 10 | 100 | L1 | fully | HPLC Column | SS | 60 x 2,0 mm
ProntoSIL | A603E185CT100 | BISCHOFF ProntoSIL CB 100-10-ODS MH | C18 | 60 | 3 | 10 | 100 | L1 | fully | HPLC Column | SS | 60 x 3,0 mm
ProntoSIL | A604E185CT100 | BISCHOFF ProntoSIL CB 100-10-ODS MH | C18 | 60 | 4 | 10 | 100 | L1 | fully | HPLC Column | SS | 60 x 4,0 mm
ProntoSIL | A646E185CT100 | BISCHOFF ProntoSIL CB 100-10-ODS MH | C18 | 60 | 4.6 | 10 | 100 | L1 | fully | HPLC Column | SS | 60 x 4,6 mm
ProntoSIL | 0702E185CT100 | BISCHOFF ProntoSIL CB 100-10-ODS MH | C18 | 75 | 2 | 10 | 100 | L1 | fully | HPLC Column | SS | 75 x 2,0 mm
ProntoSIL | 0703E185CT100 | BISCHOFF ProntoSIL CB 100-10-ODS MH | C18 | 75 | 3 | 10 | 100 | L1 | fully | HPLC Column | SS | 75 x 3,0 mm
ProntoSIL | 0704E185CT100 | BISCHOFF ProntoSIL CB 100-10-ODS MH | C18 | 75 | 4 | 10 | 100 | L1 | fully | HPLC Column | SS | 75 x 4,0 mm
ProntoSIL | 0746E185CT100 | BISCHOFF ProntoSIL CB 100-10-ODS MH | C18 | 75 | 4.6 | 10 | 100 | L1 | fully | HPLC Column | SS | 75 x 4,6 mm
ProntoSIL | 1002E185CT100 | BISCHOFF ProntoSIL CB 100-10-ODS MH | C18 | 100 | 2 | 10 | 100 | L1 | fully | HPLC Column | SS | 100 x 2,0 mm
ProntoSIL | 1003E185CT100 | BISCHOFF ProntoSIL CB 100-10-ODS MH | C18 | 100 | 3 | 10 | 100 | L1 | fully | HPLC Column | SS | 100 x 3,0 mm
ProntoSIL | 1004E185CT100 | BISCHOFF ProntoSIL CB 100-10-ODS MH | C18 | 100 | 4 | 10 | 100 | L1 | fully | HPLC Column | SS | 100 x 4,0 mm
ProntoSIL | 1046E185CT100 | BISCHOFF ProntoSIL CB 100-10-ODS MH | C18 | 100 | 4.6 | 10 | 100 | L1 | fully | HPLC Column | SS | 100 x 4,6 mm
ProntoSIL | 1202E185CT100 | BISCHOFF ProntoSIL CB 100-10-ODS MH | C18 | 125 | 2 | 10 | 100 | L1 | fully | HPLC Column | SS | 125 x 2,0 mm
ProntoSIL | 1203E185CT100 | BISCHOFF ProntoSIL CB 100-10-ODS MH | C18 | 125 | 3 | 10 | 100 | L1 | fully | HPLC Column | SS | 125 x 3,0 mm
ProntoSIL | 1204E185CT100 | BISCHOFF ProntoSIL CB 100-10-ODS MH | C18 | 125 | 4 | 10 | 100 | L1 | fully | HPLC Column | SS | 125 x 4,0 mm
ProntoSIL | 1246E185CT100 | BISCHOFF ProntoSIL CB 100-10-ODS MH | C18 | 125 | 4.6 | 10 | 100 | L1 | fully | HPLC Column | SS | 125 x 4,6 mm
ProntoSIL | 1502E185CT100 | BISCHOFF ProntoSIL CB 100-10-ODS MH | C18 | 150 | 2 | 10 | 100 | L1 | fully | HPLC Column | SS | 150 x 2,0 mm
ProntoSIL | 1503E185CT100 | BISCHOFF ProntoSIL CB 100-10-ODS MH | C18 | 150 | 3 | 10 | 100 | L1 | fully | HPLC Column | SS | 150 x 3,0 mm
ProntoSIL | 1504E185CT100 | BISCHOFF ProntoSIL CB 100-10-ODS MH | C18 | 150 | 4 | 10 | 100 | L1 | fully | HPLC Column | SS | 150 x 4,0 mm
ProntoSIL | 1546E185CT100 | BISCHOFF ProntoSIL CB 100-10-ODS MH | C18 | 150 | 4.6 | 10 | 100 | L1 | fully | HPLC Column | SS | 150 x 4,6 mm
ProntoSIL | 2002E185CT100 | BISCHOFF ProntoSIL CB 100-10-ODS MH | C18 | 200 | 2 | 10 | 100 | L1 | fully | HPLC Column | SS | 200 x 2,0 mm
ProntoSIL | 2003E185CT100 | BISCHOFF ProntoSIL CB 100-10-ODS MH | C18 | 200 | 3 | 10 | 100 | L1 | fully | HPLC Column | SS | 200 x 3,0 mm
ProntoSIL | 2004E185CT100 | BISCHOFF ProntoSIL CB 100-10-ODS MH | C18 | 200 | 4 | 10 | 100 | L1 | fully | HPLC Column | SS | 200 x 4,0 mm
ProntoSIL | 2046E185CT100 | BISCHOFF ProntoSIL CB 100-10-ODS MH | C18 | 200 | 4.6 | 10 | 100 | L1 | fully | HPLC Column | SS | 200 x 4,6 mm
ProntoSIL | 2502E185CT100 | BISCHOFF ProntoSIL CB 100-10-ODS MH | C18 | 250 | 2 | 10 | 100 | L1 | fully | HPLC Column | SS | 250 x 2,0 mm
ProntoSIL | 2503E185CT100 | BISCHOFF ProntoSIL CB 100-10-ODS MH | C18 | 250 | 3 | 10 | 100 | L1 | fully | HPLC Column | SS | 250 x 3,0 mm
ProntoSIL | 2504E185CT100 | BISCHOFF ProntoSIL CB 100-10-ODS MH | C18 | 250 | 4 | 10 | 100 | L1 | fully | HPLC Column | SS | 250 x 4,0 mm
ProntoSIL | 2546E185CT100 | BISCHOFF ProntoSIL CB 100-10-ODS MH | C18 | 250 | 4.6 | 10 | 100 | L1 | fully | HPLC Column | SS | 250 x 4,6 mm
ProntoSIL | 3002E185CT100 | BISCHOFF ProntoSIL CB 100-10-ODS MH | C18 | 300 | 2 | 10 | 100 | L1 | fully | HPLC Column | SS | 300 x 2,0 mm
ProntoSIL | 3003E185CT100 | BISCHOFF ProntoSIL CB 100-10-ODS MH | C18 | 300 | 3 | 10 | 100 | L1 | fully | HPLC Column | SS | 300 x 3,0 mm
ProntoSIL | 3004E185CT100 | BISCHOFF ProntoSIL CB 100-10-ODS MH | C18 | 300 | 4 | 10 | 100 | L1 | fully | HPLC Column | SS | 300 x 4,0 mm
ProntoSIL | 3046E185CT100 | BISCHOFF ProntoSIL CB 100-10-ODS MH | C18 | 300 | 4.6 | 10 | 100 | L1 | fully | HPLC Column | SS | 300 x 4,6 mm
ProntoSIL | 01P4E185CT100 | BISCHOFF ProntoSIL CB 100-10-ODS MH | C18 | 14 | 4 | 10 | 100 | L1 | fully | HPLC Column | PEEK | 14 x 4,0 mm
ProntoSIL | A2P4E185CT100 | BISCHOFF ProntoSIL CB 100-10-ODS MH | C18 | 20 | 4 | 10 | 100 | L1 | fully | HPLC Column | PEEK | 20 x 4,0 mm
ProntoSIL | 02P4E185CT100 | BISCHOFF ProntoSIL CB 100-10-ODS MH | C18 | 25 | 4 | 10 | 100 | L1 | fully | HPLC Column | PEEK | 25 x 4,0 mm
ProntoSIL | 03P4E185CT100 | BISCHOFF ProntoSIL CB 100-10-ODS MH | C18 | 30 | 4 | 10 | 100 | L1 | fully | HPLC Column | PEEK | 30 x 4,0 mm
ProntoSIL | 04P4E185CT100 | BISCHOFF ProntoSIL CB 100-10-ODS MH | C18 | 33 | 4 | 10 | 100 | L1 | fully | HPLC Column | PEEK | 33 x 4,0 mm
ProntoSIL | A4P4E185CT100 | BISCHOFF ProntoSIL CB 100-10-ODS MH | C18 | 40 | 4 | 10 | 100 | L1 | fully | HPLC Column | PEEK | 40 x 4,0 mm
ProntoSIL | 05P4E185CT100 | BISCHOFF ProntoSIL CB 100-10-ODS MH | C18 | 50 | 4 | 10 | 100 | L1 | fully | HPLC Column | PEEK | 50 x 4,0 mm
ProntoSIL | 06P4E185CT100 | BISCHOFF ProntoSIL CB 100-10-ODS MH | C18 | 53 | 4 | 10 | 100 | L1 | fully | HPLC Column | PEEK | 53 x 4,0 mm
ProntoSIL | A6P4E185CT100 | BISCHOFF ProntoSIL CB 100-10-ODS MH | C18 | 60 | 4 | 10 | 100 | L1 | fully | HPLC Column | PEEK | 60 x 4,0 mm
ProntoSIL | 07P4E185CT100 | BISCHOFF ProntoSIL CB 100-10-ODS MH | C18 | 75 | 4 | 10 | 100 | L1 | fully | HPLC Column | PEEK | 75 x 4,0 mm
ProntoSIL | 10P4E185CT100 | BISCHOFF ProntoSIL CB 100-10-ODS MH | C18 | 100 | 4 | 10 | 100 | L1 | fully | HPLC Column | PEEK | 100 x 4,0 mm
ProntoSIL | 12P4E185CT100 | BISCHOFF ProntoSIL CB 100-10-ODS MH | C18 | 125 | 4 | 10 | 100 | L1 | fully | HPLC Column | PEEK | 125 x 4,0 mm
ProntoSIL | 15P4E185CT100 | BISCHOFF ProntoSIL CB 100-10-ODS MH | C18 | 150 | 4 | 10 | 100 | L1 | fully | HPLC Column | PEEK | 150 x 4,0 mm
ProntoSIL | 20P4E185CT100 | BISCHOFF ProntoSIL CB 100-10-ODS MH | C18 | 200 | 4 | 10 | 100 | L1 | fully | HPLC Column | PEEK | 200 x 4,0 mm
ProntoSIL | 25P4E185CT100 | BISCHOFF ProntoSIL CB 100-10-ODS MH | C18 | 250 | 4 | 10 | 100 | L1 | fully | HPLC Column | PEEK | 250 x 4,0 mm
ProntoSIL | 30P4E185CT100 | BISCHOFF ProntoSIL CB 100-10-ODS MH | C18 | 300 | 4 | 10 | 100 | L1 | fully | HPLC Column | PEEK | 300 x 4,0 mm
ProntoSIL | 6305E185CT100 | BISCHOFF ProntoSIL CB 100-10-ODS MH | C18 | 5 | 4 | 10 | 100 | L1 | fully | Cartridges (5 pcs.) | SS | 5 x 4,0 mm
ProntoSIL | 6301E185CT100 | BISCHOFF ProntoSIL CB 100-10-ODS MH | C18 | 10 | 4 | 10 | 100 | L1 | fully | Cartridges (5 pcs.) | SS | 10 x 4,0 mm
ProntoSIL | 6302E185CT100 | BISCHOFF ProntoSIL CB 100-10-ODS MH | C18 | 20 | 4 | 10 | 100 | L1 | fully | Cartridges (5 pcs.) | SS | 20 x 4,0 mm
ProntoSIL | 63P1E185CT100 | BISCHOFF ProntoSIL CB 100-10-ODS MH | C18 | 10 | 4 | 10 | 100 | L1 | fully | Cartridges (5 pcs.) | PEEK | 10 x 4,0 mm
ProntoSIL | 63P2E185CT100 | BISCHOFF ProntoSIL CB 100-10-ODS MH | C18 | 20 | 4 | 10 | 100 | L1 | fully | Cartridges (5 pcs.) | PEEK | 20 x 4,0 mm
ProntoSIL | 6335E185CT100 | BISCHOFF ProntoSIL CB 100-10-ODS MH | C18 | 5 | 3 | 10 | 100 | L1 | fully | Cartridges (5 pcs.) | SS | 5 x 3,0 mm
ProntoSIL | 6331E185CT100 | BISCHOFF ProntoSIL CB 100-10-ODS MH | C18 | 10 | 3 | 10 | 100 | L1 | fully | Cartridges (5 pcs.) | SS | 10 x 3,0 mm
ProntoSIL | 6332E185CT100 | BISCHOFF ProntoSIL CB 100-10-ODS MH | C18 | 20 | 3 | 10 | 100 | L1 | fully | Cartridges (5 pcs.) | SS | 20 x 3,0 mm
ProntoSIL | 6325E185CT100 | BISCHOFF ProntoSIL CB 100-10-ODS MH | C18 | 5 | 2 | 10 | 100 | L1 | fully | Cartridges (5 pcs.) | SS | 5 x 2,0 mm
ProntoSIL | 6321E185CT100 | BISCHOFF ProntoSIL CB 100-10-ODS MH | C18 | 10 | 2 | 10 | 100 | L1 | fully | Cartridges (5 pcs.) | SS | 10 x 2,0 mm
ProntoSIL | 6322E185CT100 | BISCHOFF ProntoSIL CB 100-10-ODS MH | C18 | 20 | 2 | 10 | 100 | L1 | fully | Cartridges (5 pcs.) | SS | 20 x 2,0 mm
ProntoSIL | 0102E085CT050 | BISCHOFF ProntoSIL CB 100-5-Octyl | C8 | 14 | 2 | 5 | 100 | L7 | fully | HPLC Column | SS | 14 x 2,0 mm
ProntoSIL | 0103E085CT050 | BISCHOFF ProntoSIL CB 100-5-Octyl | C8 | 14 | 3 | 5 | 100 | L7 | fully | HPLC Column | SS | 14 x 3,0 mm
ProntoSIL | 0104E085CT050 | BISCHOFF ProntoSIL CB 100-5-Octyl | C8 | 14 | 4 | 5 | 100 | L7 | fully | HPLC Column | SS | 14 x 4,0 mm
ProntoSIL | 0146E085CT050 | BISCHOFF ProntoSIL CB 100-5-Octyl | C8 | 14 | 4.6 | 5 | 100 | L7 | fully | HPLC Column | SS | 14 x 4,6 mm
ProntoSIL | A202E085CT050 | BISCHOFF ProntoSIL CB 100-5-Octyl | C8 | 20 | 2 | 5 | 100 | L7 | fully | HPLC Column | SS | 20 x 2,0 mm
ProntoSIL | A203E085CT050 | BISCHOFF ProntoSIL CB 100-5-Octyl | C8 | 20 | 3 | 5 | 100 | L7 | fully | HPLC Column | SS | 20 x 3,0 mm
ProntoSIL | A204E085CT050 | BISCHOFF ProntoSIL CB 100-5-Octyl | C8 | 20 | 4 | 5 | 100 | L7 | fully | HPLC Column | SS | 20 x 4,0 mm
ProntoSIL | A246E085CT050 | BISCHOFF ProntoSIL CB 100-5-Octyl | C8 | 20 | 4.6 | 5 | 100 | L7 | fully | HPLC Column | SS | 20 x 4,6 mm
ProntoSIL | 0202E085CT050 | BISCHOFF ProntoSIL CB 100-5-Octyl | C8 | 25 | 2 | 5 | 100 | L7 | fully | HPLC Column | SS | 25 x 2,0 mm
ProntoSIL | 0203E085CT050 | BISCHOFF ProntoSIL CB 100-5-Octyl | C8 | 25 | 3 | 5 | 100 | L7 | fully | HPLC Column | SS | 25 x 3,0 mm
ProntoSIL | 0204E085CT050 | BISCHOFF ProntoSIL CB 100-5-Octyl | C8 | 25 | 4 | 5 | 100 | L7 | fully | HPLC Column | SS | 25 x 4,0 mm
ProntoSIL | 0246E085CT050 | BISCHOFF ProntoSIL CB 100-5-Octyl | C8 | 25 | 4.6 | 5 | 100 | L7 | fully | HPLC Column | SS | 25 x 4,6 mm
ProntoSIL | 0302E085CT050 | BISCHOFF ProntoSIL CB 100-5-Octyl | C8 | 30 | 2 | 5 | 100 | L7 | fully | HPLC Column | SS | 30 x 2,0 mm
ProntoSIL | 0303E085CT050 | BISCHOFF ProntoSIL CB 100-5-Octyl | C8 | 30 | 3 | 5 | 100 | L7 | fully | HPLC Column | SS | 30 x 3,0 mm
ProntoSIL | 0304E085CT050 | BISCHOFF ProntoSIL CB 100-5-Octyl | C8 | 30 | 4 | 5 | 100 | L7 | fully | HPLC Column | SS | 30 x 4,0 mm
ProntoSIL | 0346E085CT050 | BISCHOFF ProntoSIL CB 100-5-Octyl | C8 | 30 | 4.6 | 5 | 100 | L7 | fully | HPLC Column | SS | 30 x 4,6 mm
ProntoSIL | 0402E085CT050 | BISCHOFF ProntoSIL CB 100-5-Octyl | C8 | 33 | 2 | 5 | 100 | L7 | fully | HPLC Column | SS | 33 x 2,0 mm
ProntoSIL | 0403E085CT050 | BISCHOFF ProntoSIL CB 100-5-Octyl | C8 | 33 | 3 | 5 | 100 | L7 | fully | HPLC Column | SS | 33 x 3,0 mm
ProntoSIL | 0404E085CT050 | BISCHOFF ProntoSIL CB 100-5-Octyl | C8 | 33 | 4 | 5 | 100 | L7 | fully | HPLC Column | SS | 33 x 4,0 mm
ProntoSIL | 0446E085CT050 | BISCHOFF ProntoSIL CB 100-5-Octyl | C8 | 33 | 4.6 | 5 | 100 | L7 | fully | HPLC Column | SS | 33 x 4,6 mm
ProntoSIL | A402E085CT050 | BISCHOFF ProntoSIL CB 100-5-Octyl | C8 | 40 | 2 | 5 | 100 | L7 | fully | HPLC Column | SS | 40 x 2,0 mm
ProntoSIL | A403E085CT050 | BISCHOFF ProntoSIL CB 100-5-Octyl | C8 | 40 | 3 | 5 | 100 | L7 | fully | HPLC Column | SS | 40 x 3,0 mm
ProntoSIL | A404E085CT050 | BISCHOFF ProntoSIL CB 100-5-Octyl | C8 | 40 | 4 | 5 | 100 | L7 | fully | HPLC Column | SS | 40 x 4,0 mm
ProntoSIL | A446E085CT050 | BISCHOFF ProntoSIL CB 100-5-Octyl | C8 | 40 | 4.6 | 5 | 100 | L7 | fully | HPLC Column | SS | 40 x 4,6 mm
ProntoSIL | 0502E085CT050 | BISCHOFF ProntoSIL CB 100-5-Octyl | C8 | 50 | 2 | 5 | 100 | L7 | fully | HPLC Column | SS | 50 x 2,0 mm
ProntoSIL | 0503E085CT050 | BISCHOFF ProntoSIL CB 100-5-Octyl | C8 | 50 | 3 | 5 | 100 | L7 | fully | HPLC Column | SS | 50 x 3,0 mm
ProntoSIL | 0504E085CT050 | BISCHOFF ProntoSIL CB 100-5-Octyl | C8 | 50 | 4 | 5 | 100 | L7 | fully | HPLC Column | SS | 50 x 4,0 mm
ProntoSIL | 0546E085CT050 | BISCHOFF ProntoSIL CB 100-5-Octyl | C8 | 50 | 4.6 | 5 | 100 | L7 | fully | HPLC Column | SS | 50 x 4,6 mm
ProntoSIL | 0602E085CT050 | BISCHOFF ProntoSIL CB 100-5-Octyl | C8 | 53 | 2 | 5 | 100 | L7 | fully | HPLC Column | SS | 53 x 2,0 mm
ProntoSIL | 0603E085CT050 | BISCHOFF ProntoSIL CB 100-5-Octyl | C8 | 53 | 3 | 5 | 100 | L7 | fully | HPLC Column | SS | 53 x 3,0 mm
ProntoSIL | 0604E085CT050 | BISCHOFF ProntoSIL CB 100-5-Octyl | C8 | 53 | 4 | 5 | 100 | L7 | fully | HPLC Column | SS | 53 x 4,0 mm
ProntoSIL | 0646E085CT050 | BISCHOFF ProntoSIL CB 100-5-Octyl | C8 | 53 | 4.6 | 5 | 100 | L7 | fully | HPLC Column | SS | 53 x 4,6 mm
ProntoSIL | A602E085CT050 | BISCHOFF ProntoSIL CB 100-5-Octyl | C8 | 60 | 2 | 5 | 100 | L7 | fully | HPLC Column | SS | 60 x 2,0 mm
ProntoSIL | A603E085CT050 | BISCHOFF ProntoSIL CB 100-5-Octyl | C8 | 60 | 3 | 5 | 100 | L7 | fully | HPLC Column | SS | 60 x 3,0 mm
ProntoSIL | A604E085CT050 | BISCHOFF ProntoSIL CB 100-5-Octyl | C8 | 60 | 4 | 5 | 100 | L7 | fully | HPLC Column | SS | 60 x 4,0 mm
ProntoSIL | A646E085CT050 | BISCHOFF ProntoSIL CB 100-5-Octyl | C8 | 60 | 4.6 | 5 | 100 | L7 | fully | HPLC Column | SS | 60 x 4,6 mm
ProntoSIL | 0702E085CT050 | BISCHOFF ProntoSIL CB 100-5-Octyl | C8 | 75 | 2 | 5 | 100 | L7 | fully | HPLC Column | SS | 75 x 2,0 mm
ProntoSIL | 0703E085CT050 | BISCHOFF ProntoSIL CB 100-5-Octyl | C8 | 75 | 3 | 5 | 100 | L7 | fully | HPLC Column | SS | 75 x 3,0 mm
ProntoSIL | 0704E085CT050 | BISCHOFF ProntoSIL CB 100-5-Octyl | C8 | 75 | 4 | 5 | 100 | L7 | fully | HPLC Column | SS | 75 x 4,0 mm
ProntoSIL | 0746E085CT050 | BISCHOFF ProntoSIL CB 100-5-Octyl | C8 | 75 | 4.6 | 5 | 100 | L7 | fully | HPLC Column | SS | 75 x 4,6 mm
ProntoSIL | 1002E085CT050 | BISCHOFF ProntoSIL CB 100-5-Octyl | C8 | 100 | 2 | 5 | 100 | L7 | fully | HPLC Column | SS | 100 x 2,0 mm
ProntoSIL | 1003E085CT050 | BISCHOFF ProntoSIL CB 100-5-Octyl | C8 | 100 | 3 | 5 | 100 | L7 | fully | HPLC Column | SS | 100 x 3,0 mm
ProntoSIL | 1004E085CT050 | BISCHOFF ProntoSIL CB 100-5-Octyl | C8 | 100 | 4 | 5 | 100 | L7 | fully | HPLC Column | SS | 100 x 4,0 mm
ProntoSIL | 1046E085CT050 | BISCHOFF ProntoSIL CB 100-5-Octyl | C8 | 100 | 4.6 | 5 | 100 | L7 | fully | HPLC Column | SS | 100 x 4,6 mm
ProntoSIL | 1202E085CT050 | BISCHOFF ProntoSIL CB 100-5-Octyl | C8 | 125 | 2 | 5 | 100 | L7 | fully | HPLC Column | SS | 125 x 2,0 mm
ProntoSIL | 1203E085CT050 | BISCHOFF ProntoSIL CB 100-5-Octyl | C8 | 125 | 3 | 5 | 100 | L7 | fully | HPLC Column | SS | 125 x 3,0 mm
ProntoSIL | 1204E085CT050 | BISCHOFF ProntoSIL CB 100-5-Octyl | C8 | 125 | 4 | 5 | 100 | L7 | fully | HPLC Column | SS | 125 x 4,0 mm
ProntoSIL | 1246E085CT050 | BISCHOFF ProntoSIL CB 100-5-Octyl | C8 | 125 | 4.6 | 5 | 100 | L7 | fully | HPLC Column | SS | 125 x 4,6 mm
ProntoSIL | 1502E085CT050 | BISCHOFF ProntoSIL CB 100-5-Octyl | C8 | 150 | 2 | 5 | 100 | L7 | fully | HPLC Column | SS | 150 x 2,0 mm
ProntoSIL | 1503E085CT050 | BISCHOFF ProntoSIL CB 100-5-Octyl | C8 | 150 | 3 | 5 | 100 | L7 | fully | HPLC Column | SS | 150 x 3,0 mm
ProntoSIL | 1504E085CT050 | BISCHOFF ProntoSIL CB 100-5-Octyl | C8 | 150 | 4 | 5 | 100 | L7 | fully | HPLC Column | SS | 150 x 4,0 mm
ProntoSIL | 1546E085CT050 | BISCHOFF ProntoSIL CB 100-5-Octyl | C8 | 150 | 4.6 | 5 | 100 | L7 | fully | HPLC Column | SS | 150 x 4,6 mm
ProntoSIL | 2002E085CT050 | BISCHOFF ProntoSIL CB 100-5-Octyl | C8 | 200 | 2 | 5 | 100 | L7 | fully | HPLC Column | SS | 200 x 2,0 mm
ProntoSIL | 2003E085CT050 | BISCHOFF ProntoSIL CB 100-5-Octyl | C8 | 200 | 3 | 5 | 100 | L7 | fully | HPLC Column | SS | 200 x 3,0 mm
ProntoSIL | 2004E085CT050 | BISCHOFF ProntoSIL CB 100-5-Octyl | C8 | 200 | 4 | 5 | 100 | L7 | fully | HPLC Column | SS | 200 x 4,0 mm
ProntoSIL | 2046E085CT050 | BISCHOFF ProntoSIL CB 100-5-Octyl | C8 | 200 | 4.6 | 5 | 100 | L7 | fully | HPLC Column | SS | 200 x 4,6 mm
ProntoSIL | 2502E085CT050 | BISCHOFF ProntoSIL CB 100-5-Octyl | C8 | 250 | 2 | 5 | 100 | L7 | fully | HPLC Column | SS | 250 x 2,0 mm
ProntoSIL | 2503E085CT050 | BISCHOFF ProntoSIL CB 100-5-Octyl | C8 | 250 | 3 | 5 | 100 | L7 | fully | HPLC Column | SS | 250 x 3,0 mm
ProntoSIL | 2504E085CT050 | BISCHOFF ProntoSIL CB 100-5-Octyl | C8 | 250 | 4 | 5 | 100 | L7 | fully | HPLC Column | SS | 250 x 4,0 mm
ProntoSIL | 2546E085CT050 | BISCHOFF ProntoSIL CB 100-5-Octyl | C8 | 250 | 4.6 | 5 | 100 | L7 | fully | HPLC Column | SS | 250 x 4,6 mm
ProntoSIL | 3002E085CT050 | BISCHOFF ProntoSIL CB 100-5-Octyl | C8 | 300 | 2 | 5 | 100 | L7 | fully | HPLC Column | SS | 300 x 2,0 mm
ProntoSIL | 3003E085CT050 | BISCHOFF ProntoSIL CB 100-5-Octyl | C8 | 300 | 3 | 5 | 100 | L7 | fully | HPLC Column | SS | 300 x 3,0 mm
ProntoSIL | 3004E085CT050 | BISCHOFF ProntoSIL CB 100-5-Octyl | C8 | 300 | 4 | 5 | 100 | L7 | fully | HPLC Column | SS | 300 x 4,0 mm
ProntoSIL | 3046E085CT050 | BISCHOFF ProntoSIL CB 100-5-Octyl | C8 | 300 | 4.6 | 5 | 100 | L7 | fully | HPLC Column | SS | 300 x 4,6 mm
ProntoSIL | 01P4E085CT050 | BISCHOFF ProntoSIL CB 100-5-Octyl | C8 | 14 | 4 | 5 | 100 | L7 | fully | HPLC Column | PEEK | 14 x 4,0 mm
ProntoSIL | A2P4E085CT050 | BISCHOFF ProntoSIL CB 100-5-Octyl | C8 | 20 | 4 | 5 | 100 | L7 | fully | HPLC Column | PEEK | 20 x 4,0 mm
ProntoSIL | 02P4E085CT050 | BISCHOFF ProntoSIL CB 100-5-Octyl | C8 | 25 | 4 | 5 | 100 | L7 | fully | HPLC Column | PEEK | 25 x 4,0 mm
ProntoSIL | 03P4E085CT050 | BISCHOFF ProntoSIL CB 100-5-Octyl | C8 | 30 | 4 | 5 | 100 | L7 | fully | HPLC Column | PEEK | 30 x 4,0 mm
ProntoSIL | 04P4E085CT050 | BISCHOFF ProntoSIL CB 100-5-Octyl | C8 | 33 | 4 | 5 | 100 | L7 | fully | HPLC Column | PEEK | 33 x 4,0 mm
ProntoSIL | A4P4E085CT050 | BISCHOFF ProntoSIL CB 100-5-Octyl | C8 | 40 | 4 | 5 | 100 | L7 | fully | HPLC Column | PEEK | 40 x 4,0 mm
ProntoSIL | 05P4E085CT050 | BISCHOFF ProntoSIL CB 100-5-Octyl | C8 | 50 | 4 | 5 | 100 | L7 | fully | HPLC Column | PEEK | 50 x 4,0 mm
ProntoSIL | 06P4E085CT050 | BISCHOFF ProntoSIL CB 100-5-Octyl | C8 | 53 | 4 | 5 | 100 | L7 | fully | HPLC Column | PEEK | 53 x 4,0 mm
ProntoSIL | A6P4E085CT050 | BISCHOFF ProntoSIL CB 100-5-Octyl | C8 | 60 | 4 | 5 | 100 | L7 | fully | HPLC Column | PEEK | 60 x 4,0 mm
ProntoSIL | 07P4E085CT050 | BISCHOFF ProntoSIL CB 100-5-Octyl | C8 | 75 | 4 | 5 | 100 | L7 | fully | HPLC Column | PEEK | 75 x 4,0 mm
ProntoSIL | 10P4E085CT050 | BISCHOFF ProntoSIL CB 100-5-Octyl | C8 | 100 | 4 | 5 | 100 | L7 | fully | HPLC Column | PEEK | 100 x 4,0 mm
ProntoSIL | 12P4E085CT050 | BISCHOFF ProntoSIL CB 100-5-Octyl | C8 | 125 | 4 | 5 | 100 | L7 | fully | HPLC Column | PEEK | 125 x 4,0 mm
ProntoSIL | 15P4E085CT050 | BISCHOFF ProntoSIL CB 100-5-Octyl | C8 | 150 | 4 | 5 | 100 | L7 | fully | HPLC Column | PEEK | 150 x 4,0 mm
ProntoSIL | 20P4E085CT050 | BISCHOFF ProntoSIL CB 100-5-Octyl | C8 | 200 | 4 | 5 | 100 | L7 | fully | HPLC Column | PEEK | 200 x 4,0 mm
ProntoSIL | 25P4E085CT050 | BISCHOFF ProntoSIL CB 100-5-Octyl | C8 | 250 | 4 | 5 | 100 | L7 | fully | HPLC Column | PEEK | 250 x 4,0 mm
ProntoSIL | 30P4E085CT050 | BISCHOFF ProntoSIL CB 100-5-Octyl | C8 | 300 | 4 | 5 | 100 | L7 | fully | HPLC Column | PEEK | 300 x 4,0 mm
ProntoSIL | 6305E085CT050 | BISCHOFF ProntoSIL CB 100-5-Octyl | C8 | 5 | 4 | 5 | 100 | L7 | fully | Cartridges (5 pcs.) | SS | 5 x 4,0 mm
ProntoSIL | 6301E085CT050 | BISCHOFF ProntoSIL CB 100-5-Octyl | C8 | 10 | 4 | 5 | 100 | L7 | fully | Cartridges (5 pcs.) | SS | 10 x 4,0 mm
ProntoSIL | 6302E085CT050 | BISCHOFF ProntoSIL CB 100-5-Octyl | C8 | 20 | 4 | 5 | 100 | L7 | fully | Cartridges (5 pcs.) | SS | 20 x 4,0 mm
ProntoSIL | 63P1E085CT050 | BISCHOFF ProntoSIL CB 100-5-Octyl | C8 | 10 | 4 | 5 | 100 | L7 | fully | Cartridges (5 pcs.) | PEEK | 10 x 4,0 mm
ProntoSIL | 63P2E085CT050 | BISCHOFF ProntoSIL CB 100-5-Octyl | C8 | 20 | 4 | 5 | 100 | L7 | fully | Cartridges (5 pcs.) | PEEK | 20 x 4,0 mm
ProntoSIL | 6335E085CT050 | BISCHOFF ProntoSIL CB 100-5-Octyl | C8 | 5 | 3 | 5 | 100 | L7 | fully | Cartridges (5 pcs.) | SS | 5 x 3,0 mm
ProntoSIL | 6331E085CT050 | BISCHOFF ProntoSIL CB 100-5-Octyl | C8 | 10 | 3 | 5 | 100 | L7 | fully | Cartridges (5 pcs.) | SS | 10 x 3,0 mm
ProntoSIL | 6332E085CT050 | BISCHOFF ProntoSIL CB 100-5-Octyl | C8 | 20 | 3 | 5 | 100 | L7 | fully | Cartridges (5 pcs.) | SS | 20 x 3,0 mm
ProntoSIL | 6325E085CT050 | BISCHOFF ProntoSIL CB 100-5-Octyl | C8 | 5 | 2 | 5 | 100 | L7 | fully | Cartridges (5 pcs.) | SS | 5 x 2,0 mm
ProntoSIL | 6321E085CT050 | BISCHOFF ProntoSIL CB 100-5-Octyl | C8 | 10 | 2 | 5 | 100 | L7 | fully | Cartridges (5 pcs.) | SS | 10 x 2,0 mm
ProntoSIL | 6322E085CT050 | BISCHOFF ProntoSIL CB 100-5-Octyl | C8 | 20 | 2 | 5 | 100 | L7 | fully | Cartridges (5 pcs.) | SS | 20 x 2,0 mm
ProntoSIL | 0102E085CT100 | BISCHOFF ProntoSIL CB 100-10-Octyl | C8 | 14 | 2 | 10 | 100 | L7 | fully | HPLC Column | SS | 14 x 2,0 mm
ProntoSIL | 0103E085CT100 | BISCHOFF ProntoSIL CB 100-10-Octyl | C8 | 14 | 3 | 10 | 100 | L7 | fully | HPLC Column | SS | 14 x 3,0 mm
ProntoSIL | 0104E085CT100 | BISCHOFF ProntoSIL CB 100-10-Octyl | C8 | 14 | 4 | 10 | 100 | L7 | fully | HPLC Column | SS | 14 x 4,0 mm
ProntoSIL | 0146E085CT100 | BISCHOFF ProntoSIL CB 100-10-Octyl | C8 | 14 | 4.6 | 10 | 100 | L7 | fully | HPLC Column | SS | 14 x 4,6 mm
ProntoSIL | A202E085CT100 | BISCHOFF ProntoSIL CB 100-10-Octyl | C8 | 20 | 2 | 10 | 100 | L7 | fully | HPLC Column | SS | 20 x 2,0 mm
ProntoSIL | A203E085CT100 | BISCHOFF ProntoSIL CB 100-10-Octyl | C8 | 20 | 3 | 10 | 100 | L7 | fully | HPLC Column | SS | 20 x 3,0 mm
ProntoSIL | A204E085CT100 | BISCHOFF ProntoSIL CB 100-10-Octyl | C8 | 20 | 4 | 10 | 100 | L7 | fully | HPLC Column | SS | 20 x 4,0 mm
ProntoSIL | A246E085CT100 | BISCHOFF ProntoSIL CB 100-10-Octyl | C8 | 20 | 4.6 | 10 | 100 | L7 | fully | HPLC Column | SS | 20 x 4,6 mm
ProntoSIL | 0202E085CT100 | BISCHOFF ProntoSIL CB 100-10-Octyl | C8 | 25 | 2 | 10 | 100 | L7 | fully | HPLC Column | SS | 25 x 2,0 mm
ProntoSIL | 0203E085CT100 | BISCHOFF ProntoSIL CB 100-10-Octyl | C8 | 25 | 3 | 10 | 100 | L7 | fully | HPLC Column | SS | 25 x 3,0 mm
ProntoSIL | 0204E085CT100 | BISCHOFF ProntoSIL CB 100-10-Octyl | C8 | 25 | 4 | 10 | 100 | L7 | fully | HPLC Column | SS | 25 x 4,0 mm
ProntoSIL | 0246E085CT100 | BISCHOFF ProntoSIL CB 100-10-Octyl | C8 | 25 | 4.6 | 10 | 100 | L7 | fully | HPLC Column | SS | 25 x 4,6 mm
ProntoSIL | 0302E085CT100 | BISCHOFF ProntoSIL CB 100-10-Octyl | C8 | 30 | 2 | 10 | 100 | L7 | fully | HPLC Column | SS | 30 x 2,0 mm
ProntoSIL | 0303E085CT100 | BISCHOFF ProntoSIL CB 100-10-Octyl | C8 | 30 | 3 | 10 | 100 | L7 | fully | HPLC Column | SS | 30 x 3,0 mm
ProntoSIL | 0304E085CT100 | BISCHOFF ProntoSIL CB 100-10-Octyl | C8 | 30 | 4 | 10 | 100 | L7 | fully | HPLC Column | SS | 30 x 4,0 mm
ProntoSIL | 0346E085CT100 | BISCHOFF ProntoSIL CB 100-10-Octyl | C8 | 30 | 4.6 | 10 | 100 | L7 | fully | HPLC Column | SS | 30 x 4,6 mm
ProntoSIL | 0402E085CT100 | BISCHOFF ProntoSIL CB 100-10-Octyl | C8 | 33 | 2 | 10 | 100 | L7 | fully | HPLC Column | SS | 33 x 2,0 mm
ProntoSIL | 0403E085CT100 | BISCHOFF ProntoSIL CB 100-10-Octyl | C8 | 33 | 3 | 10 | 100 | L7 | fully | HPLC Column | SS | 33 x 3,0 mm
ProntoSIL | 0404E085CT100 | BISCHOFF ProntoSIL CB 100-10-Octyl | C8 | 33 | 4 | 10 | 100 | L7 | fully | HPLC Column | SS | 33 x 4,0 mm
ProntoSIL | 0446E085CT100 | BISCHOFF ProntoSIL CB 100-10-Octyl | C8 | 33 | 4.6 | 10 | 100 | L7 | fully | HPLC Column | SS | 33 x 4,6 mm
ProntoSIL | A402E085CT100 | BISCHOFF ProntoSIL CB 100-10-Octyl | C8 | 40 | 2 | 10 | 100 | L7 | fully | HPLC Column | SS | 40 x 2,0 mm
ProntoSIL | A403E085CT100 | BISCHOFF ProntoSIL CB 100-10-Octyl | C8 | 40 | 3 | 10 | 100 | L7 | fully | HPLC Column | SS | 40 x 3,0 mm
ProntoSIL | A404E085CT100 | BISCHOFF ProntoSIL CB 100-10-Octyl | C8 | 40 | 4 | 10 | 100 | L7 | fully | HPLC Column | SS | 40 x 4,0 mm
ProntoSIL | A446E085CT100 | BISCHOFF ProntoSIL CB 100-10-Octyl | C8 | 40 | 4.6 | 10 | 100 | L7 | fully | HPLC Column | SS | 40 x 4,6 mm
ProntoSIL | 0502E085CT100 | BISCHOFF ProntoSIL CB 100-10-Octyl | C8 | 50 | 2 | 10 | 100 | L7 | fully | HPLC Column | SS | 50 x 2,0 mm
ProntoSIL | 0503E085CT100 | BISCHOFF ProntoSIL CB 100-10-Octyl | C8 | 50 | 3 | 10 | 100 | L7 | fully | HPLC Column | SS | 50 x 3,0 mm
ProntoSIL | 0504E085CT100 | BISCHOFF ProntoSIL CB 100-10-Octyl | C8 | 50 | 4 | 10 | 100 | L7 | fully | HPLC Column | SS | 50 x 4,0 mm
ProntoSIL | 0546E085CT100 | BISCHOFF ProntoSIL CB 100-10-Octyl | C8 | 50 | 4.6 | 10 | 100 | L7 | fully | HPLC Column | SS | 50 x 4,6 mm
ProntoSIL | 0602E085CT100 | BISCHOFF ProntoSIL CB 100-10-Octyl | C8 | 53 | 2 | 10 | 100 | L7 | fully | HPLC Column | SS | 53 x 2,0 mm
ProntoSIL | 0603E085CT100 | BISCHOFF ProntoSIL CB 100-10-Octyl | C8 | 53 | 3 | 10 | 100 | L7 | fully | HPLC Column | SS | 53 x 3,0 mm
ProntoSIL | 0604E085CT100 | BISCHOFF ProntoSIL CB 100-10-Octyl | C8 | 53 | 4 | 10 | 100 | L7 | fully | HPLC Column | SS | 53 x 4,0 mm
ProntoSIL | 0646E085CT100 | BISCHOFF ProntoSIL CB 100-10-Octyl | C8 | 53 | 4.6 | 10 | 100 | L7 | fully | HPLC Column | SS | 53 x 4,6 mm
ProntoSIL | A602E085CT100 | BISCHOFF ProntoSIL CB 100-10-Octyl | C8 | 60 | 2 | 10 | 100 | L7 | fully | HPLC Column | SS | 60 x 2,0 mm
ProntoSIL | A603E085CT100 | BISCHOFF ProntoSIL CB 100-10-Octyl | C8 | 60 | 3 | 10 | 100 | L7 | fully | HPLC Column | SS | 60 x 3,0 mm
ProntoSIL | A604E085CT100 | BISCHOFF ProntoSIL CB 100-10-Octyl | C8 | 60 | 4 | 10 | 100 | L7 | fully | HPLC Column | SS | 60 x 4,0 mm
ProntoSIL | A646E085CT100 | BISCHOFF ProntoSIL CB 100-10-Octyl | C8 | 60 | 4.6 | 10 | 100 | L7 | fully | HPLC Column | SS | 60 x 4,6 mm
ProntoSIL | 0702E085CT100 | BISCHOFF ProntoSIL CB 100-10-Octyl | C8 | 75 | 2 | 10 | 100 | L7 | fully | HPLC Column | SS | 75 x 2,0 mm
ProntoSIL | 0703E085CT100 | BISCHOFF ProntoSIL CB 100-10-Octyl | C8 | 75 | 3 | 10 | 100 | L7 | fully | HPLC Column | SS | 75 x 3,0 mm
ProntoSIL | 0704E085CT100 | BISCHOFF ProntoSIL CB 100-10-Octyl | C8 | 75 | 4 | 10 | 100 | L7 | fully | HPLC Column | SS | 75 x 4,0 mm
ProntoSIL | 0746E085CT100 | BISCHOFF ProntoSIL CB 100-10-Octyl | C8 | 75 | 4.6 | 10 | 100 | L7 | fully | HPLC Column | SS | 75 x 4,6 mm
ProntoSIL | 1002E085CT100 | BISCHOFF ProntoSIL CB 100-10-Octyl | C8 | 100 | 2 | 10 | 100 | L7 | fully | HPLC Column | SS | 100 x 2,0 mm
ProntoSIL | 1003E085CT100 | BISCHOFF ProntoSIL CB 100-10-Octyl | C8 | 100 | 3 | 10 | 100 | L7 | fully | HPLC Column | SS | 100 x 3,0 mm
ProntoSIL | 1004E085CT100 | BISCHOFF ProntoSIL CB 100-10-Octyl | C8 | 100 | 4 | 10 | 100 | L7 | fully | HPLC Column | SS | 100 x 4,0 mm
ProntoSIL | 1046E085CT100 | BISCHOFF ProntoSIL CB 100-10-Octyl | C8 | 100 | 4.6 | 10 | 100 | L7 | fully | HPLC Column | SS | 100 x 4,6 mm
ProntoSIL | 1202E085CT100 | BISCHOFF ProntoSIL CB 100-10-Octyl | C8 | 125 | 2 | 10 | 100 | L7 | fully | HPLC Column | SS | 125 x 2,0 mm
ProntoSIL | 1203E085CT100 | BISCHOFF ProntoSIL CB 100-10-Octyl | C8 | 125 | 3 | 10 | 100 | L7 | fully | HPLC Column | SS | 125 x 3,0 mm
ProntoSIL | 1204E085CT100 | BISCHOFF ProntoSIL CB 100-10-Octyl | C8 | 125 | 4 | 10 | 100 | L7 | fully | HPLC Column | SS | 125 x 4,0 mm
ProntoSIL | 1246E085CT100 | BISCHOFF ProntoSIL CB 100-10-Octyl | C8 | 125 | 4.6 | 10 | 100 | L7 | fully | HPLC Column | SS | 125 x 4,6 mm
ProntoSIL | 1502E085CT100 | BISCHOFF ProntoSIL CB 100-10-Octyl | C8 | 150 | 2 | 10 | 100 | L7 | fully | HPLC Column | SS | 150 x 2,0 mm
ProntoSIL | 1503E085CT100 | BISCHOFF ProntoSIL CB 100-10-Octyl | C8 | 150 | 3 | 10 | 100 | L7 | fully | HPLC Column | SS | 150 x 3,0 mm
ProntoSIL | 1504E085CT100 | BISCHOFF ProntoSIL CB 100-10-Octyl | C8 | 150 | 4 | 10 | 100 | L7 | fully | HPLC Column | SS | 150 x 4,0 mm
ProntoSIL | 1546E085CT100 | BISCHOFF ProntoSIL CB 100-10-Octyl | C8 | 150 | 4.6 | 10 | 100 | L7 | fully | HPLC Column | SS | 150 x 4,6 mm
ProntoSIL | 2002E085CT100 | BISCHOFF ProntoSIL CB 100-10-Octyl | C8 | 200 | 2 | 10 | 100 | L7 | fully | HPLC Column | SS | 200 x 2,0 mm
ProntoSIL | 2003E085CT100 | BISCHOFF ProntoSIL CB 100-10-Octyl | C8 | 200 | 3 | 10 | 100 | L7 | fully | HPLC Column | SS | 200 x 3,0 mm
ProntoSIL | 2004E085CT100 | BISCHOFF ProntoSIL CB 100-10-Octyl | C8 | 200 | 4 | 10 | 100 | L7 | fully | HPLC Column | SS | 200 x 4,0 mm
ProntoSIL | 2046E085CT100 | BISCHOFF ProntoSIL CB 100-10-Octyl | C8 | 200 | 4.6 | 10 | 100 | L7 | fully | HPLC Column | SS | 200 x 4,6 mm
ProntoSIL | 2502E085CT100 | BISCHOFF ProntoSIL CB 100-10-Octyl | C8 | 250 | 2 | 10 | 100 | L7 | fully | HPLC Column | SS | 250 x 2,0 mm
ProntoSIL | 2503E085CT100 | BISCHOFF ProntoSIL CB 100-10-Octyl | C8 | 250 | 3 | 10 | 100 | L7 | fully | HPLC Column | SS | 250 x 3,0 mm
ProntoSIL | 2504E085CT100 | BISCHOFF ProntoSIL CB 100-10-Octyl | C8 | 250 | 4 | 10 | 100 | L7 | fully | HPLC Column | SS | 250 x 4,0 mm
ProntoSIL | 2546E085CT100 | BISCHOFF ProntoSIL CB 100-10-Octyl | C8 | 250 | 4.6 | 10 | 100 | L7 | fully | HPLC Column | SS | 250 x 4,6 mm
ProntoSIL | 3002E085CT100 | BISCHOFF ProntoSIL CB 100-10-Octyl | C8 | 300 | 2 | 10 | 100 | L7 | fully | HPLC Column | SS | 300 x 2,0 mm
ProntoSIL | 3003E085CT100 | BISCHOFF ProntoSIL CB 100-10-Octyl | C8 | 300 | 3 | 10 | 100 | L7 | fully | HPLC Column | SS | 300 x 3,0 mm
ProntoSIL | 3004E085CT100 | BISCHOFF ProntoSIL CB 100-10-Octyl | C8 | 300 | 4 | 10 | 100 | L7 | fully | HPLC Column | SS | 300 x 4,0 mm
ProntoSIL | 3046E085CT100 | BISCHOFF ProntoSIL CB 100-10-Octyl | C8 | 300 | 4.6 | 10 | 100 | L7 | fully | HPLC Column | SS | 300 x 4,6 mm
ProntoSIL | 01P4E085CT100 | BISCHOFF ProntoSIL CB 100-10-Octyl | C8 | 14 | 4 | 10 | 100 | L7 | fully | HPLC Column | PEEK | 14 x 4,0 mm
ProntoSIL | A2P4E085CT100 | BISCHOFF ProntoSIL CB 100-10-Octyl | C8 | 20 | 4 | 10 | 100 | L7 | fully | HPLC Column | PEEK | 20 x 4,0 mm
ProntoSIL | 02P4E085CT100 | BISCHOFF ProntoSIL CB 100-10-Octyl | C8 | 25 | 4 | 10 | 100 | L7 | fully | HPLC Column | PEEK | 25 x 4,0 mm
ProntoSIL | 03P4E085CT100 | BISCHOFF ProntoSIL CB 100-10-Octyl | C8 | 30 | 4 | 10 | 100 | L7 | fully | HPLC Column | PEEK | 30 x 4,0 mm
ProntoSIL | 04P4E085CT100 | BISCHOFF ProntoSIL CB 100-10-Octyl | C8 | 33 | 4 | 10 | 100 | L7 | fully | HPLC Column | PEEK | 33 x 4,0 mm
ProntoSIL | A4P4E085CT100 | BISCHOFF ProntoSIL CB 100-10-Octyl | C8 | 40 | 4 | 10 | 100 | L7 | fully | HPLC Column | PEEK | 40 x 4,0 mm
ProntoSIL | 05P4E085CT100 | BISCHOFF ProntoSIL CB 100-10-Octyl | C8 | 50 | 4 | 10 | 100 | L7 | fully | HPLC Column | PEEK | 50 x 4,0 mm
ProntoSIL | 06P4E085CT100 | BISCHOFF ProntoSIL CB 100-10-Octyl | C8 | 53 | 4 | 10 | 100 | L7 | fully | HPLC Column | PEEK | 53 x 4,0 mm
ProntoSIL | A6P4E085CT100 | BISCHOFF ProntoSIL CB 100-10-Octyl | C8 | 60 | 4 | 10 | 100 | L7 | fully | HPLC Column | PEEK | 60 x 4,0 mm
ProntoSIL | 07P4E085CT100 | BISCHOFF ProntoSIL CB 100-10-Octyl | C8 | 75 | 4 | 10 | 100 | L7 | fully | HPLC Column | PEEK | 75 x 4,0 mm
ProntoSIL | 10P4E085CT100 | BISCHOFF ProntoSIL CB 100-10-Octyl | C8 | 100 | 4 | 10 | 100 | L7 | fully | HPLC Column | PEEK | 100 x 4,0 mm
ProntoSIL | 12P4E085CT100 | BISCHOFF ProntoSIL CB 100-10-Octyl | C8 | 125 | 4 | 10 | 100 | L7 | fully | HPLC Column | PEEK | 125 x 4,0 mm
ProntoSIL | 15P4E085CT100 | BISCHOFF ProntoSIL CB 100-10-Octyl | C8 | 150 | 4 | 10 | 100 | L7 | fully | HPLC Column | PEEK | 150 x 4,0 mm
ProntoSIL | 20P4E085CT100 | BISCHOFF ProntoSIL CB 100-10-Octyl | C8 | 200 | 4 | 10 | 100 | L7 | fully | HPLC Column | PEEK | 200 x 4,0 mm
ProntoSIL | 25P4E085CT100 | BISCHOFF ProntoSIL CB 100-10-Octyl | C8 | 250 | 4 | 10 | 100 | L7 | fully | HPLC Column | PEEK | 250 x 4,0 mm
ProntoSIL | 30P4E085CT100 | BISCHOFF ProntoSIL CB 100-10-Octyl | C8 | 300 | 4 | 10 | 100 | L7 | fully | HPLC Column | PEEK | 300 x 4,0 mm
ProntoSIL | 6305E085CT100 | BISCHOFF ProntoSIL CB 100-10-Octyl | C8 | 5 | 4 | 10 | 100 | L7 | fully | Cartridges (5 pcs.) | SS | 5 x 4,0 mm
ProntoSIL | 6301E085CT100 | BISCHOFF ProntoSIL CB 100-10-Octyl | C8 | 10 | 4 | 10 | 100 | L7 | fully | Cartridges (5 pcs.) | SS | 10 x 4,0 mm
ProntoSIL | 6302E085CT100 | BISCHOFF ProntoSIL CB 100-10-Octyl | C8 | 20 | 4 | 10 | 100 | L7 | fully | Cartridges (5 pcs.) | SS | 20 x 4,0 mm
ProntoSIL | 63P1E085CT100 | BISCHOFF ProntoSIL CB 100-10-Octyl | C8 | 10 | 4 | 10 | 100 | L7 | fully | Cartridges (5 pcs.) | PEEK | 10 x 4,0 mm
ProntoSIL | 63P2E085CT100 | BISCHOFF ProntoSIL CB 100-10-Octyl | C8 | 20 | 4 | 10 | 100 | L7 | fully | Cartridges (5 pcs.) | PEEK | 20 x 4,0 mm
ProntoSIL | 6335E085CT100 | BISCHOFF ProntoSIL CB 100-10-Octyl | C8 | 5 | 3 | 10 | 100 | L7 | fully | Cartridges (5 pcs.) | SS | 5 x 3,0 mm
ProntoSIL | 6331E085CT100 | BISCHOFF ProntoSIL CB 100-10-Octyl | C8 | 10 | 3 | 10 | 100 | L7 | fully | Cartridges (5 pcs.) | SS | 10 x 3,0 mm
ProntoSIL | 6332E085CT100 | BISCHOFF ProntoSIL CB 100-10-Octyl | C8 | 20 | 3 | 10 | 100 | L7 | fully | Cartridges (5 pcs.) | SS | 20 x 3,0 mm
ProntoSIL | 6325E085CT100 | BISCHOFF ProntoSIL CB 100-10-Octyl | C8 | 5 | 2 | 10 | 100 | L7 | fully | Cartridges (5 pcs.) | SS | 5 x 2,0 mm
ProntoSIL | 6321E085CT100 | BISCHOFF ProntoSIL CB 100-10-Octyl | C8 | 10 | 2 | 10 | 100 | L7 | fully | Cartridges (5 pcs.) | SS | 10 x 2,0 mm
ProntoSIL | 6322E085CT100 | BISCHOFF ProntoSIL CB 100-10-Octyl | C8 | 20 | 2 | 10 | 100 | L7 | fully | Cartridges (5 pcs.) | SS | 20 x 2,0 mm
ProntoSIL | 0102E190CT050 | BISCHOFF ProntoSIL CB 100-5-Amino | NH2 | 14 | 2 | 5 | 100 | L8 | no | HPLC Column | SS | 14 x 2,0 mm
ProntoSIL | 0103E190CT050 | BISCHOFF ProntoSIL CB 100-5-Amino | NH2 | 14 | 3 | 5 | 100 | L8 | no | HPLC Column | SS | 14 x 3,0 mm
ProntoSIL | 0104E190CT050 | BISCHOFF ProntoSIL CB 100-5-Amino | NH2 | 14 | 4 | 5 | 100 | L8 | no | HPLC Column | SS | 14 x 4,0 mm
ProntoSIL | 0146E190CT050 | BISCHOFF ProntoSIL CB 100-5-Amino | NH2 | 14 | 4.6 | 5 | 100 | L8 | no | HPLC Column | SS | 14 x 4,6 mm
ProntoSIL | A202E190CT050 | BISCHOFF ProntoSIL CB 100-5-Amino | NH2 | 20 | 2 | 5 | 100 | L8 | no | HPLC Column | SS | 20 x 2,0 mm
ProntoSIL | A203E190CT050 | BISCHOFF ProntoSIL CB 100-5-Amino | NH2 | 20 | 3 | 5 | 100 | L8 | no | HPLC Column | SS | 20 x 3,0 mm
ProntoSIL | A204E190CT050 | BISCHOFF ProntoSIL CB 100-5-Amino | NH2 | 20 | 4 | 5 | 100 | L8 | no | HPLC Column | SS | 20 x 4,0 mm
ProntoSIL | A246E190CT050 | BISCHOFF ProntoSIL CB 100-5-Amino | NH2 | 20 | 4.6 | 5 | 100 | L8 | no | HPLC Column | SS | 20 x 4,6 mm
ProntoSIL | 0202E190CT050 | BISCHOFF ProntoSIL CB 100-5-Amino | NH2 | 25 | 2 | 5 | 100 | L8 | no | HPLC Column | SS | 25 x 2,0 mm
ProntoSIL | 0203E190CT050 | BISCHOFF ProntoSIL CB 100-5-Amino | NH2 | 25 | 3 | 5 | 100 | L8 | no | HPLC Column | SS | 25 x 3,0 mm
ProntoSIL | 0204E190CT050 | BISCHOFF ProntoSIL CB 100-5-Amino | NH2 | 25 | 4 | 5 | 100 | L8 | no | HPLC Column | SS | 25 x 4,0 mm
ProntoSIL | 0246E190CT050 | BISCHOFF ProntoSIL CB 100-5-Amino | NH2 | 25 | 4.6 | 5 | 100 | L8 | no | HPLC Column | SS | 25 x 4,6 mm
ProntoSIL | 0302E190CT050 | BISCHOFF ProntoSIL CB 100-5-Amino | NH2 | 30 | 2 | 5 | 100 | L8 | no | HPLC Column | SS | 30 x 2,0 mm
ProntoSIL | 0303E190CT050 | BISCHOFF ProntoSIL CB 100-5-Amino | NH2 | 30 | 3 | 5 | 100 | L8 | no | HPLC Column | SS | 30 x 3,0 mm
ProntoSIL | 0304E190CT050 | BISCHOFF ProntoSIL CB 100-5-Amino | NH2 | 30 | 4 | 5 | 100 | L8 | no | HPLC Column | SS | 30 x 4,0 mm
ProntoSIL | 0346E190CT050 | BISCHOFF ProntoSIL CB 100-5-Amino | NH2 | 30 | 4.6 | 5 | 100 | L8 | no | HPLC Column | SS | 30 x 4,6 mm
ProntoSIL | 0402E190CT050 | BISCHOFF ProntoSIL CB 100-5-Amino | NH2 | 33 | 2 | 5 | 100 | L8 | no | HPLC Column | SS | 33 x 2,0 mm
ProntoSIL | 0403E190CT050 | BISCHOFF ProntoSIL CB 100-5-Amino | NH2 | 33 | 3 | 5 | 100 | L8 | no | HPLC Column | SS | 33 x 3,0 mm
ProntoSIL | 0404E190CT050 | BISCHOFF ProntoSIL CB 100-5-Amino | NH2 | 33 | 4 | 5 | 100 | L8 | no | HPLC Column | SS | 33 x 4,0 mm
ProntoSIL | 0446E190CT050 | BISCHOFF ProntoSIL CB 100-5-Amino | NH2 | 33 | 4.6 | 5 | 100 | L8 | no | HPLC Column | SS | 33 x 4,6 mm
ProntoSIL | A402E190CT050 | BISCHOFF ProntoSIL CB 100-5-Amino | NH2 | 40 | 2 | 5 | 100 | L8 | no | HPLC Column | SS | 40 x 2,0 mm
ProntoSIL | A403E190CT050 | BISCHOFF ProntoSIL CB 100-5-Amino | NH2 | 40 | 3 | 5 | 100 | L8 | no | HPLC Column | SS | 40 x 3,0 mm
ProntoSIL | A404E190CT050 | BISCHOFF ProntoSIL CB 100-5-Amino | NH2 | 40 | 4 | 5 | 100 | L8 | no | HPLC Column | SS | 40 x 4,0 mm
ProntoSIL | A446E190CT050 | BISCHOFF ProntoSIL CB 100-5-Amino | NH2 | 40 | 4.6 | 5 | 100 | L8 | no | HPLC Column | SS | 40 x 4,6 mm
ProntoSIL | 0502E190CT050 | BISCHOFF ProntoSIL CB 100-5-Amino | NH2 | 50 | 2 | 5 | 100 | L8 | no | HPLC Column | SS | 50 x 2,0 mm
ProntoSIL | 0503E190CT050 | BISCHOFF ProntoSIL CB 100-5-Amino | NH2 | 50 | 3 | 5 | 100 | L8 | no | HPLC Column | SS | 50 x 3,0 mm
ProntoSIL | 0504E190CT050 | BISCHOFF ProntoSIL CB 100-5-Amino | NH2 | 50 | 4 | 5 | 100 | L8 | no | HPLC Column | SS | 50 x 4,0 mm
ProntoSIL | 0546E190CT050 | BISCHOFF ProntoSIL CB 100-5-Amino | NH2 | 50 | 4.6 | 5 | 100 | L8 | no | HPLC Column | SS | 50 x 4,6 mm
ProntoSIL | 0602E190CT050 | BISCHOFF ProntoSIL CB 100-5-Amino | NH2 | 53 | 2 | 5 | 100 | L8 | no | HPLC Column | SS | 53 x 2,0 mm
ProntoSIL | 0603E190CT050 | BISCHOFF ProntoSIL CB 100-5-Amino | NH2 | 53 | 3 | 5 | 100 | L8 | no | HPLC Column | SS | 53 x 3,0 mm
ProntoSIL | 0604E190CT050 | BISCHOFF ProntoSIL CB 100-5-Amino | NH2 | 53 | 4 | 5 | 100 | L8 | no | HPLC Column | SS | 53 x 4,0 mm
ProntoSIL | 0646E190CT050 | BISCHOFF ProntoSIL CB 100-5-Amino | NH2 | 53 | 4.6 | 5 | 100 | L8 | no | HPLC Column | SS | 53 x 4,6 mm
ProntoSIL | A602E190CT050 | BISCHOFF ProntoSIL CB 100-5-Amino | NH2 | 60 | 2 | 5 | 100 | L8 | no | HPLC Column | SS | 60 x 2,0 mm
ProntoSIL | A603E190CT050 | BISCHOFF ProntoSIL CB 100-5-Amino | NH2 | 60 | 3 | 5 | 100 | L8 | no | HPLC Column | SS | 60 x 3,0 mm
ProntoSIL | A604E190CT050 | BISCHOFF ProntoSIL CB 100-5-Amino | NH2 | 60 | 4 | 5 | 100 | L8 | no | HPLC Column | SS | 60 x 4,0 mm
ProntoSIL | A646E190CT050 | BISCHOFF ProntoSIL CB 100-5-Amino | NH2 | 60 | 4.6 | 5 | 100 | L8 | no | HPLC Column | SS | 60 x 4,6 mm
ProntoSIL | 0702E190CT050 | BISCHOFF ProntoSIL CB 100-5-Amino | NH2 | 75 | 2 | 5 | 100 | L8 | no | HPLC Column | SS | 75 x 2,0 mm
ProntoSIL | 0703E190CT050 | BISCHOFF ProntoSIL CB 100-5-Amino | NH2 | 75 | 3 | 5 | 100 | L8 | no | HPLC Column | SS | 75 x 3,0 mm
ProntoSIL | 0704E190CT050 | BISCHOFF ProntoSIL CB 100-5-Amino | NH2 | 75 | 4 | 5 | 100 | L8 | no | HPLC Column | SS | 75 x 4,0 mm
ProntoSIL | 0746E190CT050 | BISCHOFF ProntoSIL CB 100-5-Amino | NH2 | 75 | 4.6 | 5 | 100 | L8 | no | HPLC Column | SS | 75 x 4,6 mm
ProntoSIL | 1002E190CT050 | BISCHOFF ProntoSIL CB 100-5-Amino | NH2 | 100 | 2 | 5 | 100 | L8 | no | HPLC Column | SS | 100 x 2,0 mm
ProntoSIL | 1003E190CT050 | BISCHOFF ProntoSIL CB 100-5-Amino | NH2 | 100 | 3 | 5 | 100 | L8 | no | HPLC Column | SS | 100 x 3,0 mm
ProntoSIL | 1004E190CT050 | BISCHOFF ProntoSIL CB 100-5-Amino | NH2 | 100 | 4 | 5 | 100 | L8 | no | HPLC Column | SS | 100 x 4,0 mm
ProntoSIL | 1046E190CT050 | BISCHOFF ProntoSIL CB 100-5-Amino | NH2 | 100 | 4.6 | 5 | 100 | L8 | no | HPLC Column | SS | 100 x 4,6 mm
ProntoSIL | 1202E190CT050 | BISCHOFF ProntoSIL CB 100-5-Amino | NH2 | 125 | 2 | 5 | 100 | L8 | no | HPLC Column | SS | 125 x 2,0 mm
ProntoSIL | 1203E190CT050 | BISCHOFF ProntoSIL CB 100-5-Amino | NH2 | 125 | 3 | 5 | 100 | L8 | no | HPLC Column | SS | 125 x 3,0 mm
ProntoSIL | 1204E190CT050 | BISCHOFF ProntoSIL CB 100-5-Amino | NH2 | 125 | 4 | 5 | 100 | L8 | no | HPLC Column | SS | 125 x 4,0 mm
ProntoSIL | 1246E190CT050 | BISCHOFF ProntoSIL CB 100-5-Amino | NH2 | 125 | 4.6 | 5 | 100 | L8 | no | HPLC Column | SS | 125 x 4,6 mm
ProntoSIL | 1502E190CT050 | BISCHOFF ProntoSIL CB 100-5-Amino | NH2 | 150 | 2 | 5 | 100 | L8 | no | HPLC Column | SS | 150 x 2,0 mm
ProntoSIL | 1503E190CT050 | BISCHOFF ProntoSIL CB 100-5-Amino | NH2 | 150 | 3 | 5 | 100 | L8 | no | HPLC Column | SS | 150 x 3,0 mm
ProntoSIL | 1504E190CT050 | BISCHOFF ProntoSIL CB 100-5-Amino | NH2 | 150 | 4 | 5 | 100 | L8 | no | HPLC Column | SS | 150 x 4,0 mm
ProntoSIL | 1546E190CT050 | BISCHOFF ProntoSIL CB 100-5-Amino | NH2 | 150 | 4.6 | 5 | 100 | L8 | no | HPLC Column | SS | 150 x 4,6 mm
ProntoSIL | 2002E190CT050 | BISCHOFF ProntoSIL CB 100-5-Amino | NH2 | 200 | 2 | 5 | 100 | L8 | no | HPLC Column | SS | 200 x 2,0 mm
ProntoSIL | 2003E190CT050 | BISCHOFF ProntoSIL CB 100-5-Amino | NH2 | 200 | 3 | 5 | 100 | L8 | no | HPLC Column | SS | 200 x 3,0 mm
ProntoSIL | 2004E190CT050 | BISCHOFF ProntoSIL CB 100-5-Amino | NH2 | 200 | 4 | 5 | 100 | L8 | no | HPLC Column | SS | 200 x 4,0 mm
ProntoSIL | 2046E190CT050 | BISCHOFF ProntoSIL CB 100-5-Amino | NH2 | 200 | 4.6 | 5 | 100 | L8 | no | HPLC Column | SS | 200 x 4,6 mm
ProntoSIL | 2502E190CT050 | BISCHOFF ProntoSIL CB 100-5-Amino | NH2 | 250 | 2 | 5 | 100 | L8 | no | HPLC Column | SS | 250 x 2,0 mm
ProntoSIL | 2503E190CT050 | BISCHOFF ProntoSIL CB 100-5-Amino | NH2 | 250 | 3 | 5 | 100 | L8 | no | HPLC Column | SS | 250 x 3,0 mm
ProntoSIL | 2504E190CT050 | BISCHOFF ProntoSIL CB 100-5-Amino | NH2 | 250 | 4 | 5 | 100 | L8 | no | HPLC Column | SS | 250 x 4,0 mm
ProntoSIL | 2546E190CT050 | BISCHOFF ProntoSIL CB 100-5-Amino | NH2 | 250 | 4.6 | 5 | 100 | L8 | no | HPLC Column | SS | 250 x 4,6 mm
ProntoSIL | 3002E190CT050 | BISCHOFF ProntoSIL CB 100-5-Amino | NH2 | 300 | 2 | 5 | 100 | L8 | no | HPLC Column | SS | 300 x 2,0 mm
ProntoSIL | 3003E190CT050 | BISCHOFF ProntoSIL CB 100-5-Amino | NH2 | 300 | 3 | 5 | 100 | L8 | no | HPLC Column | SS | 300 x 3,0 mm
ProntoSIL | 3004E190CT050 | BISCHOFF ProntoSIL CB 100-5-Amino | NH2 | 300 | 4 | 5 | 100 | L8 | no | HPLC Column | SS | 300 x 4,0 mm
ProntoSIL | 3046E190CT050 | BISCHOFF ProntoSIL CB 100-5-Amino | NH2 | 300 | 4.6 | 5 | 100 | L8 | no | HPLC Column | SS | 300 x 4,6 mm
ProntoSIL | 01P4E190CT050 | BISCHOFF ProntoSIL CB 100-5-Amino | NH2 | 14 | 4 | 5 | 100 | L8 | no | HPLC Column | PEEK | 14 x 4,0 mm
ProntoSIL | A2P4E190CT050 | BISCHOFF ProntoSIL CB 100-5-Amino | NH2 | 20 | 4 | 5 | 100 | L8 | no | HPLC Column | PEEK | 20 x 4,0 mm
ProntoSIL | 02P4E190CT050 | BISCHOFF ProntoSIL CB 100-5-Amino | NH2 | 25 | 4 | 5 | 100 | L8 | no | HPLC Column | PEEK | 25 x 4,0 mm
ProntoSIL | 03P4E190CT050 | BISCHOFF ProntoSIL CB 100-5-Amino | NH2 | 30 | 4 | 5 | 100 | L8 | no | HPLC Column | PEEK | 30 x 4,0 mm
ProntoSIL | 04P4E190CT050 | BISCHOFF ProntoSIL CB 100-5-Amino | NH2 | 33 | 4 | 5 | 100 | L8 | no | HPLC Column | PEEK | 33 x 4,0 mm
ProntoSIL | A4P4E190CT050 | BISCHOFF ProntoSIL CB 100-5-Amino | NH2 | 40 | 4 | 5 | 100 | L8 | no | HPLC Column | PEEK | 40 x 4,0 mm
ProntoSIL | 05P4E190CT050 | BISCHOFF ProntoSIL CB 100-5-Amino | NH2 | 50 | 4 | 5 | 100 | L8 | no | HPLC Column | PEEK | 50 x 4,0 mm
ProntoSIL | 06P4E190CT050 | BISCHOFF ProntoSIL CB 100-5-Amino | NH2 | 53 | 4 | 5 | 100 | L8 | no | HPLC Column | PEEK | 53 x 4,0 mm
ProntoSIL | A6P4E190CT050 | BISCHOFF ProntoSIL CB 100-5-Amino | NH2 | 60 | 4 | 5 | 100 | L8 | no | HPLC Column | PEEK | 60 x 4,0 mm
ProntoSIL | 07P4E190CT050 | BISCHOFF ProntoSIL CB 100-5-Amino | NH2 | 75 | 4 | 5 | 100 | L8 | no | HPLC Column | PEEK | 75 x 4,0 mm
ProntoSIL | 10P4E190CT050 | BISCHOFF ProntoSIL CB 100-5-Amino | NH2 | 100 | 4 | 5 | 100 | L8 | no | HPLC Column | PEEK | 100 x 4,0 mm
ProntoSIL | 12P4E190CT050 | BISCHOFF ProntoSIL CB 100-5-Amino | NH2 | 125 | 4 | 5 | 100 | L8 | no | HPLC Column | PEEK | 125 x 4,0 mm
ProntoSIL | 15P4E190CT050 | BISCHOFF ProntoSIL CB 100-5-Amino | NH2 | 150 | 4 | 5 | 100 | L8 | no | HPLC Column | PEEK | 150 x 4,0 mm
ProntoSIL | 20P4E190CT050 | BISCHOFF ProntoSIL CB 100-5-Amino | NH2 | 200 | 4 | 5 | 100 | L8 | no | HPLC Column | PEEK | 200 x 4,0 mm
ProntoSIL | 25P4E190CT050 | BISCHOFF ProntoSIL CB 100-5-Amino | NH2 | 250 | 4 | 5 | 100 | L8 | no | HPLC Column | PEEK | 250 x 4,0 mm
ProntoSIL | 30P4E190CT050 | BISCHOFF ProntoSIL CB 100-5-Amino | NH2 | 300 | 4 | 5 | 100 | L8 | no | HPLC Column | PEEK | 300 x 4,0 mm
ProntoSIL | 6305E190CT050 | BISCHOFF ProntoSIL CB 100-5-Amino | NH2 | 5 | 4 | 5 | 100 | L8 | no | Cartridges (5 pcs.) | SS | 5 x 4,0 mm
ProntoSIL | 6301E190CT050 | BISCHOFF ProntoSIL CB 100-5-Amino | NH2 | 10 | 4 | 5 | 100 | L8 | no | Cartridges (5 pcs.) | SS | 10 x 4,0 mm
ProntoSIL | 6302E190CT050 | BISCHOFF ProntoSIL CB 100-5-Amino | NH2 | 20 | 4 | 5 | 100 | L8 | no | Cartridges (5 pcs.) | SS | 20 x 4,0 mm
ProntoSIL | 63P1E190CT050 | BISCHOFF ProntoSIL CB 100-5-Amino | NH2 | 10 | 4 | 5 | 100 | L8 | no | Cartridges (5 pcs.) | PEEK | 10 x 4,0 mm
ProntoSIL | 63P2E190CT050 | BISCHOFF ProntoSIL CB 100-5-Amino | NH2 | 20 | 4 | 5 | 100 | L8 | no | Cartridges (5 pcs.) | PEEK | 20 x 4,0 mm
ProntoSIL | 6335E190CT050 | BISCHOFF ProntoSIL CB 100-5-Amino | NH2 | 5 | 3 | 5 | 100 | L8 | no | Cartridges (5 pcs.) | SS | 5 x 3,0 mm
ProntoSIL | 6331E190CT050 | BISCHOFF ProntoSIL CB 100-5-Amino | NH2 | 10 | 3 | 5 | 100 | L8 | no | Cartridges (5 pcs.) | SS | 10 x 3,0 mm
ProntoSIL | 6332E190CT050 | BISCHOFF ProntoSIL CB 100-5-Amino | NH2 | 20 | 3 | 5 | 100 | L8 | no | Cartridges (5 pcs.) | SS | 20 x 3,0 mm
ProntoSIL | 6325E190CT050 | BISCHOFF ProntoSIL CB 100-5-Amino | NH2 | 5 | 2 | 5 | 100 | L8 | no | Cartridges (5 pcs.) | SS | 5 x 2,0 mm
ProntoSIL | 6321E190CT050 | BISCHOFF ProntoSIL CB 100-5-Amino | NH2 | 10 | 2 | 5 | 100 | L8 | no | Cartridges (5 pcs.) | SS | 10 x 2,0 mm
ProntoSIL | 6322E190CT050 | BISCHOFF ProntoSIL CB 100-5-Amino | NH2 | 20 | 2 | 5 | 100 | L8 | no | Cartridges (5 pcs.) | SS | 20 x 2,0 mm
ProntoSIL | 0102E190CT100 | BISCHOFF ProntoSIL CB 100-10-Amino | NH2 | 14 | 2 | 10 | 100 | L8 | no | HPLC Column | SS | 14 x 2,0 mm
ProntoSIL | 0103E190CT100 | BISCHOFF ProntoSIL CB 100-10-Amino | NH2 | 14 | 3 | 10 | 100 | L8 | no | HPLC Column | SS | 14 x 3,0 mm
ProntoSIL | 0104E190CT100 | BISCHOFF ProntoSIL CB 100-10-Amino | NH2 | 14 | 4 | 10 | 100 | L8 | no | HPLC Column | SS | 14 x 4,0 mm
ProntoSIL | 0146E190CT100 | BISCHOFF ProntoSIL CB 100-10-Amino | NH2 | 14 | 4.6 | 10 | 100 | L8 | no | HPLC Column | SS | 14 x 4,6 mm
ProntoSIL | A202E190CT100 | BISCHOFF ProntoSIL CB 100-10-Amino | NH2 | 20 | 2 | 10 | 100 | L8 | no | HPLC Column | SS | 20 x 2,0 mm
ProntoSIL | A203E190CT100 | BISCHOFF ProntoSIL CB 100-10-Amino | NH2 | 20 | 3 | 10 | 100 | L8 | no | HPLC Column | SS | 20 x 3,0 mm
ProntoSIL | A204E190CT100 | BISCHOFF ProntoSIL CB 100-10-Amino | NH2 | 20 | 4 | 10 | 100 | L8 | no | HPLC Column | SS | 20 x 4,0 mm
ProntoSIL | A246E190CT100 | BISCHOFF ProntoSIL CB 100-10-Amino | NH2 | 20 | 4.6 | 10 | 100 | L8 | no | HPLC Column | SS | 20 x 4,6 mm
ProntoSIL | 0202E190CT100 | BISCHOFF ProntoSIL CB 100-10-Amino | NH2 | 25 | 2 | 10 | 100 | L8 | no | HPLC Column | SS | 25 x 2,0 mm
ProntoSIL | 0203E190CT100 | BISCHOFF ProntoSIL CB 100-10-Amino | NH2 | 25 | 3 | 10 | 100 | L8 | no | HPLC Column | SS | 25 x 3,0 mm
ProntoSIL | 0204E190CT100 | BISCHOFF ProntoSIL CB 100-10-Amino | NH2 | 25 | 4 | 10 | 100 | L8 | no | HPLC Column | SS | 25 x 4,0 mm
ProntoSIL | 0246E190CT100 | BISCHOFF ProntoSIL CB 100-10-Amino | NH2 | 25 | 4.6 | 10 | 100 | L8 | no | HPLC Column | SS | 25 x 4,6 mm
ProntoSIL | 0302E190CT100 | BISCHOFF ProntoSIL CB 100-10-Amino | NH2 | 30 | 2 | 10 | 100 | L8 | no | HPLC Column | SS | 30 x 2,0 mm
ProntoSIL | 0303E190CT100 | BISCHOFF ProntoSIL CB 100-10-Amino | NH2 | 30 | 3 | 10 | 100 | L8 | no | HPLC Column | SS | 30 x 3,0 mm
ProntoSIL | 0304E190CT100 | BISCHOFF ProntoSIL CB 100-10-Amino | NH2 | 30 | 4 | 10 | 100 | L8 | no | HPLC Column | SS | 30 x 4,0 mm
ProntoSIL | 0346E190CT100 | BISCHOFF ProntoSIL CB 100-10-Amino | NH2 | 30 | 4.6 | 10 | 100 | L8 | no | HPLC Column | SS | 30 x 4,6 mm
ProntoSIL | 0402E190CT100 | BISCHOFF ProntoSIL CB 100-10-Amino | NH2 | 33 | 2 | 10 | 100 | L8 | no | HPLC Column | SS | 33 x 2,0 mm
ProntoSIL | 0403E190CT100 | BISCHOFF ProntoSIL CB 100-10-Amino | NH2 | 33 | 3 | 10 | 100 | L8 | no | HPLC Column | SS | 33 x 3,0 mm
ProntoSIL | 0404E190CT100 | BISCHOFF ProntoSIL CB 100-10-Amino | NH2 | 33 | 4 | 10 | 100 | L8 | no | HPLC Column | SS | 33 x 4,0 mm
ProntoSIL | 0446E190CT100 | BISCHOFF ProntoSIL CB 100-10-Amino | NH2 | 33 | 4.6 | 10 | 100 | L8 | no | HPLC Column | SS | 33 x 4,6 mm
ProntoSIL | A402E190CT100 | BISCHOFF ProntoSIL CB 100-10-Amino | NH2 | 40 | 2 | 10 | 100 | L8 | no | HPLC Column | SS | 40 x 2,0 mm
ProntoSIL | A403E190CT100 | BISCHOFF ProntoSIL CB 100-10-Amino | NH2 | 40 | 3 | 10 | 100 | L8 | no | HPLC Column | SS | 40 x 3,0 mm
ProntoSIL | A404E190CT100 | BISCHOFF ProntoSIL CB 100-10-Amino | NH2 | 40 | 4 | 10 | 100 | L8 | no | HPLC Column | SS | 40 x 4,0 mm
ProntoSIL | A446E190CT100 | BISCHOFF ProntoSIL CB 100-10-Amino | NH2 | 40 | 4.6 | 10 | 100 | L8 | no | HPLC Column | SS | 40 x 4,6 mm
ProntoSIL | 0502E190CT100 | BISCHOFF ProntoSIL CB 100-10-Amino | NH2 | 50 | 2 | 10 | 100 | L8 | no | HPLC Column | SS | 50 x 2,0 mm
ProntoSIL | 0503E190CT100 | BISCHOFF ProntoSIL CB 100-10-Amino | NH2 | 50 | 3 | 10 | 100 | L8 | no | HPLC Column | SS | 50 x 3,0 mm
ProntoSIL | 0504E190CT100 | BISCHOFF ProntoSIL CB 100-10-Amino | NH2 | 50 | 4 | 10 | 100 | L8 | no | HPLC Column | SS | 50 x 4,0 mm
ProntoSIL | 0546E190CT100 | BISCHOFF ProntoSIL CB 100-10-Amino | NH2 | 50 | 4.6 | 10 | 100 | L8 | no | HPLC Column | SS | 50 x 4,6 mm
ProntoSIL | 0602E190CT100 | BISCHOFF ProntoSIL CB 100-10-Amino | NH2 | 53 | 2 | 10 | 100 | L8 | no | HPLC Column | SS | 53 x 2,0 mm
ProntoSIL | 0603E190CT100 | BISCHOFF ProntoSIL CB 100-10-Amino | NH2 | 53 | 3 | 10 | 100 | L8 | no | HPLC Column | SS | 53 x 3,0 mm
ProntoSIL | 0604E190CT100 | BISCHOFF ProntoSIL CB 100-10-Amino | NH2 | 53 | 4 | 10 | 100 | L8 | no | HPLC Column | SS | 53 x 4,0 mm
ProntoSIL | 0646E190CT100 | BISCHOFF ProntoSIL CB 100-10-Amino | NH2 | 53 | 4.6 | 10 | 100 | L8 | no | HPLC Column | SS | 53 x 4,6 mm
ProntoSIL | A602E190CT100 | BISCHOFF ProntoSIL CB 100-10-Amino | NH2 | 60 | 2 | 10 | 100 | L8 | no | HPLC Column | SS | 60 x 2,0 mm
ProntoSIL | A603E190CT100 | BISCHOFF ProntoSIL CB 100-10-Amino | NH2 | 60 | 3 | 10 | 100 | L8 | no | HPLC Column | SS | 60 x 3,0 mm
ProntoSIL | A604E190CT100 | BISCHOFF ProntoSIL CB 100-10-Amino | NH2 | 60 | 4 | 10 | 100 | L8 | no | HPLC Column | SS | 60 x 4,0 mm
ProntoSIL | A646E190CT100 | BISCHOFF ProntoSIL CB 100-10-Amino | NH2 | 60 | 4.6 | 10 | 100 | L8 | no | HPLC Column | SS | 60 x 4,6 mm
ProntoSIL | 0702E190CT100 | BISCHOFF ProntoSIL CB 100-10-Amino | NH2 | 75 | 2 | 10 | 100 | L8 | no | HPLC Column | SS | 75 x 2,0 mm
ProntoSIL | 0703E190CT100 | BISCHOFF ProntoSIL CB 100-10-Amino | NH2 | 75 | 3 | 10 | 100 | L8 | no | HPLC Column | SS | 75 x 3,0 mm
ProntoSIL | 0704E190CT100 | BISCHOFF ProntoSIL CB 100-10-Amino | NH2 | 75 | 4 | 10 | 100 | L8 | no | HPLC Column | SS | 75 x 4,0 mm
ProntoSIL | 0746E190CT100 | BISCHOFF ProntoSIL CB 100-10-Amino | NH2 | 75 | 4.6 | 10 | 100 | L8 | no | HPLC Column | SS | 75 x 4,6 mm
ProntoSIL | 1002E190CT100 | BISCHOFF ProntoSIL CB 100-10-Amino | NH2 | 100 | 2 | 10 | 100 | L8 | no | HPLC Column | SS | 100 x 2,0 mm
ProntoSIL | 1003E190CT100 | BISCHOFF ProntoSIL CB 100-10-Amino | NH2 | 100 | 3 | 10 | 100 | L8 | no | HPLC Column | SS | 100 x 3,0 mm
ProntoSIL | 1004E190CT100 | BISCHOFF ProntoSIL CB 100-10-Amino | NH2 | 100 | 4 | 10 | 100 | L8 | no | HPLC Column | SS | 100 x 4,0 mm
ProntoSIL | 1046E190CT100 | BISCHOFF ProntoSIL CB 100-10-Amino | NH2 | 100 | 4.6 | 10 | 100 | L8 | no | HPLC Column | SS | 100 x 4,6 mm
ProntoSIL | 1202E190CT100 | BISCHOFF ProntoSIL CB 100-10-Amino | NH2 | 125 | 2 | 10 | 100 | L8 | no | HPLC Column | SS | 125 x 2,0 mm
ProntoSIL | 1203E190CT100 | BISCHOFF ProntoSIL CB 100-10-Amino | NH2 | 125 | 3 | 10 | 100 | L8 | no | HPLC Column | SS | 125 x 3,0 mm
ProntoSIL | 1204E190CT100 | BISCHOFF ProntoSIL CB 100-10-Amino | NH2 | 125 | 4 | 10 | 100 | L8 | no | HPLC Column | SS | 125 x 4,0 mm
ProntoSIL | 1246E190CT100 | BISCHOFF ProntoSIL CB 100-10-Amino | NH2 | 125 | 4.6 | 10 | 100 | L8 | no | HPLC Column | SS | 125 x 4,6 mm
ProntoSIL | 1502E190CT100 | BISCHOFF ProntoSIL CB 100-10-Amino | NH2 | 150 | 2 | 10 | 100 | L8 | no | HPLC Column | SS | 150 x 2,0 mm
ProntoSIL | 1503E190CT100 | BISCHOFF ProntoSIL CB 100-10-Amino | NH2 | 150 | 3 | 10 | 100 | L8 | no | HPLC Column | SS | 150 x 3,0 mm
ProntoSIL | 1504E190CT100 | BISCHOFF ProntoSIL CB 100-10-Amino | NH2 | 150 | 4 | 10 | 100 | L8 | no | HPLC Column | SS | 150 x 4,0 mm
ProntoSIL | 1546E190CT100 | BISCHOFF ProntoSIL CB 100-10-Amino | NH2 | 150 | 4.6 | 10 | 100 | L8 | no | HPLC Column | SS | 150 x 4,6 mm
ProntoSIL | 2002E190CT100 | BISCHOFF ProntoSIL CB 100-10-Amino | NH2 | 200 | 2 | 10 | 100 | L8 | no | HPLC Column | SS | 200 x 2,0 mm
ProntoSIL | 2003E190CT100 | BISCHOFF ProntoSIL CB 100-10-Amino | NH2 | 200 | 3 | 10 | 100 | L8 | no | HPLC Column | SS | 200 x 3,0 mm
ProntoSIL | 2004E190CT100 | BISCHOFF ProntoSIL CB 100-10-Amino | NH2 | 200 | 4 | 10 | 100 | L8 | no | HPLC Column | SS | 200 x 4,0 mm
ProntoSIL | 2046E190CT100 | BISCHOFF ProntoSIL CB 100-10-Amino | NH2 | 200 | 4.6 | 10 | 100 | L8 | no | HPLC Column | SS | 200 x 4,6 mm
ProntoSIL | 2502E190CT100 | BISCHOFF ProntoSIL CB 100-10-Amino | NH2 | 250 | 2 | 10 | 100 | L8 | no | HPLC Column | SS | 250 x 2,0 mm
ProntoSIL | 2503E190CT100 | BISCHOFF ProntoSIL CB 100-10-Amino | NH2 | 250 | 3 | 10 | 100 | L8 | no | HPLC Column | SS | 250 x 3,0 mm
ProntoSIL | 2504E190CT100 | BISCHOFF ProntoSIL CB 100-10-Amino | NH2 | 250 | 4 | 10 | 100 | L8 | no | HPLC Column | SS | 250 x 4,0 mm
ProntoSIL | 2546E190CT100 | BISCHOFF ProntoSIL CB 100-10-Amino | NH2 | 250 | 4.6 | 10 | 100 | L8 | no | HPLC Column | SS | 250 x 4,6 mm
ProntoSIL | 3002E190CT100 | BISCHOFF ProntoSIL CB 100-10-Amino | NH2 | 300 | 2 | 10 | 100 | L8 | no | HPLC Column | SS | 300 x 2,0 mm
ProntoSIL | 3003E190CT100 | BISCHOFF ProntoSIL CB 100-10-Amino | NH2 | 300 | 3 | 10 | 100 | L8 | no | HPLC Column | SS | 300 x 3,0 mm
ProntoSIL | 3004E190CT100 | BISCHOFF ProntoSIL CB 100-10-Amino | NH2 | 300 | 4 | 10 | 100 | L8 | no | HPLC Column | SS | 300 x 4,0 mm
ProntoSIL | 3046E190CT100 | BISCHOFF ProntoSIL CB 100-10-Amino | NH2 | 300 | 4.6 | 10 | 100 | L8 | no | HPLC Column | SS | 300 x 4,6 mm
ProntoSIL | 01P4E190CT100 | BISCHOFF ProntoSIL CB 100-10-Amino | NH2 | 14 | 4 | 10 | 100 | L8 | no | HPLC Column | PEEK | 14 x 4,0 mm
ProntoSIL | A2P4E190CT100 | BISCHOFF ProntoSIL CB 100-10-Amino | NH2 | 20 | 4 | 10 | 100 | L8 | no | HPLC Column | PEEK | 20 x 4,0 mm
ProntoSIL | 02P4E190CT100 | BISCHOFF ProntoSIL CB 100-10-Amino | NH2 | 25 | 4 | 10 | 100 | L8 | no | HPLC Column | PEEK | 25 x 4,0 mm
ProntoSIL | 03P4E190CT100 | BISCHOFF ProntoSIL CB 100-10-Amino | NH2 | 30 | 4 | 10 | 100 | L8 | no | HPLC Column | PEEK | 30 x 4,0 mm
ProntoSIL | 04P4E190CT100 | BISCHOFF ProntoSIL CB 100-10-Amino | NH2 | 33 | 4 | 10 | 100 | L8 | no | HPLC Column | PEEK | 33 x 4,0 mm
ProntoSIL | A4P4E190CT100 | BISCHOFF ProntoSIL CB 100-10-Amino | NH2 | 40 | 4 | 10 | 100 | L8 | no | HPLC Column | PEEK | 40 x 4,0 mm
ProntoSIL | 05P4E190CT100 | BISCHOFF ProntoSIL CB 100-10-Amino | NH2 | 50 | 4 | 10 | 100 | L8 | no | HPLC Column | PEEK | 50 x 4,0 mm
ProntoSIL | 06P4E190CT100 | BISCHOFF ProntoSIL CB 100-10-Amino | NH2 | 53 | 4 | 10 | 100 | L8 | no | HPLC Column | PEEK | 53 x 4,0 mm
ProntoSIL | A6P4E190CT100 | BISCHOFF ProntoSIL CB 100-10-Amino | NH2 | 60 | 4 | 10 | 100 | L8 | no | HPLC Column | PEEK | 60 x 4,0 mm
ProntoSIL | 07P4E190CT100 | BISCHOFF ProntoSIL CB 100-10-Amino | NH2 | 75 | 4 | 10 | 100 | L8 | no | HPLC Column | PEEK | 75 x 4,0 mm
ProntoSIL | 10P4E190CT100 | BISCHOFF ProntoSIL CB 100-10-Amino | NH2 | 100 | 4 | 10 | 100 | L8 | no | HPLC Column | PEEK | 100 x 4,0 mm
ProntoSIL | 12P4E190CT100 | BISCHOFF ProntoSIL CB 100-10-Amino | NH2 | 125 | 4 | 10 | 100 | L8 | no | HPLC Column | PEEK | 125 x 4,0 mm
ProntoSIL | 15P4E190CT100 | BISCHOFF ProntoSIL CB 100-10-Amino | NH2 | 150 | 4 | 10 | 100 | L8 | no | HPLC Column | PEEK | 150 x 4,0 mm
ProntoSIL | 20P4E190CT100 | BISCHOFF ProntoSIL CB 100-10-Amino | NH2 | 200 | 4 | 10 | 100 | L8 | no | HPLC Column | PEEK | 200 x 4,0 mm
ProntoSIL | 25P4E190CT100 | BISCHOFF ProntoSIL CB 100-10-Amino | NH2 | 250 | 4 | 10 | 100 | L8 | no | HPLC Column | PEEK | 250 x 4,0 mm
ProntoSIL | 30P4E190CT100 | BISCHOFF ProntoSIL CB 100-10-Amino | NH2 | 300 | 4 | 10 | 100 | L8 | no | HPLC Column | PEEK | 300 x 4,0 mm
ProntoSIL | 6305E190CT100 | BISCHOFF ProntoSIL CB 100-10-Amino | NH2 | 5 | 4 | 10 | 100 | L8 | no | Cartridges (5 pcs.) | SS | 5 x 4,0 mm
ProntoSIL | 6301E190CT100 | BISCHOFF ProntoSIL CB 100-10-Amino | NH2 | 10 | 4 | 10 | 100 | L8 | no | Cartridges (5 pcs.) | SS | 10 x 4,0 mm
ProntoSIL | 6302E190CT100 | BISCHOFF ProntoSIL CB 100-10-Amino | NH2 | 20 | 4 | 10 | 100 | L8 | no | Cartridges (5 pcs.) | SS | 20 x 4,0 mm
ProntoSIL | 63P1E190CT100 | BISCHOFF ProntoSIL CB 100-10-Amino | NH2 | 10 | 4 | 10 | 100 | L8 | no | Cartridges (5 pcs.) | PEEK | 10 x 4,0 mm
ProntoSIL | 63P2E190CT100 | BISCHOFF ProntoSIL CB 100-10-Amino | NH2 | 20 | 4 | 10 | 100 | L8 | no | Cartridges (5 pcs.) | PEEK | 20 x 4,0 mm
ProntoSIL | 6335E190CT100 | BISCHOFF ProntoSIL CB 100-10-Amino | NH2 | 5 | 3 | 10 | 100 | L8 | no | Cartridges (5 pcs.) | SS | 5 x 3,0 mm
ProntoSIL | 6331E190CT100 | BISCHOFF ProntoSIL CB 100-10-Amino | NH2 | 10 | 3 | 10 | 100 | L8 | no | Cartridges (5 pcs.) | SS | 10 x 3,0 mm
ProntoSIL | 6332E190CT100 | BISCHOFF ProntoSIL CB 100-10-Amino | NH2 | 20 | 3 | 10 | 100 | L8 | no | Cartridges (5 pcs.) | SS | 20 x 3,0 mm
ProntoSIL | 6325E190CT100 | BISCHOFF ProntoSIL CB 100-10-Amino | NH2 | 5 | 2 | 10 | 100 | L8 | no | Cartridges (5 pcs.) | SS | 5 x 2,0 mm
ProntoSIL | 6321E190CT100 | BISCHOFF ProntoSIL CB 100-10-Amino | NH2 | 10 | 2 | 10 | 100 | L8 | no | Cartridges (5 pcs.) | SS | 10 x 2,0 mm
ProntoSIL | 6322E190CT100 | BISCHOFF ProntoSIL CB 100-10-Amino | NH2 | 20 | 2 | 10 | 100 | L8 | no | Cartridges (5 pcs.) | SS | 20 x 2,0 mm
ProntoSIL | 0102E201CT050 | BISCHOFF ProntoSIL CB 100-5-CN (EC) | CN | 14 | 2 | 5 | 100 | L10 | fully | HPLC Column | SS | 14 x 2,0 mm
ProntoSIL | 0103E201CT050 | BISCHOFF ProntoSIL CB 100-5-CN (EC) | CN | 14 | 3 | 5 | 100 | L10 | fully | HPLC Column | SS | 14 x 3,0 mm
ProntoSIL | 0104E201CT050 | BISCHOFF ProntoSIL CB 100-5-CN (EC) | CN | 14 | 4 | 5 | 100 | L10 | fully | HPLC Column | SS | 14 x 4,0 mm
ProntoSIL | 0146E201CT050 | BISCHOFF ProntoSIL CB 100-5-CN (EC) | CN | 14 | 4.6 | 5 | 100 | L10 | fully | HPLC Column | SS | 14 x 4,6 mm
ProntoSIL | A202E201CT050 | BISCHOFF ProntoSIL CB 100-5-CN (EC) | CN | 20 | 2 | 5 | 100 | L10 | fully | HPLC Column | SS | 20 x 2,0 mm
ProntoSIL | A203E201CT050 | BISCHOFF ProntoSIL CB 100-5-CN (EC) | CN | 20 | 3 | 5 | 100 | L10 | fully | HPLC Column | SS | 20 x 3,0 mm
ProntoSIL | A204E201CT050 | BISCHOFF ProntoSIL CB 100-5-CN (EC) | CN | 20 | 4 | 5 | 100 | L10 | fully | HPLC Column | SS | 20 x 4,0 mm
ProntoSIL | A246E201CT050 | BISCHOFF ProntoSIL CB 100-5-CN (EC) | CN | 20 | 4.6 | 5 | 100 | L10 | fully | HPLC Column | SS | 20 x 4,6 mm
ProntoSIL | 0202E201CT050 | BISCHOFF ProntoSIL CB 100-5-CN (EC) | CN | 25 | 2 | 5 | 100 | L10 | fully | HPLC Column | SS | 25 x 2,0 mm
ProntoSIL | 0203E201CT050 | BISCHOFF ProntoSIL CB 100-5-CN (EC) | CN | 25 | 3 | 5 | 100 | L10 | fully | HPLC Column | SS | 25 x 3,0 mm
ProntoSIL | 0204E201CT050 | BISCHOFF ProntoSIL CB 100-5-CN (EC) | CN | 25 | 4 | 5 | 100 | L10 | fully | HPLC Column | SS | 25 x 4,0 mm
ProntoSIL | 0246E201CT050 | BISCHOFF ProntoSIL CB 100-5-CN (EC) | CN | 25 | 4.6 | 5 | 100 | L10 | fully | HPLC Column | SS | 25 x 4,6 mm
ProntoSIL | 0302E201CT050 | BISCHOFF ProntoSIL CB 100-5-CN (EC) | CN | 30 | 2 | 5 | 100 | L10 | fully | HPLC Column | SS | 30 x 2,0 mm
ProntoSIL | 0303E201CT050 | BISCHOFF ProntoSIL CB 100-5-CN (EC) | CN | 30 | 3 | 5 | 100 | L10 | fully | HPLC Column | SS | 30 x 3,0 mm
ProntoSIL | 0304E201CT050 | BISCHOFF ProntoSIL CB 100-5-CN (EC) | CN | 30 | 4 | 5 | 100 | L10 | fully | HPLC Column | SS | 30 x 4,0 mm
ProntoSIL | 0346E201CT050 | BISCHOFF ProntoSIL CB 100-5-CN (EC) | CN | 30 | 4.6 | 5 | 100 | L10 | fully | HPLC Column | SS | 30 x 4,6 mm
ProntoSIL | 0402E201CT050 | BISCHOFF ProntoSIL CB 100-5-CN (EC) | CN | 33 | 2 | 5 | 100 | L10 | fully | HPLC Column | SS | 33 x 2,0 mm
ProntoSIL | 0403E201CT050 | BISCHOFF ProntoSIL CB 100-5-CN (EC) | CN | 33 | 3 | 5 | 100 | L10 | fully | HPLC Column | SS | 33 x 3,0 mm
ProntoSIL | 0404E201CT050 | BISCHOFF ProntoSIL CB 100-5-CN (EC) | CN | 33 | 4 | 5 | 100 | L10 | fully | HPLC Column | SS | 33 x 4,0 mm
ProntoSIL | 0446E201CT050 | BISCHOFF ProntoSIL CB 100-5-CN (EC) | CN | 33 | 4.6 | 5 | 100 | L10 | fully | HPLC Column | SS | 33 x 4,6 mm
ProntoSIL | A402E201CT050 | BISCHOFF ProntoSIL CB 100-5-CN (EC) | CN | 40 | 2 | 5 | 100 | L10 | fully | HPLC Column | SS | 40 x 2,0 mm
ProntoSIL | A403E201CT050 | BISCHOFF ProntoSIL CB 100-5-CN (EC) | CN | 40 | 3 | 5 | 100 | L10 | fully | HPLC Column | SS | 40 x 3,0 mm
ProntoSIL | A404E201CT050 | BISCHOFF ProntoSIL CB 100-5-CN (EC) | CN | 40 | 4 | 5 | 100 | L10 | fully | HPLC Column | SS | 40 x 4,0 mm
ProntoSIL | A446E201CT050 | BISCHOFF ProntoSIL CB 100-5-CN (EC) | CN | 40 | 4.6 | 5 | 100 | L10 | fully | HPLC Column | SS | 40 x 4,6 mm
ProntoSIL | 0502E201CT050 | BISCHOFF ProntoSIL CB 100-5-CN (EC) | CN | 50 | 2 | 5 | 100 | L10 | fully | HPLC Column | SS | 50 x 2,0 mm
ProntoSIL | 0503E201CT050 | BISCHOFF ProntoSIL CB 100-5-CN (EC) | CN | 50 | 3 | 5 | 100 | L10 | fully | HPLC Column | SS | 50 x 3,0 mm
ProntoSIL | 0504E201CT050 | BISCHOFF ProntoSIL CB 100-5-CN (EC) | CN | 50 | 4 | 5 | 100 | L10 | fully | HPLC Column | SS | 50 x 4,0 mm
ProntoSIL | 0546E201CT050 | BISCHOFF ProntoSIL CB 100-5-CN (EC) | CN | 50 | 4.6 | 5 | 100 | L10 | fully | HPLC Column | SS | 50 x 4,6 mm
ProntoSIL | 0602E201CT050 | BISCHOFF ProntoSIL CB 100-5-CN (EC) | CN | 53 | 2 | 5 | 100 | L10 | fully | HPLC Column | SS | 53 x 2,0 mm
ProntoSIL | 0603E201CT050 | BISCHOFF ProntoSIL CB 100-5-CN (EC) | CN | 53 | 3 | 5 | 100 | L10 | fully | HPLC Column | SS | 53 x 3,0 mm
ProntoSIL | 0604E201CT050 | BISCHOFF ProntoSIL CB 100-5-CN (EC) | CN | 53 | 4 | 5 | 100 | L10 | fully | HPLC Column | SS | 53 x 4,0 mm
ProntoSIL | 0646E201CT050 | BISCHOFF ProntoSIL CB 100-5-CN (EC) | CN | 53 | 4.6 | 5 | 100 | L10 | fully | HPLC Column | SS | 53 x 4,6 mm
ProntoSIL | A602E201CT050 | BISCHOFF ProntoSIL CB 100-5-CN (EC) | CN | 60 | 2 | 5 | 100 | L10 | fully | HPLC Column | SS | 60 x 2,0 mm
ProntoSIL | A603E201CT050 | BISCHOFF ProntoSIL CB 100-5-CN (EC) | CN | 60 | 3 | 5 | 100 | L10 | fully | HPLC Column | SS | 60 x 3,0 mm
ProntoSIL | A604E201CT050 | BISCHOFF ProntoSIL CB 100-5-CN (EC) | CN | 60 | 4 | 5 | 100 | L10 | fully | HPLC Column | SS | 60 x 4,0 mm
ProntoSIL | A646E201CT050 | BISCHOFF ProntoSIL CB 100-5-CN (EC) | CN | 60 | 4.6 | 5 | 100 | L10 | fully | HPLC Column | SS | 60 x 4,6 mm
ProntoSIL | 0702E201CT050 | BISCHOFF ProntoSIL CB 100-5-CN (EC) | CN | 75 | 2 | 5 | 100 | L10 | fully | HPLC Column | SS | 75 x 2,0 mm
ProntoSIL | 0703E201CT050 | BISCHOFF ProntoSIL CB 100-5-CN (EC) | CN | 75 | 3 | 5 | 100 | L10 | fully | HPLC Column | SS | 75 x 3,0 mm
ProntoSIL | 0704E201CT050 | BISCHOFF ProntoSIL CB 100-5-CN (EC) | CN | 75 | 4 | 5 | 100 | L10 | fully | HPLC Column | SS | 75 x 4,0 mm
ProntoSIL | 0746E201CT050 | BISCHOFF ProntoSIL CB 100-5-CN (EC) | CN | 75 | 4.6 | 5 | 100 | L10 | fully | HPLC Column | SS | 75 x 4,6 mm
ProntoSIL | 1002E201CT050 | BISCHOFF ProntoSIL CB 100-5-CN (EC) | CN | 100 | 2 | 5 | 100 | L10 | fully | HPLC Column | SS | 100 x 2,0 mm
ProntoSIL | 1003E201CT050 | BISCHOFF ProntoSIL CB 100-5-CN (EC) | CN | 100 | 3 | 5 | 100 | L10 | fully | HPLC Column | SS | 100 x 3,0 mm
ProntoSIL | 1004E201CT050 | BISCHOFF ProntoSIL CB 100-5-CN (EC) | CN | 100 | 4 | 5 | 100 | L10 | fully | HPLC Column | SS | 100 x 4,0 mm
ProntoSIL | 1046E201CT050 | BISCHOFF ProntoSIL CB 100-5-CN (EC) | CN | 100 | 4.6 | 5 | 100 | L10 | fully | HPLC Column | SS | 100 x 4,6 mm
ProntoSIL | 1202E201CT050 | BISCHOFF ProntoSIL CB 100-5-CN (EC) | CN | 125 | 2 | 5 | 100 | L10 | fully | HPLC Column | SS | 125 x 2,0 mm
ProntoSIL | 1203E201CT050 | BISCHOFF ProntoSIL CB 100-5-CN (EC) | CN | 125 | 3 | 5 | 100 | L10 | fully | HPLC Column | SS | 125 x 3,0 mm
ProntoSIL | 1204E201CT050 | BISCHOFF ProntoSIL CB 100-5-CN (EC) | CN | 125 | 4 | 5 | 100 | L10 | fully | HPLC Column | SS | 125 x 4,0 mm
ProntoSIL | 1246E201CT050 | BISCHOFF ProntoSIL CB 100-5-CN (EC) | CN | 125 | 4.6 | 5 | 100 | L10 | fully | HPLC Column | SS | 125 x 4,6 mm
ProntoSIL | 1502E201CT050 | BISCHOFF ProntoSIL CB 100-5-CN (EC) | CN | 150 | 2 | 5 | 100 | L10 | fully | HPLC Column | SS | 150 x 2,0 mm
ProntoSIL | 1503E201CT050 | BISCHOFF ProntoSIL CB 100-5-CN (EC) | CN | 150 | 3 | 5 | 100 | L10 | fully | HPLC Column | SS | 150 x 3,0 mm
ProntoSIL | 1504E201CT050 | BISCHOFF ProntoSIL CB 100-5-CN (EC) | CN | 150 | 4 | 5 | 100 | L10 | fully | HPLC Column | SS | 150 x 4,0 mm
ProntoSIL | 1546E201CT050 | BISCHOFF ProntoSIL CB 100-5-CN (EC) | CN | 150 | 4.6 | 5 | 100 | L10 | fully | HPLC Column | SS | 150 x 4,6 mm
ProntoSIL | 2002E201CT050 | BISCHOFF ProntoSIL CB 100-5-CN (EC) | CN | 200 | 2 | 5 | 100 | L10 | fully | HPLC Column | SS | 200 x 2,0 mm
ProntoSIL | 2003E201CT050 | BISCHOFF ProntoSIL CB 100-5-CN (EC) | CN | 200 | 3 | 5 | 100 | L10 | fully | HPLC Column | SS | 200 x 3,0 mm
ProntoSIL | 2004E201CT050 | BISCHOFF ProntoSIL CB 100-5-CN (EC) | CN | 200 | 4 | 5 | 100 | L10 | fully | HPLC Column | SS | 200 x 4,0 mm
ProntoSIL | 2046E201CT050 | BISCHOFF ProntoSIL CB 100-5-CN (EC) | CN | 200 | 4.6 | 5 | 100 | L10 | fully | HPLC Column | SS | 200 x 4,6 mm
ProntoSIL | 2502E201CT050 | BISCHOFF ProntoSIL CB 100-5-CN (EC) | CN | 250 | 2 | 5 | 100 | L10 | fully | HPLC Column | SS | 250 x 2,0 mm
ProntoSIL | 2503E201CT050 | BISCHOFF ProntoSIL CB 100-5-CN (EC) | CN | 250 | 3 | 5 | 100 | L10 | fully | HPLC Column | SS | 250 x 3,0 mm
ProntoSIL | 2504E201CT050 | BISCHOFF ProntoSIL CB 100-5-CN (EC) | CN | 250 | 4 | 5 | 100 | L10 | fully | HPLC Column | SS | 250 x 4,0 mm
ProntoSIL | 2546E201CT050 | BISCHOFF ProntoSIL CB 100-5-CN (EC) | CN | 250 | 4.6 | 5 | 100 | L10 | fully | HPLC Column | SS | 250 x 4,6 mm
ProntoSIL | 3002E201CT050 | BISCHOFF ProntoSIL CB 100-5-CN (EC) | CN | 300 | 2 | 5 | 100 | L10 | fully | HPLC Column | SS | 300 x 2,0 mm
ProntoSIL | 3003E201CT050 | BISCHOFF ProntoSIL CB 100-5-CN (EC) | CN | 300 | 3 | 5 | 100 | L10 | fully | HPLC Column | SS | 300 x 3,0 mm
ProntoSIL | 3004E201CT050 | BISCHOFF ProntoSIL CB 100-5-CN (EC) | CN | 300 | 4 | 5 | 100 | L10 | fully | HPLC Column | SS | 300 x 4,0 mm
ProntoSIL | 3046E201CT050 | BISCHOFF ProntoSIL CB 100-5-CN (EC) | CN | 300 | 4.6 | 5 | 100 | L10 | fully | HPLC Column | SS | 300 x 4,6 mm
ProntoSIL | 01P4E201CT050 | BISCHOFF ProntoSIL CB 100-5-CN (EC) | CN | 14 | 4 | 5 | 100 | L10 | fully | HPLC Column | PEEK | 14 x 4,0 mm
ProntoSIL | A2P4E201CT050 | BISCHOFF ProntoSIL CB 100-5-CN (EC) | CN | 20 | 4 | 5 | 100 | L10 | fully | HPLC Column | PEEK | 20 x 4,0 mm
ProntoSIL | 02P4E201CT050 | BISCHOFF ProntoSIL CB 100-5-CN (EC) | CN | 25 | 4 | 5 | 100 | L10 | fully | HPLC Column | PEEK | 25 x 4,0 mm
ProntoSIL | 03P4E201CT050 | BISCHOFF ProntoSIL CB 100-5-CN (EC) | CN | 30 | 4 | 5 | 100 | L10 | fully | HPLC Column | PEEK | 30 x 4,0 mm
ProntoSIL | 04P4E201CT050 | BISCHOFF ProntoSIL CB 100-5-CN (EC) | CN | 33 | 4 | 5 | 100 | L10 | fully | HPLC Column | PEEK | 33 x 4,0 mm
ProntoSIL | A4P4E201CT050 | BISCHOFF ProntoSIL CB 100-5-CN (EC) | CN | 40 | 4 | 5 | 100 | L10 | fully | HPLC Column | PEEK | 40 x 4,0 mm
ProntoSIL | 05P4E201CT050 | BISCHOFF ProntoSIL CB 100-5-CN (EC) | CN | 50 | 4 | 5 | 100 | L10 | fully | HPLC Column | PEEK | 50 x 4,0 mm
ProntoSIL | 06P4E201CT050 | BISCHOFF ProntoSIL CB 100-5-CN (EC) | CN | 53 | 4 | 5 | 100 | L10 | fully | HPLC Column | PEEK | 53 x 4,0 mm
ProntoSIL | A6P4E201CT050 | BISCHOFF ProntoSIL CB 100-5-CN (EC) | CN | 60 | 4 | 5 | 100 | L10 | fully | HPLC Column | PEEK | 60 x 4,0 mm
ProntoSIL | 07P4E201CT050 | BISCHOFF ProntoSIL CB 100-5-CN (EC) | CN | 75 | 4 | 5 | 100 | L10 | fully | HPLC Column | PEEK | 75 x 4,0 mm
ProntoSIL | 10P4E201CT050 | BISCHOFF ProntoSIL CB 100-5-CN (EC) | CN | 100 | 4 | 5 | 100 | L10 | fully | HPLC Column | PEEK | 100 x 4,0 mm
ProntoSIL | 12P4E201CT050 | BISCHOFF ProntoSIL CB 100-5-CN (EC) | CN | 125 | 4 | 5 | 100 | L10 | fully | HPLC Column | PEEK | 125 x 4,0 mm
ProntoSIL | 15P4E201CT050 | BISCHOFF ProntoSIL CB 100-5-CN (EC) | CN | 150 | 4 | 5 | 100 | L10 | fully | HPLC Column | PEEK | 150 x 4,0 mm
ProntoSIL | 20P4E201CT050 | BISCHOFF ProntoSIL CB 100-5-CN (EC) | CN | 200 | 4 | 5 | 100 | L10 | fully | HPLC Column | PEEK | 200 x 4,0 mm
ProntoSIL | 25P4E201CT050 | BISCHOFF ProntoSIL CB 100-5-CN (EC) | CN | 250 | 4 | 5 | 100 | L10 | fully | HPLC Column | PEEK | 250 x 4,0 mm
ProntoSIL | 30P4E201CT050 | BISCHOFF ProntoSIL CB 100-5-CN (EC) | CN | 300 | 4 | 5 | 100 | L10 | fully | HPLC Column | PEEK | 300 x 4,0 mm
ProntoSIL | 6305E201CT050 | BISCHOFF ProntoSIL CB 100-5-CN (EC) | CN | 5 | 4 | 5 | 100 | L10 | fully | Cartridges (5 pcs.) | SS | 5 x 4,0 mm
ProntoSIL | 6301E201CT050 | BISCHOFF ProntoSIL CB 100-5-CN (EC) | CN | 10 | 4 | 5 | 100 | L10 | fully | Cartridges (5 pcs.) | SS | 10 x 4,0 mm
ProntoSIL | 6302E201CT050 | BISCHOFF ProntoSIL CB 100-5-CN (EC) | CN | 20 | 4 | 5 | 100 | L10 | fully | Cartridges (5 pcs.) | SS | 20 x 4,0 mm
ProntoSIL | 63P1E201CT050 | BISCHOFF ProntoSIL CB 100-5-CN (EC) | CN | 10 | 4 | 5 | 100 | L10 | fully | Cartridges (5 pcs.) | PEEK | 10 x 4,0 mm
ProntoSIL | 63P2E201CT050 | BISCHOFF ProntoSIL CB 100-5-CN (EC) | CN | 20 | 4 | 5 | 100 | L10 | fully | Cartridges (5 pcs.) | PEEK | 20 x 4,0 mm
ProntoSIL | 6335E201CT050 | BISCHOFF ProntoSIL CB 100-5-CN (EC) | CN | 5 | 3 | 5 | 100 | L10 | fully | Cartridges (5 pcs.) | SS | 5 x 3,0 mm
ProntoSIL | 6331E201CT050 | BISCHOFF ProntoSIL CB 100-5-CN (EC) | CN | 10 | 3 | 5 | 100 | L10 | fully | Cartridges (5 pcs.) | SS | 10 x 3,0 mm
ProntoSIL | 6332E201CT050 | BISCHOFF ProntoSIL CB 100-5-CN (EC) | CN | 20 | 3 | 5 | 100 | L10 | fully | Cartridges (5 pcs.) | SS | 20 x 3,0 mm
ProntoSIL | 6325E201CT050 | BISCHOFF ProntoSIL CB 100-5-CN (EC) | CN | 5 | 2 | 5 | 100 | L10 | fully | Cartridges (5 pcs.) | SS | 5 x 2,0 mm
ProntoSIL | 6321E201CT050 | BISCHOFF ProntoSIL CB 100-5-CN (EC) | CN | 10 | 2 | 5 | 100 | L10 | fully | Cartridges (5 pcs.) | SS | 10 x 2,0 mm
ProntoSIL | 6322E201CT050 | BISCHOFF ProntoSIL CB 100-5-CN (EC) | CN | 20 | 2 | 5 | 100 | L10 | fully | Cartridges (5 pcs.) | SS | 20 x 2,0 mm
ProntoSIL | 0102E201CT100 | BISCHOFF ProntoSIL CB 100-10-CN (EC) | CN | 14 | 2 | 10 | 100 | L10 | fully | HPLC Column | SS | 14 x 2,0 mm
ProntoSIL | 0103E201CT100 | BISCHOFF ProntoSIL CB 100-10-CN (EC) | CN | 14 | 3 | 10 | 100 | L10 | fully | HPLC Column | SS | 14 x 3,0 mm
ProntoSIL | 0104E201CT100 | BISCHOFF ProntoSIL CB 100-10-CN (EC) | CN | 14 | 4 | 10 | 100 | L10 | fully | HPLC Column | SS | 14 x 4,0 mm
ProntoSIL | 0146E201CT100 | BISCHOFF ProntoSIL CB 100-10-CN (EC) | CN | 14 | 4.6 | 10 | 100 | L10 | fully | HPLC Column | SS | 14 x 4,6 mm
ProntoSIL | A202E201CT100 | BISCHOFF ProntoSIL CB 100-10-CN (EC) | CN | 20 | 2 | 10 | 100 | L10 | fully | HPLC Column | SS | 20 x 2,0 mm
ProntoSIL | A203E201CT100 | BISCHOFF ProntoSIL CB 100-10-CN (EC) | CN | 20 | 3 | 10 | 100 | L10 | fully | HPLC Column | SS | 20 x 3,0 mm
ProntoSIL | A204E201CT100 | BISCHOFF ProntoSIL CB 100-10-CN (EC) | CN | 20 | 4 | 10 | 100 | L10 | fully | HPLC Column | SS | 20 x 4,0 mm
ProntoSIL | A246E201CT100 | BISCHOFF ProntoSIL CB 100-10-CN (EC) | CN | 20 | 4.6 | 10 | 100 | L10 | fully | HPLC Column | SS | 20 x 4,6 mm
ProntoSIL | 0202E201CT100 | BISCHOFF ProntoSIL CB 100-10-CN (EC) | CN | 25 | 2 | 10 | 100 | L10 | fully | HPLC Column | SS | 25 x 2,0 mm
ProntoSIL | 0203E201CT100 | BISCHOFF ProntoSIL CB 100-10-CN (EC) | CN | 25 | 3 | 10 | 100 | L10 | fully | HPLC Column | SS | 25 x 3,0 mm
ProntoSIL | 0204E201CT100 | BISCHOFF ProntoSIL CB 100-10-CN (EC) | CN | 25 | 4 | 10 | 100 | L10 | fully | HPLC Column | SS | 25 x 4,0 mm
ProntoSIL | 0246E201CT100 | BISCHOFF ProntoSIL CB 100-10-CN (EC) | CN | 25 | 4.6 | 10 | 100 | L10 | fully | HPLC Column | SS | 25 x 4,6 mm
ProntoSIL | 0302E201CT100 | BISCHOFF ProntoSIL CB 100-10-CN (EC) | CN | 30 | 2 | 10 | 100 | L10 | fully | HPLC Column | SS | 30 x 2,0 mm
ProntoSIL | 0303E201CT100 | BISCHOFF ProntoSIL CB 100-10-CN (EC) | CN | 30 | 3 | 10 | 100 | L10 | fully | HPLC Column | SS | 30 x 3,0 mm
ProntoSIL | 0304E201CT100 | BISCHOFF ProntoSIL CB 100-10-CN (EC) | CN | 30 | 4 | 10 | 100 | L10 | fully | HPLC Column | SS | 30 x 4,0 mm
ProntoSIL | 0346E201CT100 | BISCHOFF ProntoSIL CB 100-10-CN (EC) | CN | 30 | 4.6 | 10 | 100 | L10 | fully | HPLC Column | SS | 30 x 4,6 mm
ProntoSIL | 0402E201CT100 | BISCHOFF ProntoSIL CB 100-10-CN (EC) | CN | 33 | 2 | 10 | 100 | L10 | fully | HPLC Column | SS | 33 x 2,0 mm
ProntoSIL | 0403E201CT100 | BISCHOFF ProntoSIL CB 100-10-CN (EC) | CN | 33 | 3 | 10 | 100 | L10 | fully | HPLC Column | SS | 33 x 3,0 mm
ProntoSIL | 0404E201CT100 | BISCHOFF ProntoSIL CB 100-10-CN (EC) | CN | 33 | 4 | 10 | 100 | L10 | fully | HPLC Column | SS | 33 x 4,0 mm
ProntoSIL | 0446E201CT100 | BISCHOFF ProntoSIL CB 100-10-CN (EC) | CN | 33 | 4.6 | 10 | 100 | L10 | fully | HPLC Column | SS | 33 x 4,6 mm
ProntoSIL | A402E201CT100 | BISCHOFF ProntoSIL CB 100-10-CN (EC) | CN | 40 | 2 | 10 | 100 | L10 | fully | HPLC Column | SS | 40 x 2,0 mm
ProntoSIL | A403E201CT100 | BISCHOFF ProntoSIL CB 100-10-CN (EC) | CN | 40 | 3 | 10 | 100 | L10 | fully | HPLC Column | SS | 40 x 3,0 mm
ProntoSIL | A404E201CT100 | BISCHOFF ProntoSIL CB 100-10-CN (EC) | CN | 40 | 4 | 10 | 100 | L10 | fully | HPLC Column | SS | 40 x 4,0 mm
ProntoSIL | A446E201CT100 | BISCHOFF ProntoSIL CB 100-10-CN (EC) | CN | 40 | 4.6 | 10 | 100 | L10 | fully | HPLC Column | SS | 40 x 4,6 mm
ProntoSIL | 0502E201CT100 | BISCHOFF ProntoSIL CB 100-10-CN (EC) | CN | 50 | 2 | 10 | 100 | L10 | fully | HPLC Column | SS | 50 x 2,0 mm
ProntoSIL | 0503E201CT100 | BISCHOFF ProntoSIL CB 100-10-CN (EC) | CN | 50 | 3 | 10 | 100 | L10 | fully | HPLC Column | SS | 50 x 3,0 mm
ProntoSIL | 0504E201CT100 | BISCHOFF ProntoSIL CB 100-10-CN (EC) | CN | 50 | 4 | 10 | 100 | L10 | fully | HPLC Column | SS | 50 x 4,0 mm
ProntoSIL | 0546E201CT100 | BISCHOFF ProntoSIL CB 100-10-CN (EC) | CN | 50 | 4.6 | 10 | 100 | L10 | fully | HPLC Column | SS | 50 x 4,6 mm
ProntoSIL | 0602E201CT100 | BISCHOFF ProntoSIL CB 100-10-CN (EC) | CN | 53 | 2 | 10 | 100 | L10 | fully | HPLC Column | SS | 53 x 2,0 mm
ProntoSIL | 0603E201CT100 | BISCHOFF ProntoSIL CB 100-10-CN (EC) | CN | 53 | 3 | 10 | 100 | L10 | fully | HPLC Column | SS | 53 x 3,0 mm
ProntoSIL | 0604E201CT100 | BISCHOFF ProntoSIL CB 100-10-CN (EC) | CN | 53 | 4 | 10 | 100 | L10 | fully | HPLC Column | SS | 53 x 4,0 mm
ProntoSIL | 0646E201CT100 | BISCHOFF ProntoSIL CB 100-10-CN (EC) | CN | 53 | 4.6 | 10 | 100 | L10 | fully | HPLC Column | SS | 53 x 4,6 mm
ProntoSIL | A602E201CT100 | BISCHOFF ProntoSIL CB 100-10-CN (EC) | CN | 60 | 2 | 10 | 100 | L10 | fully | HPLC Column | SS | 60 x 2,0 mm
ProntoSIL | A603E201CT100 | BISCHOFF ProntoSIL CB 100-10-CN (EC) | CN | 60 | 3 | 10 | 100 | L10 | fully | HPLC Column | SS | 60 x 3,0 mm
ProntoSIL | A604E201CT100 | BISCHOFF ProntoSIL CB 100-10-CN (EC) | CN | 60 | 4 | 10 | 100 | L10 | fully | HPLC Column | SS | 60 x 4,0 mm
ProntoSIL | A646E201CT100 | BISCHOFF ProntoSIL CB 100-10-CN (EC) | CN | 60 | 4.6 | 10 | 100 | L10 | fully | HPLC Column | SS | 60 x 4,6 mm
ProntoSIL | 0702E201CT100 | BISCHOFF ProntoSIL CB 100-10-CN (EC) | CN | 75 | 2 | 10 | 100 | L10 | fully | HPLC Column | SS | 75 x 2,0 mm
ProntoSIL | 0703E201CT100 | BISCHOFF ProntoSIL CB 100-10-CN (EC) | CN | 75 | 3 | 10 | 100 | L10 | fully | HPLC Column | SS | 75 x 3,0 mm
ProntoSIL | 0704E201CT100 | BISCHOFF ProntoSIL CB 100-10-CN (EC) | CN | 75 | 4 | 10 | 100 | L10 | fully | HPLC Column | SS | 75 x 4,0 mm
ProntoSIL | 0746E201CT100 | BISCHOFF ProntoSIL CB 100-10-CN (EC) | CN | 75 | 4.6 | 10 | 100 | L10 | fully | HPLC Column | SS | 75 x 4,6 mm
ProntoSIL | 1002E201CT100 | BISCHOFF ProntoSIL CB 100-10-CN (EC) | CN | 100 | 2 | 10 | 100 | L10 | fully | HPLC Column | SS | 100 x 2,0 mm
ProntoSIL | 1003E201CT100 | BISCHOFF ProntoSIL CB 100-10-CN (EC) | CN | 100 | 3 | 10 | 100 | L10 | fully | HPLC Column | SS | 100 x 3,0 mm
ProntoSIL | 1004E201CT100 | BISCHOFF ProntoSIL CB 100-10-CN (EC) | CN | 100 | 4 | 10 | 100 | L10 | fully | HPLC Column | SS | 100 x 4,0 mm
ProntoSIL | 1046E201CT100 | BISCHOFF ProntoSIL CB 100-10-CN (EC) | CN | 100 | 4.6 | 10 | 100 | L10 | fully | HPLC Column | SS | 100 x 4,6 mm
ProntoSIL | 1202E201CT100 | BISCHOFF ProntoSIL CB 100-10-CN (EC) | CN | 125 | 2 | 10 | 100 | L10 | fully | HPLC Column | SS | 125 x 2,0 mm
ProntoSIL | 1203E201CT100 | BISCHOFF ProntoSIL CB 100-10-CN (EC) | CN | 125 | 3 | 10 | 100 | L10 | fully | HPLC Column | SS | 125 x 3,0 mm
ProntoSIL | 1204E201CT100 | BISCHOFF ProntoSIL CB 100-10-CN (EC) | CN | 125 | 4 | 10 | 100 | L10 | fully | HPLC Column | SS | 125 x 4,0 mm
ProntoSIL | 1246E201CT100 | BISCHOFF ProntoSIL CB 100-10-CN (EC) | CN | 125 | 4.6 | 10 | 100 | L10 | fully | HPLC Column | SS | 125 x 4,6 mm
ProntoSIL | 1502E201CT100 | BISCHOFF ProntoSIL CB 100-10-CN (EC) | CN | 150 | 2 | 10 | 100 | L10 | fully | HPLC Column | SS | 150 x 2,0 mm
ProntoSIL | 1503E201CT100 | BISCHOFF ProntoSIL CB 100-10-CN (EC) | CN | 150 | 3 | 10 | 100 | L10 | fully | HPLC Column | SS | 150 x 3,0 mm
ProntoSIL | 1504E201CT100 | BISCHOFF ProntoSIL CB 100-10-CN (EC) | CN | 150 | 4 | 10 | 100 | L10 | fully | HPLC Column | SS | 150 x 4,0 mm
ProntoSIL | 1546E201CT100 | BISCHOFF ProntoSIL CB 100-10-CN (EC) | CN | 150 | 4.6 | 10 | 100 | L10 | fully | HPLC Column | SS | 150 x 4,6 mm
ProntoSIL | 2002E201CT100 | BISCHOFF ProntoSIL CB 100-10-CN (EC) | CN | 200 | 2 | 10 | 100 | L10 | fully | HPLC Column | SS | 200 x 2,0 mm
ProntoSIL | 2003E201CT100 | BISCHOFF ProntoSIL CB 100-10-CN (EC) | CN | 200 | 3 | 10 | 100 | L10 | fully | HPLC Column | SS | 200 x 3,0 mm
ProntoSIL | 2004E201CT100 | BISCHOFF ProntoSIL CB 100-10-CN (EC) | CN | 200 | 4 | 10 | 100 | L10 | fully | HPLC Column | SS | 200 x 4,0 mm
ProntoSIL | 2046E201CT100 | BISCHOFF ProntoSIL CB 100-10-CN (EC) | CN | 200 | 4.6 | 10 | 100 | L10 | fully | HPLC Column | SS | 200 x 4,6 mm
ProntoSIL | 2502E201CT100 | BISCHOFF ProntoSIL CB 100-10-CN (EC) | CN | 250 | 2 | 10 | 100 | L10 | fully | HPLC Column | SS | 250 x 2,0 mm
ProntoSIL | 2503E201CT100 | BISCHOFF ProntoSIL CB 100-10-CN (EC) | CN | 250 | 3 | 10 | 100 | L10 | fully | HPLC Column | SS | 250 x 3,0 mm
ProntoSIL | 2504E201CT100 | BISCHOFF ProntoSIL CB 100-10-CN (EC) | CN | 250 | 4 | 10 | 100 | L10 | fully | HPLC Column | SS | 250 x 4,0 mm
ProntoSIL | 2546E201CT100 | BISCHOFF ProntoSIL CB 100-10-CN (EC) | CN | 250 | 4.6 | 10 | 100 | L10 | fully | HPLC Column | SS | 250 x 4,6 mm
ProntoSIL | 3002E201CT100 | BISCHOFF ProntoSIL CB 100-10-CN (EC) | CN | 300 | 2 | 10 | 100 | L10 | fully | HPLC Column | SS | 300 x 2,0 mm
ProntoSIL | 3003E201CT100 | BISCHOFF ProntoSIL CB 100-10-CN (EC) | CN | 300 | 3 | 10 | 100 | L10 | fully | HPLC Column | SS | 300 x 3,0 mm
ProntoSIL | 3004E201CT100 | BISCHOFF ProntoSIL CB 100-10-CN (EC) | CN | 300 | 4 | 10 | 100 | L10 | fully | HPLC Column | SS | 300 x 4,0 mm
ProntoSIL | 3046E201CT100 | BISCHOFF ProntoSIL CB 100-10-CN (EC) | CN | 300 | 4.6 | 10 | 100 | L10 | fully | HPLC Column | SS | 300 x 4,6 mm
ProntoSIL | 01P4E201CT100 | BISCHOFF ProntoSIL CB 100-10-CN (EC) | CN | 14 | 4 | 10 | 100 | L10 | fully | HPLC Column | PEEK | 14 x 4,0 mm
ProntoSIL | A2P4E201CT100 | BISCHOFF ProntoSIL CB 100-10-CN (EC) | CN | 20 | 4 | 10 | 100 | L10 | fully | HPLC Column | PEEK | 20 x 4,0 mm
ProntoSIL | 02P4E201CT100 | BISCHOFF ProntoSIL CB 100-10-CN (EC) | CN | 25 | 4 | 10 | 100 | L10 | fully | HPLC Column | PEEK | 25 x 4,0 mm
ProntoSIL | 03P4E201CT100 | BISCHOFF ProntoSIL CB 100-10-CN (EC) | CN | 30 | 4 | 10 | 100 | L10 | fully | HPLC Column | PEEK | 30 x 4,0 mm
ProntoSIL | 04P4E201CT100 | BISCHOFF ProntoSIL CB 100-10-CN (EC) | CN | 33 | 4 | 10 | 100 | L10 | fully | HPLC Column | PEEK | 33 x 4,0 mm
ProntoSIL | A4P4E201CT100 | BISCHOFF ProntoSIL CB 100-10-CN (EC) | CN | 40 | 4 | 10 | 100 | L10 | fully | HPLC Column | PEEK | 40 x 4,0 mm
ProntoSIL | 05P4E201CT100 | BISCHOFF ProntoSIL CB 100-10-CN (EC) | CN | 50 | 4 | 10 | 100 | L10 | fully | HPLC Column | PEEK | 50 x 4,0 mm
ProntoSIL | 06P4E201CT100 | BISCHOFF ProntoSIL CB 100-10-CN (EC) | CN | 53 | 4 | 10 | 100 | L10 | fully | HPLC Column | PEEK | 53 x 4,0 mm
ProntoSIL | A6P4E201CT100 | BISCHOFF ProntoSIL CB 100-10-CN (EC) | CN | 60 | 4 | 10 | 100 | L10 | fully | HPLC Column | PEEK | 60 x 4,0 mm
ProntoSIL | 07P4E201CT100 | BISCHOFF ProntoSIL CB 100-10-CN (EC) | CN | 75 | 4 | 10 | 100 | L10 | fully | HPLC Column | PEEK | 75 x 4,0 mm
ProntoSIL | 10P4E201CT100 | BISCHOFF ProntoSIL CB 100-10-CN (EC) | CN | 100 | 4 | 10 | 100 | L10 | fully | HPLC Column | PEEK | 100 x 4,0 mm
ProntoSIL | 12P4E201CT100 | BISCHOFF ProntoSIL CB 100-10-CN (EC) | CN | 125 | 4 | 10 | 100 | L10 | fully | HPLC Column | PEEK | 125 x 4,0 mm
ProntoSIL | 15P4E201CT100 | BISCHOFF ProntoSIL CB 100-10-CN (EC) | CN | 150 | 4 | 10 | 100 | L10 | fully | HPLC Column | PEEK | 150 x 4,0 mm
ProntoSIL | 20P4E201CT100 | BISCHOFF ProntoSIL CB 100-10-CN (EC) | CN | 200 | 4 | 10 | 100 | L10 | fully | HPLC Column | PEEK | 200 x 4,0 mm
ProntoSIL | 25P4E201CT100 | BISCHOFF ProntoSIL CB 100-10-CN (EC) | CN | 250 | 4 | 10 | 100 | L10 | fully | HPLC Column | PEEK | 250 x 4,0 mm
ProntoSIL | 30P4E201CT100 | BISCHOFF ProntoSIL CB 100-10-CN (EC) | CN | 300 | 4 | 10 | 100 | L10 | fully | HPLC Column | PEEK | 300 x 4,0 mm
ProntoSIL | 6305E201CT100 | BISCHOFF ProntoSIL CB 100-10-CN (EC) | CN | 5 | 4 | 10 | 100 | L10 | fully | Cartridges (5 pcs.) | SS | 5 x 4,0 mm
ProntoSIL | 6301E201CT100 | BISCHOFF ProntoSIL CB 100-10-CN (EC) | CN | 10 | 4 | 10 | 100 | L10 | fully | Cartridges (5 pcs.) | SS | 10 x 4,0 mm
ProntoSIL | 6302E201CT100 | BISCHOFF ProntoSIL CB 100-10-CN (EC) | CN | 20 | 4 | 10 | 100 | L10 | fully | Cartridges (5 pcs.) | SS | 20 x 4,0 mm
ProntoSIL | 63P1E201CT100 | BISCHOFF ProntoSIL CB 100-10-CN (EC) | CN | 10 | 4 | 10 | 100 | L10 | fully | Cartridges (5 pcs.) | PEEK | 10 x 4,0 mm
ProntoSIL | 63P2E201CT100 | BISCHOFF ProntoSIL CB 100-10-CN (EC) | CN | 20 | 4 | 10 | 100 | L10 | fully | Cartridges (5 pcs.) | PEEK | 20 x 4,0 mm
ProntoSIL | 6335E201CT100 | BISCHOFF ProntoSIL CB 100-10-CN (EC) | CN | 5 | 3 | 10 | 100 | L10 | fully | Cartridges (5 pcs.) | SS | 5 x 3,0 mm
ProntoSIL | 6331E201CT100 | BISCHOFF ProntoSIL CB 100-10-CN (EC) | CN | 10 | 3 | 10 | 100 | L10 | fully | Cartridges (5 pcs.) | SS | 10 x 3,0 mm
ProntoSIL | 6332E201CT100 | BISCHOFF ProntoSIL CB 100-10-CN (EC) | CN | 20 | 3 | 10 | 100 | L10 | fully | Cartridges (5 pcs.) | SS | 20 x 3,0 mm
ProntoSIL | 6325E201CT100 | BISCHOFF ProntoSIL CB 100-10-CN (EC) | CN | 5 | 2 | 10 | 100 | L10 | fully | Cartridges (5 pcs.) | SS | 5 x 2,0 mm
ProntoSIL | 6321E201CT100 | BISCHOFF ProntoSIL CB 100-10-CN (EC) | CN | 10 | 2 | 10 | 100 | L10 | fully | Cartridges (5 pcs.) | SS | 10 x 2,0 mm
ProntoSIL | 6322E201CT100 | BISCHOFF ProntoSIL CB 100-10-CN (EC) | CN | 20 | 2 | 10 | 100 | L10 | fully | Cartridges (5 pcs.) | SS | 20 x 2,0 mm
ProntoSIL | 0102E410CT050 | BISCHOFF ProntoSIL CB 100-5-Diol | DIOL | 14 | 2 | 5 | 100 | L20 | no | HPLC Column | SS | 14 x 2,0 mm
ProntoSIL | 0103E410CT050 | BISCHOFF ProntoSIL CB 100-5-Diol | DIOL | 14 | 3 | 5 | 100 | L20 | no | HPLC Column | SS | 14 x 3,0 mm
ProntoSIL | 0104E410CT050 | BISCHOFF ProntoSIL CB 100-5-Diol | DIOL | 14 | 4 | 5 | 100 | L20 | no | HPLC Column | SS | 14 x 4,0 mm
ProntoSIL | 0146E410CT050 | BISCHOFF ProntoSIL CB 100-5-Diol | DIOL | 14 | 4.6 | 5 | 100 | L20 | no | HPLC Column | SS | 14 x 4,6 mm
ProntoSIL | A202E410CT050 | BISCHOFF ProntoSIL CB 100-5-Diol | DIOL | 20 | 2 | 5 | 100 | L20 | no | HPLC Column | SS | 20 x 2,0 mm
ProntoSIL | A203E410CT050 | BISCHOFF ProntoSIL CB 100-5-Diol | DIOL | 20 | 3 | 5 | 100 | L20 | no | HPLC Column | SS | 20 x 3,0 mm
ProntoSIL | A204E410CT050 | BISCHOFF ProntoSIL CB 100-5-Diol | DIOL | 20 | 4 | 5 | 100 | L20 | no | HPLC Column | SS | 20 x 4,0 mm
ProntoSIL | A246E410CT050 | BISCHOFF ProntoSIL CB 100-5-Diol | DIOL | 20 | 4.6 | 5 | 100 | L20 | no | HPLC Column | SS | 20 x 4,6 mm
ProntoSIL | 0202E410CT050 | BISCHOFF ProntoSIL CB 100-5-Diol | DIOL | 25 | 2 | 5 | 100 | L20 | no | HPLC Column | SS | 25 x 2,0 mm
ProntoSIL | 0203E410CT050 | BISCHOFF ProntoSIL CB 100-5-Diol | DIOL | 25 | 3 | 5 | 100 | L20 | no | HPLC Column | SS | 25 x 3,0 mm
ProntoSIL | 0204E410CT050 | BISCHOFF ProntoSIL CB 100-5-Diol | DIOL | 25 | 4 | 5 | 100 | L20 | no | HPLC Column | SS | 25 x 4,0 mm
ProntoSIL | 0246E410CT050 | BISCHOFF ProntoSIL CB 100-5-Diol | DIOL | 25 | 4.6 | 5 | 100 | L20 | no | HPLC Column | SS | 25 x 4,6 mm
ProntoSIL | 0302E410CT050 | BISCHOFF ProntoSIL CB 100-5-Diol | DIOL | 30 | 2 | 5 | 100 | L20 | no | HPLC Column | SS | 30 x 2,0 mm
ProntoSIL | 0303E410CT050 | BISCHOFF ProntoSIL CB 100-5-Diol | DIOL | 30 | 3 | 5 | 100 | L20 | no | HPLC Column | SS | 30 x 3,0 mm
ProntoSIL | 0304E410CT050 | BISCHOFF ProntoSIL CB 100-5-Diol | DIOL | 30 | 4 | 5 | 100 | L20 | no | HPLC Column | SS | 30 x 4,0 mm
ProntoSIL | 0346E410CT050 | BISCHOFF ProntoSIL CB 100-5-Diol | DIOL | 30 | 4.6 | 5 | 100 | L20 | no | HPLC Column | SS | 30 x 4,6 mm
ProntoSIL | 0402E410CT050 | BISCHOFF ProntoSIL CB 100-5-Diol | DIOL | 33 | 2 | 5 | 100 | L20 | no | HPLC Column | SS | 33 x 2,0 mm
ProntoSIL | 0403E410CT050 | BISCHOFF ProntoSIL CB 100-5-Diol | DIOL | 33 | 3 | 5 | 100 | L20 | no | HPLC Column | SS | 33 x 3,0 mm
ProntoSIL | 0404E410CT050 | BISCHOFF ProntoSIL CB 100-5-Diol | DIOL | 33 | 4 | 5 | 100 | L20 | no | HPLC Column | SS | 33 x 4,0 mm
ProntoSIL | 0446E410CT050 | BISCHOFF ProntoSIL CB 100-5-Diol | DIOL | 33 | 4.6 | 5 | 100 | L20 | no | HPLC Column | SS | 33 x 4,6 mm
ProntoSIL | A402E410CT050 | BISCHOFF ProntoSIL CB 100-5-Diol | DIOL | 40 | 2 | 5 | 100 | L20 | no | HPLC Column | SS | 40 x 2,0 mm
ProntoSIL | A403E410CT050 | BISCHOFF ProntoSIL CB 100-5-Diol | DIOL | 40 | 3 | 5 | 100 | L20 | no | HPLC Column | SS | 40 x 3,0 mm
ProntoSIL | A404E410CT050 | BISCHOFF ProntoSIL CB 100-5-Diol | DIOL | 40 | 4 | 5 | 100 | L20 | no | HPLC Column | SS | 40 x 4,0 mm
ProntoSIL | A446E410CT050 | BISCHOFF ProntoSIL CB 100-5-Diol | DIOL | 40 | 4.6 | 5 | 100 | L20 | no | HPLC Column | SS | 40 x 4,6 mm
ProntoSIL | 0502E410CT050 | BISCHOFF ProntoSIL CB 100-5-Diol | DIOL | 50 | 2 | 5 | 100 | L20 | no | HPLC Column | SS | 50 x 2,0 mm
ProntoSIL | 0503E410CT050 | BISCHOFF ProntoSIL CB 100-5-Diol | DIOL | 50 | 3 | 5 | 100 | L20 | no | HPLC Column | SS | 50 x 3,0 mm
ProntoSIL | 0504E410CT050 | BISCHOFF ProntoSIL CB 100-5-Diol | DIOL | 50 | 4 | 5 | 100 | L20 | no | HPLC Column | SS | 50 x 4,0 mm
ProntoSIL | 0546E410CT050 | BISCHOFF ProntoSIL CB 100-5-Diol | DIOL | 50 | 4.6 | 5 | 100 | L20 | no | HPLC Column | SS | 50 x 4,6 mm
ProntoSIL | 0602E410CT050 | BISCHOFF ProntoSIL CB 100-5-Diol | DIOL | 53 | 2 | 5 | 100 | L20 | no | HPLC Column | SS | 53 x 2,0 mm
ProntoSIL | 0603E410CT050 | BISCHOFF ProntoSIL CB 100-5-Diol | DIOL | 53 | 3 | 5 | 100 | L20 | no | HPLC Column | SS | 53 x 3,0 mm
ProntoSIL | 0604E410CT050 | BISCHOFF ProntoSIL CB 100-5-Diol | DIOL | 53 | 4 | 5 | 100 | L20 | no | HPLC Column | SS | 53 x 4,0 mm
ProntoSIL | 0646E410CT050 | BISCHOFF ProntoSIL CB 100-5-Diol | DIOL | 53 | 4.6 | 5 | 100 | L20 | no | HPLC Column | SS | 53 x 4,6 mm
ProntoSIL | A602E410CT050 | BISCHOFF ProntoSIL CB 100-5-Diol | DIOL | 60 | 2 | 5 | 100 | L20 | no | HPLC Column | SS | 60 x 2,0 mm
ProntoSIL | A603E410CT050 | BISCHOFF ProntoSIL CB 100-5-Diol | DIOL | 60 | 3 | 5 | 100 | L20 | no | HPLC Column | SS | 60 x 3,0 mm
ProntoSIL | A604E410CT050 | BISCHOFF ProntoSIL CB 100-5-Diol | DIOL | 60 | 4 | 5 | 100 | L20 | no | HPLC Column | SS | 60 x 4,0 mm
ProntoSIL | A646E410CT050 | BISCHOFF ProntoSIL CB 100-5-Diol | DIOL | 60 | 4.6 | 5 | 100 | L20 | no | HPLC Column | SS | 60 x 4,6 mm
ProntoSIL | 0702E410CT050 | BISCHOFF ProntoSIL CB 100-5-Diol | DIOL | 75 | 2 | 5 | 100 | L20 | no | HPLC Column | SS | 75 x 2,0 mm
ProntoSIL | 0703E410CT050 | BISCHOFF ProntoSIL CB 100-5-Diol | DIOL | 75 | 3 | 5 | 100 | L20 | no | HPLC Column | SS | 75 x 3,0 mm
ProntoSIL | 0704E410CT050 | BISCHOFF ProntoSIL CB 100-5-Diol | DIOL | 75 | 4 | 5 | 100 | L20 | no | HPLC Column | SS | 75 x 4,0 mm
ProntoSIL | 0746E410CT050 | BISCHOFF ProntoSIL CB 100-5-Diol | DIOL | 75 | 4.6 | 5 | 100 | L20 | no | HPLC Column | SS | 75 x 4,6 mm
ProntoSIL | 1002E410CT050 | BISCHOFF ProntoSIL CB 100-5-Diol | DIOL | 100 | 2 | 5 | 100 | L20 | no | HPLC Column | SS | 100 x 2,0 mm
ProntoSIL | 1003E410CT050 | BISCHOFF ProntoSIL CB 100-5-Diol | DIOL | 100 | 3 | 5 | 100 | L20 | no | HPLC Column | SS | 100 x 3,0 mm
ProntoSIL | 1004E410CT050 | BISCHOFF ProntoSIL CB 100-5-Diol | DIOL | 100 | 4 | 5 | 100 | L20 | no | HPLC Column | SS | 100 x 4,0 mm
ProntoSIL | 1046E410CT050 | BISCHOFF ProntoSIL CB 100-5-Diol | DIOL | 100 | 4.6 | 5 | 100 | L20 | no | HPLC Column | SS | 100 x 4,6 mm
ProntoSIL | 1202E410CT050 | BISCHOFF ProntoSIL CB 100-5-Diol | DIOL | 125 | 2 | 5 | 100 | L20 | no | HPLC Column | SS | 125 x 2,0 mm
ProntoSIL | 1203E410CT050 | BISCHOFF ProntoSIL CB 100-5-Diol | DIOL | 125 | 3 | 5 | 100 | L20 | no | HPLC Column | SS | 125 x 3,0 mm
ProntoSIL | 1204E410CT050 | BISCHOFF ProntoSIL CB 100-5-Diol | DIOL | 125 | 4 | 5 | 100 | L20 | no | HPLC Column | SS | 125 x 4,0 mm
ProntoSIL | 1246E410CT050 | BISCHOFF ProntoSIL CB 100-5-Diol | DIOL | 125 | 4.6 | 5 | 100 | L20 | no | HPLC Column | SS | 125 x 4,6 mm
ProntoSIL | 1502E410CT050 | BISCHOFF ProntoSIL CB 100-5-Diol | DIOL | 150 | 2 | 5 | 100 | L20 | no | HPLC Column | SS | 150 x 2,0 mm
ProntoSIL | 1503E410CT050 | BISCHOFF ProntoSIL CB 100-5-Diol | DIOL | 150 | 3 | 5 | 100 | L20 | no | HPLC Column | SS | 150 x 3,0 mm
ProntoSIL | 1504E410CT050 | BISCHOFF ProntoSIL CB 100-5-Diol | DIOL | 150 | 4 | 5 | 100 | L20 | no | HPLC Column | SS | 150 x 4,0 mm
ProntoSIL | 1546E410CT050 | BISCHOFF ProntoSIL CB 100-5-Diol | DIOL | 150 | 4.6 | 5 | 100 | L20 | no | HPLC Column | SS | 150 x 4,6 mm
ProntoSIL | 2002E410CT050 | BISCHOFF ProntoSIL CB 100-5-Diol | DIOL | 200 | 2 | 5 | 100 | L20 | no | HPLC Column | SS | 200 x 2,0 mm
ProntoSIL | 2003E410CT050 | BISCHOFF ProntoSIL CB 100-5-Diol | DIOL | 200 | 3 | 5 | 100 | L20 | no | HPLC Column | SS | 200 x 3,0 mm
ProntoSIL | 2004E410CT050 | BISCHOFF ProntoSIL CB 100-5-Diol | DIOL | 200 | 4 | 5 | 100 | L20 | no | HPLC Column | SS | 200 x 4,0 mm
ProntoSIL | 2046E410CT050 | BISCHOFF ProntoSIL CB 100-5-Diol | DIOL | 200 | 4.6 | 5 | 100 | L20 | no | HPLC Column | SS | 200 x 4,6 mm
ProntoSIL | 2502E410CT050 | BISCHOFF ProntoSIL CB 100-5-Diol | DIOL | 250 | 2 | 5 | 100 | L20 | no | HPLC Column | SS | 250 x 2,0 mm
ProntoSIL | 2503E410CT050 | BISCHOFF ProntoSIL CB 100-5-Diol | DIOL | 250 | 3 | 5 | 100 | L20 | no | HPLC Column | SS | 250 x 3,0 mm
ProntoSIL | 2504E410CT050 | BISCHOFF ProntoSIL CB 100-5-Diol | DIOL | 250 | 4 | 5 | 100 | L20 | no | HPLC Column | SS | 250 x 4,0 mm
ProntoSIL | 2546E410CT050 | BISCHOFF ProntoSIL CB 100-5-Diol | DIOL | 250 | 4.6 | 5 | 100 | L20 | no | HPLC Column | SS | 250 x 4,6 mm
ProntoSIL | 3002E410CT050 | BISCHOFF ProntoSIL CB 100-5-Diol | DIOL | 300 | 2 | 5 | 100 | L20 | no | HPLC Column | SS | 300 x 2,0 mm
ProntoSIL | 3003E410CT050 | BISCHOFF ProntoSIL CB 100-5-Diol | DIOL | 300 | 3 | 5 | 100 | L20 | no | HPLC Column | SS | 300 x 3,0 mm
ProntoSIL | 3004E410CT050 | BISCHOFF ProntoSIL CB 100-5-Diol | DIOL | 300 | 4 | 5 | 100 | L20 | no | HPLC Column | SS | 300 x 4,0 mm
ProntoSIL | 3046E410CT050 | BISCHOFF ProntoSIL CB 100-5-Diol | DIOL | 300 | 4.6 | 5 | 100 | L20 | no | HPLC Column | SS | 300 x 4,6 mm
ProntoSIL | 01P4E410CT050 | BISCHOFF ProntoSIL CB 100-5-Diol | DIOL | 14 | 4 | 5 | 100 | L20 | no | HPLC Column | PEEK | 14 x 4,0 mm
ProntoSIL | A2P4E410CT050 | BISCHOFF ProntoSIL CB 100-5-Diol | DIOL | 20 | 4 | 5 | 100 | L20 | no | HPLC Column | PEEK | 20 x 4,0 mm
ProntoSIL | 02P4E410CT050 | BISCHOFF ProntoSIL CB 100-5-Diol | DIOL | 25 | 4 | 5 | 100 | L20 | no | HPLC Column | PEEK | 25 x 4,0 mm
ProntoSIL | 03P4E410CT050 | BISCHOFF ProntoSIL CB 100-5-Diol | DIOL | 30 | 4 | 5 | 100 | L20 | no | HPLC Column | PEEK | 30 x 4,0 mm
ProntoSIL | 04P4E410CT050 | BISCHOFF ProntoSIL CB 100-5-Diol | DIOL | 33 | 4 | 5 | 100 | L20 | no | HPLC Column | PEEK | 33 x 4,0 mm
ProntoSIL | A4P4E410CT050 | BISCHOFF ProntoSIL CB 100-5-Diol | DIOL | 40 | 4 | 5 | 100 | L20 | no | HPLC Column | PEEK | 40 x 4,0 mm
ProntoSIL | 05P4E410CT050 | BISCHOFF ProntoSIL CB 100-5-Diol | DIOL | 50 | 4 | 5 | 100 | L20 | no | HPLC Column | PEEK | 50 x 4,0 mm
ProntoSIL | 06P4E410CT050 | BISCHOFF ProntoSIL CB 100-5-Diol | DIOL | 53 | 4 | 5 | 100 | L20 | no | HPLC Column | PEEK | 53 x 4,0 mm
ProntoSIL | A6P4E410CT050 | BISCHOFF ProntoSIL CB 100-5-Diol | DIOL | 60 | 4 | 5 | 100 | L20 | no | HPLC Column | PEEK | 60 x 4,0 mm
ProntoSIL | 07P4E410CT050 | BISCHOFF ProntoSIL CB 100-5-Diol | DIOL | 75 | 4 | 5 | 100 | L20 | no | HPLC Column | PEEK | 75 x 4,0 mm
ProntoSIL | 10P4E410CT050 | BISCHOFF ProntoSIL CB 100-5-Diol | DIOL | 100 | 4 | 5 | 100 | L20 | no | HPLC Column | PEEK | 100 x 4,0 mm
ProntoSIL | 12P4E410CT050 | BISCHOFF ProntoSIL CB 100-5-Diol | DIOL | 125 | 4 | 5 | 100 | L20 | no | HPLC Column | PEEK | 125 x 4,0 mm
ProntoSIL | 15P4E410CT050 | BISCHOFF ProntoSIL CB 100-5-Diol | DIOL | 150 | 4 | 5 | 100 | L20 | no | HPLC Column | PEEK | 150 x 4,0 mm
ProntoSIL | 20P4E410CT050 | BISCHOFF ProntoSIL CB 100-5-Diol | DIOL | 200 | 4 | 5 | 100 | L20 | no | HPLC Column | PEEK | 200 x 4,0 mm
ProntoSIL | 25P4E410CT050 | BISCHOFF ProntoSIL CB 100-5-Diol | DIOL | 250 | 4 | 5 | 100 | L20 | no | HPLC Column | PEEK | 250 x 4,0 mm
ProntoSIL | 30P4E410CT050 | BISCHOFF ProntoSIL CB 100-5-Diol | DIOL | 300 | 4 | 5 | 100 | L20 | no | HPLC Column | PEEK | 300 x 4,0 mm
ProntoSIL | 6305E410CT050 | BISCHOFF ProntoSIL CB 100-5-Diol | DIOL | 5 | 4 | 5 | 100 | L20 | no | Cartridges (5 pcs.) | SS | 5 x 4,0 mm
ProntoSIL | 6301E410CT050 | BISCHOFF ProntoSIL CB 100-5-Diol | DIOL | 10 | 4 | 5 | 100 | L20 | no | Cartridges (5 pcs.) | SS | 10 x 4,0 mm
ProntoSIL | 6302E410CT050 | BISCHOFF ProntoSIL CB 100-5-Diol | DIOL | 20 | 4 | 5 | 100 | L20 | no | Cartridges (5 pcs.) | SS | 20 x 4,0 mm
ProntoSIL | 63P1E410CT050 | BISCHOFF ProntoSIL CB 100-5-Diol | DIOL | 10 | 4 | 5 | 100 | L20 | no | Cartridges (5 pcs.) | PEEK | 10 x 4,0 mm
ProntoSIL | 63P2E410CT050 | BISCHOFF ProntoSIL CB 100-5-Diol | DIOL | 20 | 4 | 5 | 100 | L20 | no | Cartridges (5 pcs.) | PEEK | 20 x 4,0 mm
ProntoSIL | 6335E410CT050 | BISCHOFF ProntoSIL CB 100-5-Diol | DIOL | 5 | 3 | 5 | 100 | L20 | no | Cartridges (5 pcs.) | SS | 5 x 3,0 mm
ProntoSIL | 6331E410CT050 | BISCHOFF ProntoSIL CB 100-5-Diol | DIOL | 10 | 3 | 5 | 100 | L20 | no | Cartridges (5 pcs.) | SS | 10 x 3,0 mm
ProntoSIL | 6332E410CT050 | BISCHOFF ProntoSIL CB 100-5-Diol | DIOL | 20 | 3 | 5 | 100 | L20 | no | Cartridges (5 pcs.) | SS | 20 x 3,0 mm
ProntoSIL | 6325E410CT050 | BISCHOFF ProntoSIL CB 100-5-Diol | DIOL | 5 | 2 | 5 | 100 | L20 | no | Cartridges (5 pcs.) | SS | 5 x 2,0 mm
ProntoSIL | 6321E410CT050 | BISCHOFF ProntoSIL CB 100-5-Diol | DIOL | 10 | 2 | 5 | 100 | L20 | no | Cartridges (5 pcs.) | SS | 10 x 2,0 mm
ProntoSIL | 6322E410CT050 | BISCHOFF ProntoSIL CB 100-5-Diol | DIOL | 20 | 2 | 5 | 100 | L20 | no | Cartridges (5 pcs.) | SS | 20 x 2,0 mm
ProntoSIL | 0102E410CT100 | BISCHOFF ProntoSIL CB 100-10-Diol | DIOL | 14 | 2 | 10 | 100 | L20 | no | HPLC Column | SS | 14 x 2,0 mm
ProntoSIL | 0103E410CT100 | BISCHOFF ProntoSIL CB 100-10-Diol | DIOL | 14 | 3 | 10 | 100 | L20 | no | HPLC Column | SS | 14 x 3,0 mm
ProntoSIL | 0104E410CT100 | BISCHOFF ProntoSIL CB 100-10-Diol | DIOL | 14 | 4 | 10 | 100 | L20 | no | HPLC Column | SS | 14 x 4,0 mm
ProntoSIL | 0146E410CT100 | BISCHOFF ProntoSIL CB 100-10-Diol | DIOL | 14 | 4.6 | 10 | 100 | L20 | no | HPLC Column | SS | 14 x 4,6 mm
ProntoSIL | A202E410CT100 | BISCHOFF ProntoSIL CB 100-10-Diol | DIOL | 20 | 2 | 10 | 100 | L20 | no | HPLC Column | SS | 20 x 2,0 mm
ProntoSIL | A203E410CT100 | BISCHOFF ProntoSIL CB 100-10-Diol | DIOL | 20 | 3 | 10 | 100 | L20 | no | HPLC Column | SS | 20 x 3,0 mm
ProntoSIL | A204E410CT100 | BISCHOFF ProntoSIL CB 100-10-Diol | DIOL | 20 | 4 | 10 | 100 | L20 | no | HPLC Column | SS | 20 x 4,0 mm
ProntoSIL | A246E410CT100 | BISCHOFF ProntoSIL CB 100-10-Diol | DIOL | 20 | 4.6 | 10 | 100 | L20 | no | HPLC Column | SS | 20 x 4,6 mm
ProntoSIL | 0202E410CT100 | BISCHOFF ProntoSIL CB 100-10-Diol | DIOL | 25 | 2 | 10 | 100 | L20 | no | HPLC Column | SS | 25 x 2,0 mm
ProntoSIL | 0203E410CT100 | BISCHOFF ProntoSIL CB 100-10-Diol | DIOL | 25 | 3 | 10 | 100 | L20 | no | HPLC Column | SS | 25 x 3,0 mm
ProntoSIL | 0204E410CT100 | BISCHOFF ProntoSIL CB 100-10-Diol | DIOL | 25 | 4 | 10 | 100 | L20 | no | HPLC Column | SS | 25 x 4,0 mm
ProntoSIL | 0246E410CT100 | BISCHOFF ProntoSIL CB 100-10-Diol | DIOL | 25 | 4.6 | 10 | 100 | L20 | no | HPLC Column | SS | 25 x 4,6 mm
ProntoSIL | 0302E410CT100 | BISCHOFF ProntoSIL CB 100-10-Diol | DIOL | 30 | 2 | 10 | 100 | L20 | no | HPLC Column | SS | 30 x 2,0 mm
ProntoSIL | 0303E410CT100 | BISCHOFF ProntoSIL CB 100-10-Diol | DIOL | 30 | 3 | 10 | 100 | L20 | no | HPLC Column | SS | 30 x 3,0 mm
ProntoSIL | 0304E410CT100 | BISCHOFF ProntoSIL CB 100-10-Diol | DIOL | 30 | 4 | 10 | 100 | L20 | no | HPLC Column | SS | 30 x 4,0 mm
ProntoSIL | 0346E410CT100 | BISCHOFF ProntoSIL CB 100-10-Diol | DIOL | 30 | 4.6 | 10 | 100 | L20 | no | HPLC Column | SS | 30 x 4,6 mm
ProntoSIL | 0402E410CT100 | BISCHOFF ProntoSIL CB 100-10-Diol | DIOL | 33 | 2 | 10 | 100 | L20 | no | HPLC Column | SS | 33 x 2,0 mm
ProntoSIL | 0403E410CT100 | BISCHOFF ProntoSIL CB 100-10-Diol | DIOL | 33 | 3 | 10 | 100 | L20 | no | HPLC Column | SS | 33 x 3,0 mm
ProntoSIL | 0404E410CT100 | BISCHOFF ProntoSIL CB 100-10-Diol | DIOL | 33 | 4 | 10 | 100 | L20 | no | HPLC Column | SS | 33 x 4,0 mm
ProntoSIL | 0446E410CT100 | BISCHOFF ProntoSIL CB 100-10-Diol | DIOL | 33 | 4.6 | 10 | 100 | L20 | no | HPLC Column | SS | 33 x 4,6 mm
ProntoSIL | A402E410CT100 | BISCHOFF ProntoSIL CB 100-10-Diol | DIOL | 40 | 2 | 10 | 100 | L20 | no | HPLC Column | SS | 40 x 2,0 mm
ProntoSIL | A403E410CT100 | BISCHOFF ProntoSIL CB 100-10-Diol | DIOL | 40 | 3 | 10 | 100 | L20 | no | HPLC Column | SS | 40 x 3,0 mm
ProntoSIL | A404E410CT100 | BISCHOFF ProntoSIL CB 100-10-Diol | DIOL | 40 | 4 | 10 | 100 | L20 | no | HPLC Column | SS | 40 x 4,0 mm
ProntoSIL | A446E410CT100 | BISCHOFF ProntoSIL CB 100-10-Diol | DIOL | 40 | 4.6 | 10 | 100 | L20 | no | HPLC Column | SS | 40 x 4,6 mm
ProntoSIL | 0502E410CT100 | BISCHOFF ProntoSIL CB 100-10-Diol | DIOL | 50 | 2 | 10 | 100 | L20 | no | HPLC Column | SS | 50 x 2,0 mm
ProntoSIL | 0503E410CT100 | BISCHOFF ProntoSIL CB 100-10-Diol | DIOL | 50 | 3 | 10 | 100 | L20 | no | HPLC Column | SS | 50 x 3,0 mm
ProntoSIL | 0504E410CT100 | BISCHOFF ProntoSIL CB 100-10-Diol | DIOL | 50 | 4 | 10 | 100 | L20 | no | HPLC Column | SS | 50 x 4,0 mm
ProntoSIL | 0546E410CT100 | BISCHOFF ProntoSIL CB 100-10-Diol | DIOL | 50 | 4.6 | 10 | 100 | L20 | no | HPLC Column | SS | 50 x 4,6 mm
ProntoSIL | 0602E410CT100 | BISCHOFF ProntoSIL CB 100-10-Diol | DIOL | 53 | 2 | 10 | 100 | L20 | no | HPLC Column | SS | 53 x 2,0 mm
ProntoSIL | 0603E410CT100 | BISCHOFF ProntoSIL CB 100-10-Diol | DIOL | 53 | 3 | 10 | 100 | L20 | no | HPLC Column | SS | 53 x 3,0 mm
ProntoSIL | 0604E410CT100 | BISCHOFF ProntoSIL CB 100-10-Diol | DIOL | 53 | 4 | 10 | 100 | L20 | no | HPLC Column | SS | 53 x 4,0 mm
ProntoSIL | 0646E410CT100 | BISCHOFF ProntoSIL CB 100-10-Diol | DIOL | 53 | 4.6 | 10 | 100 | L20 | no | HPLC Column | SS | 53 x 4,6 mm
ProntoSIL | A602E410CT100 | BISCHOFF ProntoSIL CB 100-10-Diol | DIOL | 60 | 2 | 10 | 100 | L20 | no | HPLC Column | SS | 60 x 2,0 mm
ProntoSIL | A603E410CT100 | BISCHOFF ProntoSIL CB 100-10-Diol | DIOL | 60 | 3 | 10 | 100 | L20 | no | HPLC Column | SS | 60 x 3,0 mm
ProntoSIL | A604E410CT100 | BISCHOFF ProntoSIL CB 100-10-Diol | DIOL | 60 | 4 | 10 | 100 | L20 | no | HPLC Column | SS | 60 x 4,0 mm
ProntoSIL | A646E410CT100 | BISCHOFF ProntoSIL CB 100-10-Diol | DIOL | 60 | 4.6 | 10 | 100 | L20 | no | HPLC Column | SS | 60 x 4,6 mm
ProntoSIL | 0702E410CT100 | BISCHOFF ProntoSIL CB 100-10-Diol | DIOL | 75 | 2 | 10 | 100 | L20 | no | HPLC Column | SS | 75 x 2,0 mm
ProntoSIL | 0703E410CT100 | BISCHOFF ProntoSIL CB 100-10-Diol | DIOL | 75 | 3 | 10 | 100 | L20 | no | HPLC Column | SS | 75 x 3,0 mm
ProntoSIL | 0704E410CT100 | BISCHOFF ProntoSIL CB 100-10-Diol | DIOL | 75 | 4 | 10 | 100 | L20 | no | HPLC Column | SS | 75 x 4,0 mm
ProntoSIL | 0746E410CT100 | BISCHOFF ProntoSIL CB 100-10-Diol | DIOL | 75 | 4.6 | 10 | 100 | L20 | no | HPLC Column | SS | 75 x 4,6 mm
ProntoSIL | 1002E410CT100 | BISCHOFF ProntoSIL CB 100-10-Diol | DIOL | 100 | 2 | 10 | 100 | L20 | no | HPLC Column | SS | 100 x 2,0 mm
ProntoSIL | 1003E410CT100 | BISCHOFF ProntoSIL CB 100-10-Diol | DIOL | 100 | 3 | 10 | 100 | L20 | no | HPLC Column | SS | 100 x 3,0 mm
ProntoSIL | 1004E410CT100 | BISCHOFF ProntoSIL CB 100-10-Diol | DIOL | 100 | 4 | 10 | 100 | L20 | no | HPLC Column | SS | 100 x 4,0 mm
ProntoSIL | 1046E410CT100 | BISCHOFF ProntoSIL CB 100-10-Diol | DIOL | 100 | 4.6 | 10 | 100 | L20 | no | HPLC Column | SS | 100 x 4,6 mm
ProntoSIL | 1202E410CT100 | BISCHOFF ProntoSIL CB 100-10-Diol | DIOL | 125 | 2 | 10 | 100 | L20 | no | HPLC Column | SS | 125 x 2,0 mm
ProntoSIL | 1203E410CT100 | BISCHOFF ProntoSIL CB 100-10-Diol | DIOL | 125 | 3 | 10 | 100 | L20 | no | HPLC Column | SS | 125 x 3,0 mm
ProntoSIL | 1204E410CT100 | BISCHOFF ProntoSIL CB 100-10-Diol | DIOL | 125 | 4 | 10 | 100 | L20 | no | HPLC Column | SS | 125 x 4,0 mm
ProntoSIL | 1246E410CT100 | BISCHOFF ProntoSIL CB 100-10-Diol | DIOL | 125 | 4.6 | 10 | 100 | L20 | no | HPLC Column | SS | 125 x 4,6 mm
ProntoSIL | 1502E410CT100 | BISCHOFF ProntoSIL CB 100-10-Diol | DIOL | 150 | 2 | 10 | 100 | L20 | no | HPLC Column | SS | 150 x 2,0 mm
ProntoSIL | 1503E410CT100 | BISCHOFF ProntoSIL CB 100-10-Diol | DIOL | 150 | 3 | 10 | 100 | L20 | no | HPLC Column | SS | 150 x 3,0 mm
ProntoSIL | 1504E410CT100 | BISCHOFF ProntoSIL CB 100-10-Diol | DIOL | 150 | 4 | 10 | 100 | L20 | no | HPLC Column | SS | 150 x 4,0 mm
ProntoSIL | 1546E410CT100 | BISCHOFF ProntoSIL CB 100-10-Diol | DIOL | 150 | 4.6 | 10 | 100 | L20 | no | HPLC Column | SS | 150 x 4,6 mm
ProntoSIL | 2002E410CT100 | BISCHOFF ProntoSIL CB 100-10-Diol | DIOL | 200 | 2 | 10 | 100 | L20 | no | HPLC Column | SS | 200 x 2,0 mm
ProntoSIL | 2003E410CT100 | BISCHOFF ProntoSIL CB 100-10-Diol | DIOL | 200 | 3 | 10 | 100 | L20 | no | HPLC Column | SS | 200 x 3,0 mm
ProntoSIL | 2004E410CT100 | BISCHOFF ProntoSIL CB 100-10-Diol | DIOL | 200 | 4 | 10 | 100 | L20 | no | HPLC Column | SS | 200 x 4,0 mm
ProntoSIL | 2046E410CT100 | BISCHOFF ProntoSIL CB 100-10-Diol | DIOL | 200 | 4.6 | 10 | 100 | L20 | no | HPLC Column | SS | 200 x 4,6 mm
ProntoSIL | 2502E410CT100 | BISCHOFF ProntoSIL CB 100-10-Diol | DIOL | 250 | 2 | 10 | 100 | L20 | no | HPLC Column | SS | 250 x 2,0 mm
ProntoSIL | 2503E410CT100 | BISCHOFF ProntoSIL CB 100-10-Diol | DIOL | 250 | 3 | 10 | 100 | L20 | no | HPLC Column | SS | 250 x 3,0 mm
ProntoSIL | 2504E410CT100 | BISCHOFF ProntoSIL CB 100-10-Diol | DIOL | 250 | 4 | 10 | 100 | L20 | no | HPLC Column | SS | 250 x 4,0 mm
ProntoSIL | 2546E410CT100 | BISCHOFF ProntoSIL CB 100-10-Diol | DIOL | 250 | 4.6 | 10 | 100 | L20 | no | HPLC Column | SS | 250 x 4,6 mm
ProntoSIL | 3002E410CT100 | BISCHOFF ProntoSIL CB 100-10-Diol | DIOL | 300 | 2 | 10 | 100 | L20 | no | HPLC Column | SS | 300 x 2,0 mm
ProntoSIL | 3003E410CT100 | BISCHOFF ProntoSIL CB 100-10-Diol | DIOL | 300 | 3 | 10 | 100 | L20 | no | HPLC Column | SS | 300 x 3,0 mm
ProntoSIL | 3004E410CT100 | BISCHOFF ProntoSIL CB 100-10-Diol | DIOL | 300 | 4 | 10 | 100 | L20 | no | HPLC Column | SS | 300 x 4,0 mm
ProntoSIL | 3046E410CT100 | BISCHOFF ProntoSIL CB 100-10-Diol | DIOL | 300 | 4.6 | 10 | 100 | L20 | no | HPLC Column | SS | 300 x 4,6 mm
ProntoSIL | 01P4E410CT100 | BISCHOFF ProntoSIL CB 100-10-Diol | DIOL | 14 | 4 | 10 | 100 | L20 | no | HPLC Column | PEEK | 14 x 4,0 mm
ProntoSIL | A2P4E410CT100 | BISCHOFF ProntoSIL CB 100-10-Diol | DIOL | 20 | 4 | 10 | 100 | L20 | no | HPLC Column | PEEK | 20 x 4,0 mm
ProntoSIL | 02P4E410CT100 | BISCHOFF ProntoSIL CB 100-10-Diol | DIOL | 25 | 4 | 10 | 100 | L20 | no | HPLC Column | PEEK | 25 x 4,0 mm
ProntoSIL | 03P4E410CT100 | BISCHOFF ProntoSIL CB 100-10-Diol | DIOL | 30 | 4 | 10 | 100 | L20 | no | HPLC Column | PEEK | 30 x 4,0 mm
ProntoSIL | 04P4E410CT100 | BISCHOFF ProntoSIL CB 100-10-Diol | DIOL | 33 | 4 | 10 | 100 | L20 | no | HPLC Column | PEEK | 33 x 4,0 mm
ProntoSIL | A4P4E410CT100 | BISCHOFF ProntoSIL CB 100-10-Diol | DIOL | 40 | 4 | 10 | 100 | L20 | no | HPLC Column | PEEK | 40 x 4,0 mm
ProntoSIL | 05P4E410CT100 | BISCHOFF ProntoSIL CB 100-10-Diol | DIOL | 50 | 4 | 10 | 100 | L20 | no | HPLC Column | PEEK | 50 x 4,0 mm
ProntoSIL | 06P4E410CT100 | BISCHOFF ProntoSIL CB 100-10-Diol | DIOL | 53 | 4 | 10 | 100 | L20 | no | HPLC Column | PEEK | 53 x 4,0 mm
ProntoSIL | A6P4E410CT100 | BISCHOFF ProntoSIL CB 100-10-Diol | DIOL | 60 | 4 | 10 | 100 | L20 | no | HPLC Column | PEEK | 60 x 4,0 mm
ProntoSIL | 07P4E410CT100 | BISCHOFF ProntoSIL CB 100-10-Diol | DIOL | 75 | 4 | 10 | 100 | L20 | no | HPLC Column | PEEK | 75 x 4,0 mm
ProntoSIL | 10P4E410CT100 | BISCHOFF ProntoSIL CB 100-10-Diol | DIOL | 100 | 4 | 10 | 100 | L20 | no | HPLC Column | PEEK | 100 x 4,0 mm
ProntoSIL | 12P4E410CT100 | BISCHOFF ProntoSIL CB 100-10-Diol | DIOL | 125 | 4 | 10 | 100 | L20 | no | HPLC Column | PEEK | 125 x 4,0 mm
ProntoSIL | 15P4E410CT100 | BISCHOFF ProntoSIL CB 100-10-Diol | DIOL | 150 | 4 | 10 | 100 | L20 | no | HPLC Column | PEEK | 150 x 4,0 mm
ProntoSIL | 20P4E410CT100 | BISCHOFF ProntoSIL CB 100-10-Diol | DIOL | 200 | 4 | 10 | 100 | L20 | no | HPLC Column | PEEK | 200 x 4,0 mm
ProntoSIL | 25P4E410CT100 | BISCHOFF ProntoSIL CB 100-10-Diol | DIOL | 250 | 4 | 10 | 100 | L20 | no | HPLC Column | PEEK | 250 x 4,0 mm
ProntoSIL | 30P4E410CT100 | BISCHOFF ProntoSIL CB 100-10-Diol | DIOL | 300 | 4 | 10 | 100 | L20 | no | HPLC Column | PEEK | 300 x 4,0 mm
ProntoSIL | 6305E410CT100 | BISCHOFF ProntoSIL CB 100-10-Diol | DIOL | 5 | 4 | 10 | 100 | L20 | no | Cartridges (5 pcs.) | SS | 5 x 4,0 mm
ProntoSIL | 6301E410CT100 | BISCHOFF ProntoSIL CB 100-10-Diol | DIOL | 10 | 4 | 10 | 100 | L20 | no | Cartridges (5 pcs.) | SS | 10 x 4,0 mm
ProntoSIL | 6302E410CT100 | BISCHOFF ProntoSIL CB 100-10-Diol | DIOL | 20 | 4 | 10 | 100 | L20 | no | Cartridges (5 pcs.) | SS | 20 x 4,0 mm
ProntoSIL | 63P1E410CT100 | BISCHOFF ProntoSIL CB 100-10-Diol | DIOL | 10 | 4 | 10 | 100 | L20 | no | Cartridges (5 pcs.) | PEEK | 10 x 4,0 mm
ProntoSIL | 63P2E410CT100 | BISCHOFF ProntoSIL CB 100-10-Diol | DIOL | 20 | 4 | 10 | 100 | L20 | no | Cartridges (5 pcs.) | PEEK | 20 x 4,0 mm
ProntoSIL | 6335E410CT100 | BISCHOFF ProntoSIL CB 100-10-Diol | DIOL | 5 | 3 | 10 | 100 | L20 | no | Cartridges (5 pcs.) | SS | 5 x 3,0 mm
ProntoSIL | 6331E410CT100 | BISCHOFF ProntoSIL CB 100-10-Diol | DIOL | 10 | 3 | 10 | 100 | L20 | no | Cartridges (5 pcs.) | SS | 10 x 3,0 mm
ProntoSIL | 6332E410CT100 | BISCHOFF ProntoSIL CB 100-10-Diol | DIOL | 20 | 3 | 10 | 100 | L20 | no | Cartridges (5 pcs.) | SS | 20 x 3,0 mm
ProntoSIL | 6325E410CT100 | BISCHOFF ProntoSIL CB 100-10-Diol | DIOL | 5 | 2 | 10 | 100 | L20 | no | Cartridges (5 pcs.) | SS | 5 x 2,0 mm
ProntoSIL | 6321E410CT100 | BISCHOFF ProntoSIL CB 100-10-Diol | DIOL | 10 | 2 | 10 | 100 | L20 | no | Cartridges (5 pcs.) | SS | 10 x 2,0 mm
ProntoSIL | 6322E410CT100 | BISCHOFF ProntoSIL CB 100-10-Diol | DIOL | 20 | 2 | 10 | 100 | L20 | no | Cartridges (5 pcs.) | SS | 20 x 2,0 mm
ProntoSIL | 0102E040CT050 | BISCHOFF ProntoSIL CB 100-5-C4 | C4 | 14 | 2 | 5 | 100 | L26 | fully | HPLC Column | SS | 14 x 2,0 mm
ProntoSIL | 0103E040CT050 | BISCHOFF ProntoSIL CB 100-5-C4 | C4 | 14 | 3 | 5 | 100 | L26 | fully | HPLC Column | SS | 14 x 3,0 mm
ProntoSIL | 0104E040CT050 | BISCHOFF ProntoSIL CB 100-5-C4 | C4 | 14 | 4 | 5 | 100 | L26 | fully | HPLC Column | SS | 14 x 4,0 mm
ProntoSIL | 0146E040CT050 | BISCHOFF ProntoSIL CB 100-5-C4 | C4 | 14 | 4.6 | 5 | 100 | L26 | fully | HPLC Column | SS | 14 x 4,6 mm
ProntoSIL | A202E040CT050 | BISCHOFF ProntoSIL CB 100-5-C4 | C4 | 20 | 2 | 5 | 100 | L26 | fully | HPLC Column | SS | 20 x 2,0 mm
ProntoSIL | A203E040CT050 | BISCHOFF ProntoSIL CB 100-5-C4 | C4 | 20 | 3 | 5 | 100 | L26 | fully | HPLC Column | SS | 20 x 3,0 mm
ProntoSIL | A204E040CT050 | BISCHOFF ProntoSIL CB 100-5-C4 | C4 | 20 | 4 | 5 | 100 | L26 | fully | HPLC Column | SS | 20 x 4,0 mm
ProntoSIL | A246E040CT050 | BISCHOFF ProntoSIL CB 100-5-C4 | C4 | 20 | 4.6 | 5 | 100 | L26 | fully | HPLC Column | SS | 20 x 4,6 mm
ProntoSIL | 0202E040CT050 | BISCHOFF ProntoSIL CB 100-5-C4 | C4 | 25 | 2 | 5 | 100 | L26 | fully | HPLC Column | SS | 25 x 2,0 mm
ProntoSIL | 0203E040CT050 | BISCHOFF ProntoSIL CB 100-5-C4 | C4 | 25 | 3 | 5 | 100 | L26 | fully | HPLC Column | SS | 25 x 3,0 mm
ProntoSIL | 0204E040CT050 | BISCHOFF ProntoSIL CB 100-5-C4 | C4 | 25 | 4 | 5 | 100 | L26 | fully | HPLC Column | SS | 25 x 4,0 mm
ProntoSIL | 0246E040CT050 | BISCHOFF ProntoSIL CB 100-5-C4 | C4 | 25 | 4.6 | 5 | 100 | L26 | fully | HPLC Column | SS | 25 x 4,6 mm
ProntoSIL | 0302E040CT050 | BISCHOFF ProntoSIL CB 100-5-C4 | C4 | 30 | 2 | 5 | 100 | L26 | fully | HPLC Column | SS | 30 x 2,0 mm
ProntoSIL | 0303E040CT050 | BISCHOFF ProntoSIL CB 100-5-C4 | C4 | 30 | 3 | 5 | 100 | L26 | fully | HPLC Column | SS | 30 x 3,0 mm
ProntoSIL | 0304E040CT050 | BISCHOFF ProntoSIL CB 100-5-C4 | C4 | 30 | 4 | 5 | 100 | L26 | fully | HPLC Column | SS | 30 x 4,0 mm
ProntoSIL | 0346E040CT050 | BISCHOFF ProntoSIL CB 100-5-C4 | C4 | 30 | 4.6 | 5 | 100 | L26 | fully | HPLC Column | SS | 30 x 4,6 mm
ProntoSIL | 0402E040CT050 | BISCHOFF ProntoSIL CB 100-5-C4 | C4 | 33 | 2 | 5 | 100 | L26 | fully | HPLC Column | SS | 33 x 2,0 mm
ProntoSIL | 0403E040CT050 | BISCHOFF ProntoSIL CB 100-5-C4 | C4 | 33 | 3 | 5 | 100 | L26 | fully | HPLC Column | SS | 33 x 3,0 mm
ProntoSIL | 0404E040CT050 | BISCHOFF ProntoSIL CB 100-5-C4 | C4 | 33 | 4 | 5 | 100 | L26 | fully | HPLC Column | SS | 33 x 4,0 mm
ProntoSIL | 0446E040CT050 | BISCHOFF ProntoSIL CB 100-5-C4 | C4 | 33 | 4.6 | 5 | 100 | L26 | fully | HPLC Column | SS | 33 x 4,6 mm
ProntoSIL | A402E040CT050 | BISCHOFF ProntoSIL CB 100-5-C4 | C4 | 40 | 2 | 5 | 100 | L26 | fully | HPLC Column | SS | 40 x 2,0 mm
ProntoSIL | A403E040CT050 | BISCHOFF ProntoSIL CB 100-5-C4 | C4 | 40 | 3 | 5 | 100 | L26 | fully | HPLC Column | SS | 40 x 3,0 mm
ProntoSIL | A404E040CT050 | BISCHOFF ProntoSIL CB 100-5-C4 | C4 | 40 | 4 | 5 | 100 | L26 | fully | HPLC Column | SS | 40 x 4,0 mm
ProntoSIL | A446E040CT050 | BISCHOFF ProntoSIL CB 100-5-C4 | C4 | 40 | 4.6 | 5 | 100 | L26 | fully | HPLC Column | SS | 40 x 4,6 mm
ProntoSIL | 0502E040CT050 | BISCHOFF ProntoSIL CB 100-5-C4 | C4 | 50 | 2 | 5 | 100 | L26 | fully | HPLC Column | SS | 50 x 2,0 mm
ProntoSIL | 0503E040CT050 | BISCHOFF ProntoSIL CB 100-5-C4 | C4 | 50 | 3 | 5 | 100 | L26 | fully | HPLC Column | SS | 50 x 3,0 mm
ProntoSIL | 0504E040CT050 | BISCHOFF ProntoSIL CB 100-5-C4 | C4 | 50 | 4 | 5 | 100 | L26 | fully | HPLC Column | SS | 50 x 4,0 mm
ProntoSIL | 0546E040CT050 | BISCHOFF ProntoSIL CB 100-5-C4 | C4 | 50 | 4.6 | 5 | 100 | L26 | fully | HPLC Column | SS | 50 x 4,6 mm
ProntoSIL | 0602E040CT050 | BISCHOFF ProntoSIL CB 100-5-C4 | C4 | 53 | 2 | 5 | 100 | L26 | fully | HPLC Column | SS | 53 x 2,0 mm
ProntoSIL | 0603E040CT050 | BISCHOFF ProntoSIL CB 100-5-C4 | C4 | 53 | 3 | 5 | 100 | L26 | fully | HPLC Column | SS | 53 x 3,0 mm
ProntoSIL | 0604E040CT050 | BISCHOFF ProntoSIL CB 100-5-C4 | C4 | 53 | 4 | 5 | 100 | L26 | fully | HPLC Column | SS | 53 x 4,0 mm
ProntoSIL | 0646E040CT050 | BISCHOFF ProntoSIL CB 100-5-C4 | C4 | 53 | 4.6 | 5 | 100 | L26 | fully | HPLC Column | SS | 53 x 4,6 mm
ProntoSIL | A602E040CT050 | BISCHOFF ProntoSIL CB 100-5-C4 | C4 | 60 | 2 | 5 | 100 | L26 | fully | HPLC Column | SS | 60 x 2,0 mm
ProntoSIL | A603E040CT050 | BISCHOFF ProntoSIL CB 100-5-C4 | C4 | 60 | 3 | 5 | 100 | L26 | fully | HPLC Column | SS | 60 x 3,0 mm
ProntoSIL | A604E040CT050 | BISCHOFF ProntoSIL CB 100-5-C4 | C4 | 60 | 4 | 5 | 100 | L26 | fully | HPLC Column | SS | 60 x 4,0 mm
ProntoSIL | A646E040CT050 | BISCHOFF ProntoSIL CB 100-5-C4 | C4 | 60 | 4.6 | 5 | 100 | L26 | fully | HPLC Column | SS | 60 x 4,6 mm
ProntoSIL | 0702E040CT050 | BISCHOFF ProntoSIL CB 100-5-C4 | C4 | 75 | 2 | 5 | 100 | L26 | fully | HPLC Column | SS | 75 x 2,0 mm
ProntoSIL | 0703E040CT050 | BISCHOFF ProntoSIL CB 100-5-C4 | C4 | 75 | 3 | 5 | 100 | L26 | fully | HPLC Column | SS | 75 x 3,0 mm
ProntoSIL | 0704E040CT050 | BISCHOFF ProntoSIL CB 100-5-C4 | C4 | 75 | 4 | 5 | 100 | L26 | fully | HPLC Column | SS | 75 x 4,0 mm
ProntoSIL | 0746E040CT050 | BISCHOFF ProntoSIL CB 100-5-C4 | C4 | 75 | 4.6 | 5 | 100 | L26 | fully | HPLC Column | SS | 75 x 4,6 mm
ProntoSIL | 1002E040CT050 | BISCHOFF ProntoSIL CB 100-5-C4 | C4 | 100 | 2 | 5 | 100 | L26 | fully | HPLC Column | SS | 100 x 2,0 mm
ProntoSIL | 1003E040CT050 | BISCHOFF ProntoSIL CB 100-5-C4 | C4 | 100 | 3 | 5 | 100 | L26 | fully | HPLC Column | SS | 100 x 3,0 mm
ProntoSIL | 1004E040CT050 | BISCHOFF ProntoSIL CB 100-5-C4 | C4 | 100 | 4 | 5 | 100 | L26 | fully | HPLC Column | SS | 100 x 4,0 mm
ProntoSIL | 1046E040CT050 | BISCHOFF ProntoSIL CB 100-5-C4 | C4 | 100 | 4.6 | 5 | 100 | L26 | fully | HPLC Column | SS | 100 x 4,6 mm
ProntoSIL | 1202E040CT050 | BISCHOFF ProntoSIL CB 100-5-C4 | C4 | 125 | 2 | 5 | 100 | L26 | fully | HPLC Column | SS | 125 x 2,0 mm
ProntoSIL | 1203E040CT050 | BISCHOFF ProntoSIL CB 100-5-C4 | C4 | 125 | 3 | 5 | 100 | L26 | fully | HPLC Column | SS | 125 x 3,0 mm
ProntoSIL | 1204E040CT050 | BISCHOFF ProntoSIL CB 100-5-C4 | C4 | 125 | 4 | 5 | 100 | L26 | fully | HPLC Column | SS | 125 x 4,0 mm
ProntoSIL | 1246E040CT050 | BISCHOFF ProntoSIL CB 100-5-C4 | C4 | 125 | 4.6 | 5 | 100 | L26 | fully | HPLC Column | SS | 125 x 4,6 mm
ProntoSIL | 1502E040CT050 | BISCHOFF ProntoSIL CB 100-5-C4 | C4 | 150 | 2 | 5 | 100 | L26 | fully | HPLC Column | SS | 150 x 2,0 mm
ProntoSIL | 1503E040CT050 | BISCHOFF ProntoSIL CB 100-5-C4 | C4 | 150 | 3 | 5 | 100 | L26 | fully | HPLC Column | SS | 150 x 3,0 mm
ProntoSIL | 1504E040CT050 | BISCHOFF ProntoSIL CB 100-5-C4 | C4 | 150 | 4 | 5 | 100 | L26 | fully | HPLC Column | SS | 150 x 4,0 mm
ProntoSIL | 1546E040CT050 | BISCHOFF ProntoSIL CB 100-5-C4 | C4 | 150 | 4.6 | 5 | 100 | L26 | fully | HPLC Column | SS | 150 x 4,6 mm
ProntoSIL | 2002E040CT050 | BISCHOFF ProntoSIL CB 100-5-C4 | C4 | 200 | 2 | 5 | 100 | L26 | fully | HPLC Column | SS | 200 x 2,0 mm
ProntoSIL | 2003E040CT050 | BISCHOFF ProntoSIL CB 100-5-C4 | C4 | 200 | 3 | 5 | 100 | L26 | fully | HPLC Column | SS | 200 x 3,0 mm
ProntoSIL | 2004E040CT050 | BISCHOFF ProntoSIL CB 100-5-C4 | C4 | 200 | 4 | 5 | 100 | L26 | fully | HPLC Column | SS | 200 x 4,0 mm
ProntoSIL | 2046E040CT050 | BISCHOFF ProntoSIL CB 100-5-C4 | C4 | 200 | 4.6 | 5 | 100 | L26 | fully | HPLC Column | SS | 200 x 4,6 mm
ProntoSIL | 2502E040CT050 | BISCHOFF ProntoSIL CB 100-5-C4 | C4 | 250 | 2 | 5 | 100 | L26 | fully | HPLC Column | SS | 250 x 2,0 mm
ProntoSIL | 2503E040CT050 | BISCHOFF ProntoSIL CB 100-5-C4 | C4 | 250 | 3 | 5 | 100 | L26 | fully | HPLC Column | SS | 250 x 3,0 mm
ProntoSIL | 2504E040CT050 | BISCHOFF ProntoSIL CB 100-5-C4 | C4 | 250 | 4 | 5 | 100 | L26 | fully | HPLC Column | SS | 250 x 4,0 mm
ProntoSIL | 2546E040CT050 | BISCHOFF ProntoSIL CB 100-5-C4 | C4 | 250 | 4.6 | 5 | 100 | L26 | fully | HPLC Column | SS | 250 x 4,6 mm
ProntoSIL | 3002E040CT050 | BISCHOFF ProntoSIL CB 100-5-C4 | C4 | 300 | 2 | 5 | 100 | L26 | fully | HPLC Column | SS | 300 x 2,0 mm
ProntoSIL | 3003E040CT050 | BISCHOFF ProntoSIL CB 100-5-C4 | C4 | 300 | 3 | 5 | 100 | L26 | fully | HPLC Column | SS | 300 x 3,0 mm
ProntoSIL | 3004E040CT050 | BISCHOFF ProntoSIL CB 100-5-C4 | C4 | 300 | 4 | 5 | 100 | L26 | fully | HPLC Column | SS | 300 x 4,0 mm
ProntoSIL | 3046E040CT050 | BISCHOFF ProntoSIL CB 100-5-C4 | C4 | 300 | 4.6 | 5 | 100 | L26 | fully | HPLC Column | SS | 300 x 4,6 mm
ProntoSIL | 01P4E040CT050 | BISCHOFF ProntoSIL CB 100-5-C4 | C4 | 14 | 4 | 5 | 100 | L26 | fully | HPLC Column | PEEK | 14 x 4,0 mm
ProntoSIL | A2P4E040CT050 | BISCHOFF ProntoSIL CB 100-5-C4 | C4 | 20 | 4 | 5 | 100 | L26 | fully | HPLC Column | PEEK | 20 x 4,0 mm
ProntoSIL | 02P4E040CT050 | BISCHOFF ProntoSIL CB 100-5-C4 | C4 | 25 | 4 | 5 | 100 | L26 | fully | HPLC Column | PEEK | 25 x 4,0 mm
ProntoSIL | 03P4E040CT050 | BISCHOFF ProntoSIL CB 100-5-C4 | C4 | 30 | 4 | 5 | 100 | L26 | fully | HPLC Column | PEEK | 30 x 4,0 mm
ProntoSIL | 04P4E040CT050 | BISCHOFF ProntoSIL CB 100-5-C4 | C4 | 33 | 4 | 5 | 100 | L26 | fully | HPLC Column | PEEK | 33 x 4,0 mm
ProntoSIL | A4P4E040CT050 | BISCHOFF ProntoSIL CB 100-5-C4 | C4 | 40 | 4 | 5 | 100 | L26 | fully | HPLC Column | PEEK | 40 x 4,0 mm
ProntoSIL | 05P4E040CT050 | BISCHOFF ProntoSIL CB 100-5-C4 | C4 | 50 | 4 | 5 | 100 | L26 | fully | HPLC Column | PEEK | 50 x 4,0 mm
ProntoSIL | 06P4E040CT050 | BISCHOFF ProntoSIL CB 100-5-C4 | C4 | 53 | 4 | 5 | 100 | L26 | fully | HPLC Column | PEEK | 53 x 4,0 mm
ProntoSIL | A6P4E040CT050 | BISCHOFF ProntoSIL CB 100-5-C4 | C4 | 60 | 4 | 5 | 100 | L26 | fully | HPLC Column | PEEK | 60 x 4,0 mm
ProntoSIL | 07P4E040CT050 | BISCHOFF ProntoSIL CB 100-5-C4 | C4 | 75 | 4 | 5 | 100 | L26 | fully | HPLC Column | PEEK | 75 x 4,0 mm
ProntoSIL | 10P4E040CT050 | BISCHOFF ProntoSIL CB 100-5-C4 | C4 | 100 | 4 | 5 | 100 | L26 | fully | HPLC Column | PEEK | 100 x 4,0 mm
ProntoSIL | 12P4E040CT050 | BISCHOFF ProntoSIL CB 100-5-C4 | C4 | 125 | 4 | 5 | 100 | L26 | fully | HPLC Column | PEEK | 125 x 4,0 mm
ProntoSIL | 15P4E040CT050 | BISCHOFF ProntoSIL CB 100-5-C4 | C4 | 150 | 4 | 5 | 100 | L26 | fully | HPLC Column | PEEK | 150 x 4,0 mm
ProntoSIL | 20P4E040CT050 | BISCHOFF ProntoSIL CB 100-5-C4 | C4 | 200 | 4 | 5 | 100 | L26 | fully | HPLC Column | PEEK | 200 x 4,0 mm
ProntoSIL | 25P4E040CT050 | BISCHOFF ProntoSIL CB 100-5-C4 | C4 | 250 | 4 | 5 | 100 | L26 | fully | HPLC Column | PEEK | 250 x 4,0 mm
ProntoSIL | 30P4E040CT050 | BISCHOFF ProntoSIL CB 100-5-C4 | C4 | 300 | 4 | 5 | 100 | L26 | fully | HPLC Column | PEEK | 300 x 4,0 mm
ProntoSIL | 6305E040CT050 | BISCHOFF ProntoSIL CB 100-5-C4 | C4 | 5 | 4 | 5 | 100 | L26 | fully | Cartridges (5 pcs.) | SS | 5 x 4,0 mm
ProntoSIL | 6301E040CT050 | BISCHOFF ProntoSIL CB 100-5-C4 | C4 | 10 | 4 | 5 | 100 | L26 | fully | Cartridges (5 pcs.) | SS | 10 x 4,0 mm
ProntoSIL | 6302E040CT050 | BISCHOFF ProntoSIL CB 100-5-C4 | C4 | 20 | 4 | 5 | 100 | L26 | fully | Cartridges (5 pcs.) | SS | 20 x 4,0 mm
ProntoSIL | 63P1E040CT050 | BISCHOFF ProntoSIL CB 100-5-C4 | C4 | 10 | 4 | 5 | 100 | L26 | fully | Cartridges (5 pcs.) | PEEK | 10 x 4,0 mm
ProntoSIL | 63P2E040CT050 | BISCHOFF ProntoSIL CB 100-5-C4 | C4 | 20 | 4 | 5 | 100 | L26 | fully | Cartridges (5 pcs.) | PEEK | 20 x 4,0 mm
ProntoSIL | 6335E040CT050 | BISCHOFF ProntoSIL CB 100-5-C4 | C4 | 5 | 3 | 5 | 100 | L26 | fully | Cartridges (5 pcs.) | SS | 5 x 3,0 mm
ProntoSIL | 6331E040CT050 | BISCHOFF ProntoSIL CB 100-5-C4 | C4 | 10 | 3 | 5 | 100 | L26 | fully | Cartridges (5 pcs.) | SS | 10 x 3,0 mm
ProntoSIL | 6332E040CT050 | BISCHOFF ProntoSIL CB 100-5-C4 | C4 | 20 | 3 | 5 | 100 | L26 | fully | Cartridges (5 pcs.) | SS | 20 x 3,0 mm
ProntoSIL | 6325E040CT050 | BISCHOFF ProntoSIL CB 100-5-C4 | C4 | 5 | 2 | 5 | 100 | L26 | fully | Cartridges (5 pcs.) | SS | 5 x 2,0 mm
ProntoSIL | 6321E040CT050 | BISCHOFF ProntoSIL CB 100-5-C4 | C4 | 10 | 2 | 5 | 100 | L26 | fully | Cartridges (5 pcs.) | SS | 10 x 2,0 mm
ProntoSIL | 6322E040CT050 | BISCHOFF ProntoSIL CB 100-5-C4 | C4 | 20 | 2 | 5 | 100 | L26 | fully | Cartridges (5 pcs.) | SS | 20 x 2,0 mm
ProntoSIL | 0102E040CT100 | BISCHOFF ProntoSIL CB 100-10-C4 | C4 | 14 | 2 | 10 | 100 | L26 | fully | HPLC Column | SS | 14 x 2,0 mm
ProntoSIL | 0103E040CT100 | BISCHOFF ProntoSIL CB 100-10-C4 | C4 | 14 | 3 | 10 | 100 | L26 | fully | HPLC Column | SS | 14 x 3,0 mm
ProntoSIL | 0104E040CT100 | BISCHOFF ProntoSIL CB 100-10-C4 | C4 | 14 | 4 | 10 | 100 | L26 | fully | HPLC Column | SS | 14 x 4,0 mm
ProntoSIL | 0146E040CT100 | BISCHOFF ProntoSIL CB 100-10-C4 | C4 | 14 | 4.6 | 10 | 100 | L26 | fully | HPLC Column | SS | 14 x 4,6 mm
ProntoSIL | A202E040CT100 | BISCHOFF ProntoSIL CB 100-10-C4 | C4 | 20 | 2 | 10 | 100 | L26 | fully | HPLC Column | SS | 20 x 2,0 mm
ProntoSIL | A203E040CT100 | BISCHOFF ProntoSIL CB 100-10-C4 | C4 | 20 | 3 | 10 | 100 | L26 | fully | HPLC Column | SS | 20 x 3,0 mm
ProntoSIL | A204E040CT100 | BISCHOFF ProntoSIL CB 100-10-C4 | C4 | 20 | 4 | 10 | 100 | L26 | fully | HPLC Column | SS | 20 x 4,0 mm
ProntoSIL | A246E040CT100 | BISCHOFF ProntoSIL CB 100-10-C4 | C4 | 20 | 4.6 | 10 | 100 | L26 | fully | HPLC Column | SS | 20 x 4,6 mm
ProntoSIL | 0202E040CT100 | BISCHOFF ProntoSIL CB 100-10-C4 | C4 | 25 | 2 | 10 | 100 | L26 | fully | HPLC Column | SS | 25 x 2,0 mm
ProntoSIL | 0203E040CT100 | BISCHOFF ProntoSIL CB 100-10-C4 | C4 | 25 | 3 | 10 | 100 | L26 | fully | HPLC Column | SS | 25 x 3,0 mm
ProntoSIL | 0204E040CT100 | BISCHOFF ProntoSIL CB 100-10-C4 | C4 | 25 | 4 | 10 | 100 | L26 | fully | HPLC Column | SS | 25 x 4,0 mm
ProntoSIL | 0246E040CT100 | BISCHOFF ProntoSIL CB 100-10-C4 | C4 | 25 | 4.6 | 10 | 100 | L26 | fully | HPLC Column | SS | 25 x 4,6 mm
ProntoSIL | 0302E040CT100 | BISCHOFF ProntoSIL CB 100-10-C4 | C4 | 30 | 2 | 10 | 100 | L26 | fully | HPLC Column | SS | 30 x 2,0 mm
ProntoSIL | 0303E040CT100 | BISCHOFF ProntoSIL CB 100-10-C4 | C4 | 30 | 3 | 10 | 100 | L26 | fully | HPLC Column | SS | 30 x 3,0 mm
ProntoSIL | 0304E040CT100 | BISCHOFF ProntoSIL CB 100-10-C4 | C4 | 30 | 4 | 10 | 100 | L26 | fully | HPLC Column | SS | 30 x 4,0 mm
ProntoSIL | 0346E040CT100 | BISCHOFF ProntoSIL CB 100-10-C4 | C4 | 30 | 4.6 | 10 | 100 | L26 | fully | HPLC Column | SS | 30 x 4,6 mm
ProntoSIL | 0402E040CT100 | BISCHOFF ProntoSIL CB 100-10-C4 | C4 | 33 | 2 | 10 | 100 | L26 | fully | HPLC Column | SS | 33 x 2,0 mm
ProntoSIL | 0403E040CT100 | BISCHOFF ProntoSIL CB 100-10-C4 | C4 | 33 | 3 | 10 | 100 | L26 | fully | HPLC Column | SS | 33 x 3,0 mm
ProntoSIL | 0404E040CT100 | BISCHOFF ProntoSIL CB 100-10-C4 | C4 | 33 | 4 | 10 | 100 | L26 | fully | HPLC Column | SS | 33 x 4,0 mm
ProntoSIL | 0446E040CT100 | BISCHOFF ProntoSIL CB 100-10-C4 | C4 | 33 | 4.6 | 10 | 100 | L26 | fully | HPLC Column | SS | 33 x 4,6 mm
ProntoSIL | A402E040CT100 | BISCHOFF ProntoSIL CB 100-10-C4 | C4 | 40 | 2 | 10 | 100 | L26 | fully | HPLC Column | SS | 40 x 2,0 mm
ProntoSIL | A403E040CT100 | BISCHOFF ProntoSIL CB 100-10-C4 | C4 | 40 | 3 | 10 | 100 | L26 | fully | HPLC Column | SS | 40 x 3,0 mm
ProntoSIL | A404E040CT100 | BISCHOFF ProntoSIL CB 100-10-C4 | C4 | 40 | 4 | 10 | 100 | L26 | fully | HPLC Column | SS | 40 x 4,0 mm
ProntoSIL | A446E040CT100 | BISCHOFF ProntoSIL CB 100-10-C4 | C4 | 40 | 4.6 | 10 | 100 | L26 | fully | HPLC Column | SS | 40 x 4,6 mm
ProntoSIL | 0502E040CT100 | BISCHOFF ProntoSIL CB 100-10-C4 | C4 | 50 | 2 | 10 | 100 | L26 | fully | HPLC Column | SS | 50 x 2,0 mm
ProntoSIL | 0503E040CT100 | BISCHOFF ProntoSIL CB 100-10-C4 | C4 | 50 | 3 | 10 | 100 | L26 | fully | HPLC Column | SS | 50 x 3,0 mm
ProntoSIL | 0504E040CT100 | BISCHOFF ProntoSIL CB 100-10-C4 | C4 | 50 | 4 | 10 | 100 | L26 | fully | HPLC Column | SS | 50 x 4,0 mm
ProntoSIL | 0546E040CT100 | BISCHOFF ProntoSIL CB 100-10-C4 | C4 | 50 | 4.6 | 10 | 100 | L26 | fully | HPLC Column | SS | 50 x 4,6 mm
ProntoSIL | 0602E040CT100 | BISCHOFF ProntoSIL CB 100-10-C4 | C4 | 53 | 2 | 10 | 100 | L26 | fully | HPLC Column | SS | 53 x 2,0 mm
ProntoSIL | 0603E040CT100 | BISCHOFF ProntoSIL CB 100-10-C4 | C4 | 53 | 3 | 10 | 100 | L26 | fully | HPLC Column | SS | 53 x 3,0 mm
ProntoSIL | 0604E040CT100 | BISCHOFF ProntoSIL CB 100-10-C4 | C4 | 53 | 4 | 10 | 100 | L26 | fully | HPLC Column | SS | 53 x 4,0 mm
ProntoSIL | 0646E040CT100 | BISCHOFF ProntoSIL CB 100-10-C4 | C4 | 53 | 4.6 | 10 | 100 | L26 | fully | HPLC Column | SS | 53 x 4,6 mm
ProntoSIL | A602E040CT100 | BISCHOFF ProntoSIL CB 100-10-C4 | C4 | 60 | 2 | 10 | 100 | L26 | fully | HPLC Column | SS | 60 x 2,0 mm
ProntoSIL | A603E040CT100 | BISCHOFF ProntoSIL CB 100-10-C4 | C4 | 60 | 3 | 10 | 100 | L26 | fully | HPLC Column | SS | 60 x 3,0 mm
ProntoSIL | A604E040CT100 | BISCHOFF ProntoSIL CB 100-10-C4 | C4 | 60 | 4 | 10 | 100 | L26 | fully | HPLC Column | SS | 60 x 4,0 mm
ProntoSIL | A646E040CT100 | BISCHOFF ProntoSIL CB 100-10-C4 | C4 | 60 | 4.6 | 10 | 100 | L26 | fully | HPLC Column | SS | 60 x 4,6 mm
ProntoSIL | 0702E040CT100 | BISCHOFF ProntoSIL CB 100-10-C4 | C4 | 75 | 2 | 10 | 100 | L26 | fully | HPLC Column | SS | 75 x 2,0 mm
ProntoSIL | 0703E040CT100 | BISCHOFF ProntoSIL CB 100-10-C4 | C4 | 75 | 3 | 10 | 100 | L26 | fully | HPLC Column | SS | 75 x 3,0 mm
ProntoSIL | 0704E040CT100 | BISCHOFF ProntoSIL CB 100-10-C4 | C4 | 75 | 4 | 10 | 100 | L26 | fully | HPLC Column | SS | 75 x 4,0 mm
ProntoSIL | 0746E040CT100 | BISCHOFF ProntoSIL CB 100-10-C4 | C4 | 75 | 4.6 | 10 | 100 | L26 | fully | HPLC Column | SS | 75 x 4,6 mm
ProntoSIL | 1002E040CT100 | BISCHOFF ProntoSIL CB 100-10-C4 | C4 | 100 | 2 | 10 | 100 | L26 | fully | HPLC Column | SS | 100 x 2,0 mm
ProntoSIL | 1003E040CT100 | BISCHOFF ProntoSIL CB 100-10-C4 | C4 | 100 | 3 | 10 | 100 | L26 | fully | HPLC Column | SS | 100 x 3,0 mm
ProntoSIL | 1004E040CT100 | BISCHOFF ProntoSIL CB 100-10-C4 | C4 | 100 | 4 | 10 | 100 | L26 | fully | HPLC Column | SS | 100 x 4,0 mm
ProntoSIL | 1046E040CT100 | BISCHOFF ProntoSIL CB 100-10-C4 | C4 | 100 | 4.6 | 10 | 100 | L26 | fully | HPLC Column | SS | 100 x 4,6 mm
ProntoSIL | 1202E040CT100 | BISCHOFF ProntoSIL CB 100-10-C4 | C4 | 125 | 2 | 10 | 100 | L26 | fully | HPLC Column | SS | 125 x 2,0 mm
ProntoSIL | 1203E040CT100 | BISCHOFF ProntoSIL CB 100-10-C4 | C4 | 125 | 3 | 10 | 100 | L26 | fully | HPLC Column | SS | 125 x 3,0 mm
ProntoSIL | 1204E040CT100 | BISCHOFF ProntoSIL CB 100-10-C4 | C4 | 125 | 4 | 10 | 100 | L26 | fully | HPLC Column | SS | 125 x 4,0 mm
ProntoSIL | 1246E040CT100 | BISCHOFF ProntoSIL CB 100-10-C4 | C4 | 125 | 4.6 | 10 | 100 | L26 | fully | HPLC Column | SS | 125 x 4,6 mm
ProntoSIL | 1502E040CT100 | BISCHOFF ProntoSIL CB 100-10-C4 | C4 | 150 | 2 | 10 | 100 | L26 | fully | HPLC Column | SS | 150 x 2,0 mm
ProntoSIL | 1503E040CT100 | BISCHOFF ProntoSIL CB 100-10-C4 | C4 | 150 | 3 | 10 | 100 | L26 | fully | HPLC Column | SS | 150 x 3,0 mm
ProntoSIL | 1504E040CT100 | BISCHOFF ProntoSIL CB 100-10-C4 | C4 | 150 | 4 | 10 | 100 | L26 | fully | HPLC Column | SS | 150 x 4,0 mm
ProntoSIL | 1546E040CT100 | BISCHOFF ProntoSIL CB 100-10-C4 | C4 | 150 | 4.6 | 10 | 100 | L26 | fully | HPLC Column | SS | 150 x 4,6 mm
ProntoSIL | 2002E040CT100 | BISCHOFF ProntoSIL CB 100-10-C4 | C4 | 200 | 2 | 10 | 100 | L26 | fully | HPLC Column | SS | 200 x 2,0 mm
ProntoSIL | 2003E040CT100 | BISCHOFF ProntoSIL CB 100-10-C4 | C4 | 200 | 3 | 10 | 100 | L26 | fully | HPLC Column | SS | 200 x 3,0 mm
ProntoSIL | 2004E040CT100 | BISCHOFF ProntoSIL CB 100-10-C4 | C4 | 200 | 4 | 10 | 100 | L26 | fully | HPLC Column | SS | 200 x 4,0 mm
ProntoSIL | 2046E040CT100 | BISCHOFF ProntoSIL CB 100-10-C4 | C4 | 200 | 4.6 | 10 | 100 | L26 | fully | HPLC Column | SS | 200 x 4,6 mm
ProntoSIL | 2502E040CT100 | BISCHOFF ProntoSIL CB 100-10-C4 | C4 | 250 | 2 | 10 | 100 | L26 | fully | HPLC Column | SS | 250 x 2,0 mm
ProntoSIL | 2503E040CT100 | BISCHOFF ProntoSIL CB 100-10-C4 | C4 | 250 | 3 | 10 | 100 | L26 | fully | HPLC Column | SS | 250 x 3,0 mm
ProntoSIL | 2504E040CT100 | BISCHOFF ProntoSIL CB 100-10-C4 | C4 | 250 | 4 | 10 | 100 | L26 | fully | HPLC Column | SS | 250 x 4,0 mm
ProntoSIL | 2546E040CT100 | BISCHOFF ProntoSIL CB 100-10-C4 | C4 | 250 | 4.6 | 10 | 100 | L26 | fully | HPLC Column | SS | 250 x 4,6 mm
ProntoSIL | 3002E040CT100 | BISCHOFF ProntoSIL CB 100-10-C4 | C4 | 300 | 2 | 10 | 100 | L26 | fully | HPLC Column | SS | 300 x 2,0 mm
ProntoSIL | 3003E040CT100 | BISCHOFF ProntoSIL CB 100-10-C4 | C4 | 300 | 3 | 10 | 100 | L26 | fully | HPLC Column | SS | 300 x 3,0 mm
ProntoSIL | 3004E040CT100 | BISCHOFF ProntoSIL CB 100-10-C4 | C4 | 300 | 4 | 10 | 100 | L26 | fully | HPLC Column | SS | 300 x 4,0 mm
ProntoSIL | 3046E040CT100 | BISCHOFF ProntoSIL CB 100-10-C4 | C4 | 300 | 4.6 | 10 | 100 | L26 | fully | HPLC Column | SS | 300 x 4,6 mm
ProntoSIL | 01P4E040CT100 | BISCHOFF ProntoSIL CB 100-10-C4 | C4 | 14 | 4 | 10 | 100 | L26 | fully | HPLC Column | PEEK | 14 x 4,0 mm
ProntoSIL | A2P4E040CT100 | BISCHOFF ProntoSIL CB 100-10-C4 | C4 | 20 | 4 | 10 | 100 | L26 | fully | HPLC Column | PEEK | 20 x 4,0 mm
ProntoSIL | 02P4E040CT100 | BISCHOFF ProntoSIL CB 100-10-C4 | C4 | 25 | 4 | 10 | 100 | L26 | fully | HPLC Column | PEEK | 25 x 4,0 mm
ProntoSIL | 03P4E040CT100 | BISCHOFF ProntoSIL CB 100-10-C4 | C4 | 30 | 4 | 10 | 100 | L26 | fully | HPLC Column | PEEK | 30 x 4,0 mm
ProntoSIL | 04P4E040CT100 | BISCHOFF ProntoSIL CB 100-10-C4 | C4 | 33 | 4 | 10 | 100 | L26 | fully | HPLC Column | PEEK | 33 x 4,0 mm
ProntoSIL | A4P4E040CT100 | BISCHOFF ProntoSIL CB 100-10-C4 | C4 | 40 | 4 | 10 | 100 | L26 | fully | HPLC Column | PEEK | 40 x 4,0 mm
ProntoSIL | 05P4E040CT100 | BISCHOFF ProntoSIL CB 100-10-C4 | C4 | 50 | 4 | 10 | 100 | L26 | fully | HPLC Column | PEEK | 50 x 4,0 mm
ProntoSIL | 06P4E040CT100 | BISCHOFF ProntoSIL CB 100-10-C4 | C4 | 53 | 4 | 10 | 100 | L26 | fully | HPLC Column | PEEK | 53 x 4,0 mm
ProntoSIL | A6P4E040CT100 | BISCHOFF ProntoSIL CB 100-10-C4 | C4 | 60 | 4 | 10 | 100 | L26 | fully | HPLC Column | PEEK | 60 x 4,0 mm
ProntoSIL | 07P4E040CT100 | BISCHOFF ProntoSIL CB 100-10-C4 | C4 | 75 | 4 | 10 | 100 | L26 | fully | HPLC Column | PEEK | 75 x 4,0 mm
ProntoSIL | 10P4E040CT100 | BISCHOFF ProntoSIL CB 100-10-C4 | C4 | 100 | 4 | 10 | 100 | L26 | fully | HPLC Column | PEEK | 100 x 4,0 mm
ProntoSIL | 12P4E040CT100 | BISCHOFF ProntoSIL CB 100-10-C4 | C4 | 125 | 4 | 10 | 100 | L26 | fully | HPLC Column | PEEK | 125 x 4,0 mm
ProntoSIL | 15P4E040CT100 | BISCHOFF ProntoSIL CB 100-10-C4 | C4 | 150 | 4 | 10 | 100 | L26 | fully | HPLC Column | PEEK | 150 x 4,0 mm
ProntoSIL | 20P4E040CT100 | BISCHOFF ProntoSIL CB 100-10-C4 | C4 | 200 | 4 | 10 | 100 | L26 | fully | HPLC Column | PEEK | 200 x 4,0 mm
ProntoSIL | 25P4E040CT100 | BISCHOFF ProntoSIL CB 100-10-C4 | C4 | 250 | 4 | 10 | 100 | L26 | fully | HPLC Column | PEEK | 250 x 4,0 mm
ProntoSIL | 30P4E040CT100 | BISCHOFF ProntoSIL CB 100-10-C4 | C4 | 300 | 4 | 10 | 100 | L26 | fully | HPLC Column | PEEK | 300 x 4,0 mm
ProntoSIL | 6305E040CT100 | BISCHOFF ProntoSIL CB 100-10-C4 | C4 | 5 | 4 | 10 | 100 | L26 | fully | Cartridges (5 pcs.) | SS | 5 x 4,0 mm
ProntoSIL | 6301E040CT100 | BISCHOFF ProntoSIL CB 100-10-C4 | C4 | 10 | 4 | 10 | 100 | L26 | fully | Cartridges (5 pcs.) | SS | 10 x 4,0 mm
ProntoSIL | 6302E040CT100 | BISCHOFF ProntoSIL CB 100-10-C4 | C4 | 20 | 4 | 10 | 100 | L26 | fully | Cartridges (5 pcs.) | SS | 20 x 4,0 mm
ProntoSIL | 63P1E040CT100 | BISCHOFF ProntoSIL CB 100-10-C4 | C4 | 10 | 4 | 10 | 100 | L26 | fully | Cartridges (5 pcs.) | PEEK | 10 x 4,0 mm
ProntoSIL | 63P2E040CT100 | BISCHOFF ProntoSIL CB 100-10-C4 | C4 | 20 | 4 | 10 | 100 | L26 | fully | Cartridges (5 pcs.) | PEEK | 20 x 4,0 mm
ProntoSIL | 6335E040CT100 | BISCHOFF ProntoSIL CB 100-10-C4 | C4 | 5 | 3 | 10 | 100 | L26 | fully | Cartridges (5 pcs.) | SS | 5 x 3,0 mm
ProntoSIL | 6331E040CT100 | BISCHOFF ProntoSIL CB 100-10-C4 | C4 | 10 | 3 | 10 | 100 | L26 | fully | Cartridges (5 pcs.) | SS | 10 x 3,0 mm
ProntoSIL | 6332E040CT100 | BISCHOFF ProntoSIL CB 100-10-C4 | C4 | 20 | 3 | 10 | 100 | L26 | fully | Cartridges (5 pcs.) | SS | 20 x 3,0 mm
ProntoSIL | 6325E040CT100 | BISCHOFF ProntoSIL CB 100-10-C4 | C4 | 5 | 2 | 10 | 100 | L26 | fully | Cartridges (5 pcs.) | SS | 5 x 2,0 mm
ProntoSIL | 6321E040CT100 | BISCHOFF ProntoSIL CB 100-10-C4 | C4 | 10 | 2 | 10 | 100 | L26 | fully | Cartridges (5 pcs.) | SS | 10 x 2,0 mm
ProntoSIL | 6322E040CT100 | BISCHOFF ProntoSIL CB 100-10-C4 | C4 | 20 | 2 | 10 | 100 | L26 | fully | Cartridges (5 pcs.) | SS | 20 x 2,0 mm
ProntoSIL | 0102E050CT050 | BISCHOFF ProntoSIL CB 100-5-Phenyl | PHENYL | 14 | 2 | 5 | 100 | L11 | no | HPLC Column | SS | 14 x 2,0 mm
ProntoSIL | 0103E050CT050 | BISCHOFF ProntoSIL CB 100-5-Phenyl | PHENYL | 14 | 3 | 5 | 100 | L11 | no | HPLC Column | SS | 14 x 3,0 mm
ProntoSIL | 0104E050CT050 | BISCHOFF ProntoSIL CB 100-5-Phenyl | PHENYL | 14 | 4 | 5 | 100 | L11 | no | HPLC Column | SS | 14 x 4,0 mm
ProntoSIL | 0146E050CT050 | BISCHOFF ProntoSIL CB 100-5-Phenyl | PHENYL | 14 | 4.6 | 5 | 100 | L11 | no | HPLC Column | SS | 14 x 4,6 mm
ProntoSIL | A202E050CT050 | BISCHOFF ProntoSIL CB 100-5-Phenyl | PHENYL | 20 | 2 | 5 | 100 | L11 | no | HPLC Column | SS | 20 x 2,0 mm
ProntoSIL | A203E050CT050 | BISCHOFF ProntoSIL CB 100-5-Phenyl | PHENYL | 20 | 3 | 5 | 100 | L11 | no | HPLC Column | SS | 20 x 3,0 mm
ProntoSIL | A204E050CT050 | BISCHOFF ProntoSIL CB 100-5-Phenyl | PHENYL | 20 | 4 | 5 | 100 | L11 | no | HPLC Column | SS | 20 x 4,0 mm
ProntoSIL | A246E050CT050 | BISCHOFF ProntoSIL CB 100-5-Phenyl | PHENYL | 20 | 4.6 | 5 | 100 | L11 | no | HPLC Column | SS | 20 x 4,6 mm
ProntoSIL | 0202E050CT050 | BISCHOFF ProntoSIL CB 100-5-Phenyl | PHENYL | 25 | 2 | 5 | 100 | L11 | no | HPLC Column | SS | 25 x 2,0 mm
ProntoSIL | 0203E050CT050 | BISCHOFF ProntoSIL CB 100-5-Phenyl | PHENYL | 25 | 3 | 5 | 100 | L11 | no | HPLC Column | SS | 25 x 3,0 mm
ProntoSIL | 0204E050CT050 | BISCHOFF ProntoSIL CB 100-5-Phenyl | PHENYL | 25 | 4 | 5 | 100 | L11 | no | HPLC Column | SS | 25 x 4,0 mm
ProntoSIL | 0246E050CT050 | BISCHOFF ProntoSIL CB 100-5-Phenyl | PHENYL | 25 | 4.6 | 5 | 100 | L11 | no | HPLC Column | SS | 25 x 4,6 mm
ProntoSIL | 0302E050CT050 | BISCHOFF ProntoSIL CB 100-5-Phenyl | PHENYL | 30 | 2 | 5 | 100 | L11 | no | HPLC Column | SS | 30 x 2,0 mm
ProntoSIL | 0303E050CT050 | BISCHOFF ProntoSIL CB 100-5-Phenyl | PHENYL | 30 | 3 | 5 | 100 | L11 | no | HPLC Column | SS | 30 x 3,0 mm
ProntoSIL | 0304E050CT050 | BISCHOFF ProntoSIL CB 100-5-Phenyl | PHENYL | 30 | 4 | 5 | 100 | L11 | no | HPLC Column | SS | 30 x 4,0 mm
ProntoSIL | 0346E050CT050 | BISCHOFF ProntoSIL CB 100-5-Phenyl | PHENYL | 30 | 4.6 | 5 | 100 | L11 | no | HPLC Column | SS | 30 x 4,6 mm
ProntoSIL | 0402E050CT050 | BISCHOFF ProntoSIL CB 100-5-Phenyl | PHENYL | 33 | 2 | 5 | 100 | L11 | no | HPLC Column | SS | 33 x 2,0 mm
ProntoSIL | 0403E050CT050 | BISCHOFF ProntoSIL CB 100-5-Phenyl | PHENYL | 33 | 3 | 5 | 100 | L11 | no | HPLC Column | SS | 33 x 3,0 mm
ProntoSIL | 0404E050CT050 | BISCHOFF ProntoSIL CB 100-5-Phenyl | PHENYL | 33 | 4 | 5 | 100 | L11 | no | HPLC Column | SS | 33 x 4,0 mm
ProntoSIL | 0446E050CT050 | BISCHOFF ProntoSIL CB 100-5-Phenyl | PHENYL | 33 | 4.6 | 5 | 100 | L11 | no | HPLC Column | SS | 33 x 4,6 mm
ProntoSIL | A402E050CT050 | BISCHOFF ProntoSIL CB 100-5-Phenyl | PHENYL | 40 | 2 | 5 | 100 | L11 | no | HPLC Column | SS | 40 x 2,0 mm
ProntoSIL | A403E050CT050 | BISCHOFF ProntoSIL CB 100-5-Phenyl | PHENYL | 40 | 3 | 5 | 100 | L11 | no | HPLC Column | SS | 40 x 3,0 mm
ProntoSIL | A404E050CT050 | BISCHOFF ProntoSIL CB 100-5-Phenyl | PHENYL | 40 | 4 | 5 | 100 | L11 | no | HPLC Column | SS | 40 x 4,0 mm
ProntoSIL | A446E050CT050 | BISCHOFF ProntoSIL CB 100-5-Phenyl | PHENYL | 40 | 4.6 | 5 | 100 | L11 | no | HPLC Column | SS | 40 x 4,6 mm
ProntoSIL | 0502E050CT050 | BISCHOFF ProntoSIL CB 100-5-Phenyl | PHENYL | 50 | 2 | 5 | 100 | L11 | no | HPLC Column | SS | 50 x 2,0 mm
ProntoSIL | 0503E050CT050 | BISCHOFF ProntoSIL CB 100-5-Phenyl | PHENYL | 50 | 3 | 5 | 100 | L11 | no | HPLC Column | SS | 50 x 3,0 mm
ProntoSIL | 0504E050CT050 | BISCHOFF ProntoSIL CB 100-5-Phenyl | PHENYL | 50 | 4 | 5 | 100 | L11 | no | HPLC Column | SS | 50 x 4,0 mm
ProntoSIL | 0546E050CT050 | BISCHOFF ProntoSIL CB 100-5-Phenyl | PHENYL | 50 | 4.6 | 5 | 100 | L11 | no | HPLC Column | SS | 50 x 4,6 mm
ProntoSIL | 0602E050CT050 | BISCHOFF ProntoSIL CB 100-5-Phenyl | PHENYL | 53 | 2 | 5 | 100 | L11 | no | HPLC Column | SS | 53 x 2,0 mm
ProntoSIL | 0603E050CT050 | BISCHOFF ProntoSIL CB 100-5-Phenyl | PHENYL | 53 | 3 | 5 | 100 | L11 | no | HPLC Column | SS | 53 x 3,0 mm
ProntoSIL | 0604E050CT050 | BISCHOFF ProntoSIL CB 100-5-Phenyl | PHENYL | 53 | 4 | 5 | 100 | L11 | no | HPLC Column | SS | 53 x 4,0 mm
ProntoSIL | 0646E050CT050 | BISCHOFF ProntoSIL CB 100-5-Phenyl | PHENYL | 53 | 4.6 | 5 | 100 | L11 | no | HPLC Column | SS | 53 x 4,6 mm
ProntoSIL | A602E050CT050 | BISCHOFF ProntoSIL CB 100-5-Phenyl | PHENYL | 60 | 2 | 5 | 100 | L11 | no | HPLC Column | SS | 60 x 2,0 mm
ProntoSIL | A603E050CT050 | BISCHOFF ProntoSIL CB 100-5-Phenyl | PHENYL | 60 | 3 | 5 | 100 | L11 | no | HPLC Column | SS | 60 x 3,0 mm
ProntoSIL | A604E050CT050 | BISCHOFF ProntoSIL CB 100-5-Phenyl | PHENYL | 60 | 4 | 5 | 100 | L11 | no | HPLC Column | SS | 60 x 4,0 mm
ProntoSIL | A646E050CT050 | BISCHOFF ProntoSIL CB 100-5-Phenyl | PHENYL | 60 | 4.6 | 5 | 100 | L11 | no | HPLC Column | SS | 60 x 4,6 mm
ProntoSIL | 0702E050CT050 | BISCHOFF ProntoSIL CB 100-5-Phenyl | PHENYL | 75 | 2 | 5 | 100 | L11 | no | HPLC Column | SS | 75 x 2,0 mm
ProntoSIL | 0703E050CT050 | BISCHOFF ProntoSIL CB 100-5-Phenyl | PHENYL | 75 | 3 | 5 | 100 | L11 | no | HPLC Column | SS | 75 x 3,0 mm
ProntoSIL | 0704E050CT050 | BISCHOFF ProntoSIL CB 100-5-Phenyl | PHENYL | 75 | 4 | 5 | 100 | L11 | no | HPLC Column | SS | 75 x 4,0 mm
ProntoSIL | 0746E050CT050 | BISCHOFF ProntoSIL CB 100-5-Phenyl | PHENYL | 75 | 4.6 | 5 | 100 | L11 | no | HPLC Column | SS | 75 x 4,6 mm
ProntoSIL | 1002E050CT050 | BISCHOFF ProntoSIL CB 100-5-Phenyl | PHENYL | 100 | 2 | 5 | 100 | L11 | no | HPLC Column | SS | 100 x 2,0 mm
ProntoSIL | 1003E050CT050 | BISCHOFF ProntoSIL CB 100-5-Phenyl | PHENYL | 100 | 3 | 5 | 100 | L11 | no | HPLC Column | SS | 100 x 3,0 mm
ProntoSIL | 1004E050CT050 | BISCHOFF ProntoSIL CB 100-5-Phenyl | PHENYL | 100 | 4 | 5 | 100 | L11 | no | HPLC Column | SS | 100 x 4,0 mm
ProntoSIL | 1046E050CT050 | BISCHOFF ProntoSIL CB 100-5-Phenyl | PHENYL | 100 | 4.6 | 5 | 100 | L11 | no | HPLC Column | SS | 100 x 4,6 mm
ProntoSIL | 1202E050CT050 | BISCHOFF ProntoSIL CB 100-5-Phenyl | PHENYL | 125 | 2 | 5 | 100 | L11 | no | HPLC Column | SS | 125 x 2,0 mm
ProntoSIL | 1203E050CT050 | BISCHOFF ProntoSIL CB 100-5-Phenyl | PHENYL | 125 | 3 | 5 | 100 | L11 | no | HPLC Column | SS | 125 x 3,0 mm
ProntoSIL | 1204E050CT050 | BISCHOFF ProntoSIL CB 100-5-Phenyl | PHENYL | 125 | 4 | 5 | 100 | L11 | no | HPLC Column | SS | 125 x 4,0 mm
ProntoSIL | 1246E050CT050 | BISCHOFF ProntoSIL CB 100-5-Phenyl | PHENYL | 125 | 4.6 | 5 | 100 | L11 | no | HPLC Column | SS | 125 x 4,6 mm
ProntoSIL | 1502E050CT050 | BISCHOFF ProntoSIL CB 100-5-Phenyl | PHENYL | 150 | 2 | 5 | 100 | L11 | no | HPLC Column | SS | 150 x 2,0 mm
ProntoSIL | 1503E050CT050 | BISCHOFF ProntoSIL CB 100-5-Phenyl | PHENYL | 150 | 3 | 5 | 100 | L11 | no | HPLC Column | SS | 150 x 3,0 mm
ProntoSIL | 1504E050CT050 | BISCHOFF ProntoSIL CB 100-5-Phenyl | PHENYL | 150 | 4 | 5 | 100 | L11 | no | HPLC Column | SS | 150 x 4,0 mm
ProntoSIL | 1546E050CT050 | BISCHOFF ProntoSIL CB 100-5-Phenyl | PHENYL | 150 | 4.6 | 5 | 100 | L11 | no | HPLC Column | SS | 150 x 4,6 mm
ProntoSIL | 2002E050CT050 | BISCHOFF ProntoSIL CB 100-5-Phenyl | PHENYL | 200 | 2 | 5 | 100 | L11 | no | HPLC Column | SS | 200 x 2,0 mm
ProntoSIL | 2003E050CT050 | BISCHOFF ProntoSIL CB 100-5-Phenyl | PHENYL | 200 | 3 | 5 | 100 | L11 | no | HPLC Column | SS | 200 x 3,0 mm
ProntoSIL | 2004E050CT050 | BISCHOFF ProntoSIL CB 100-5-Phenyl | PHENYL | 200 | 4 | 5 | 100 | L11 | no | HPLC Column | SS | 200 x 4,0 mm
ProntoSIL | 2046E050CT050 | BISCHOFF ProntoSIL CB 100-5-Phenyl | PHENYL | 200 | 4.6 | 5 | 100 | L11 | no | HPLC Column | SS | 200 x 4,6 mm
ProntoSIL | 2502E050CT050 | BISCHOFF ProntoSIL CB 100-5-Phenyl | PHENYL | 250 | 2 | 5 | 100 | L11 | no | HPLC Column | SS | 250 x 2,0 mm
ProntoSIL | 2503E050CT050 | BISCHOFF ProntoSIL CB 100-5-Phenyl | PHENYL | 250 | 3 | 5 | 100 | L11 | no | HPLC Column | SS | 250 x 3,0 mm
ProntoSIL | 2504E050CT050 | BISCHOFF ProntoSIL CB 100-5-Phenyl | PHENYL | 250 | 4 | 5 | 100 | L11 | no | HPLC Column | SS | 250 x 4,0 mm
ProntoSIL | 2546E050CT050 | BISCHOFF ProntoSIL CB 100-5-Phenyl | PHENYL | 250 | 4.6 | 5 | 100 | L11 | no | HPLC Column | SS | 250 x 4,6 mm
ProntoSIL | 3002E050CT050 | BISCHOFF ProntoSIL CB 100-5-Phenyl | PHENYL | 300 | 2 | 5 | 100 | L11 | no | HPLC Column | SS | 300 x 2,0 mm
ProntoSIL | 3003E050CT050 | BISCHOFF ProntoSIL CB 100-5-Phenyl | PHENYL | 300 | 3 | 5 | 100 | L11 | no | HPLC Column | SS | 300 x 3,0 mm
ProntoSIL | 3004E050CT050 | BISCHOFF ProntoSIL CB 100-5-Phenyl | PHENYL | 300 | 4 | 5 | 100 | L11 | no | HPLC Column | SS | 300 x 4,0 mm
ProntoSIL | 3046E050CT050 | BISCHOFF ProntoSIL CB 100-5-Phenyl | PHENYL | 300 | 4.6 | 5 | 100 | L11 | no | HPLC Column | SS | 300 x 4,6 mm
ProntoSIL | 01P4E050CT050 | BISCHOFF ProntoSIL CB 100-5-Phenyl | PHENYL | 14 | 4 | 5 | 100 | L11 | no | HPLC Column | PEEK | 14 x 4,0 mm
ProntoSIL | A2P4E050CT050 | BISCHOFF ProntoSIL CB 100-5-Phenyl | PHENYL | 20 | 4 | 5 | 100 | L11 | no | HPLC Column | PEEK | 20 x 4,0 mm
ProntoSIL | 02P4E050CT050 | BISCHOFF ProntoSIL CB 100-5-Phenyl | PHENYL | 25 | 4 | 5 | 100 | L11 | no | HPLC Column | PEEK | 25 x 4,0 mm
ProntoSIL | 03P4E050CT050 | BISCHOFF ProntoSIL CB 100-5-Phenyl | PHENYL | 30 | 4 | 5 | 100 | L11 | no | HPLC Column | PEEK | 30 x 4,0 mm
ProntoSIL | 04P4E050CT050 | BISCHOFF ProntoSIL CB 100-5-Phenyl | PHENYL | 33 | 4 | 5 | 100 | L11 | no | HPLC Column | PEEK | 33 x 4,0 mm
ProntoSIL | A4P4E050CT050 | BISCHOFF ProntoSIL CB 100-5-Phenyl | PHENYL | 40 | 4 | 5 | 100 | L11 | no | HPLC Column | PEEK | 40 x 4,0 mm
ProntoSIL | 05P4E050CT050 | BISCHOFF ProntoSIL CB 100-5-Phenyl | PHENYL | 50 | 4 | 5 | 100 | L11 | no | HPLC Column | PEEK | 50 x 4,0 mm
ProntoSIL | 06P4E050CT050 | BISCHOFF ProntoSIL CB 100-5-Phenyl | PHENYL | 53 | 4 | 5 | 100 | L11 | no | HPLC Column | PEEK | 53 x 4,0 mm
ProntoSIL | A6P4E050CT050 | BISCHOFF ProntoSIL CB 100-5-Phenyl | PHENYL | 60 | 4 | 5 | 100 | L11 | no | HPLC Column | PEEK | 60 x 4,0 mm
ProntoSIL | 07P4E050CT050 | BISCHOFF ProntoSIL CB 100-5-Phenyl | PHENYL | 75 | 4 | 5 | 100 | L11 | no | HPLC Column | PEEK | 75 x 4,0 mm
ProntoSIL | 10P4E050CT050 | BISCHOFF ProntoSIL CB 100-5-Phenyl | PHENYL | 100 | 4 | 5 | 100 | L11 | no | HPLC Column | PEEK | 100 x 4,0 mm
ProntoSIL | 12P4E050CT050 | BISCHOFF ProntoSIL CB 100-5-Phenyl | PHENYL | 125 | 4 | 5 | 100 | L11 | no | HPLC Column | PEEK | 125 x 4,0 mm
ProntoSIL | 15P4E050CT050 | BISCHOFF ProntoSIL CB 100-5-Phenyl | PHENYL | 150 | 4 | 5 | 100 | L11 | no | HPLC Column | PEEK | 150 x 4,0 mm
ProntoSIL | 20P4E050CT050 | BISCHOFF ProntoSIL CB 100-5-Phenyl | PHENYL | 200 | 4 | 5 | 100 | L11 | no | HPLC Column | PEEK | 200 x 4,0 mm
ProntoSIL | 25P4E050CT050 | BISCHOFF ProntoSIL CB 100-5-Phenyl | PHENYL | 250 | 4 | 5 | 100 | L11 | no | HPLC Column | PEEK | 250 x 4,0 mm
ProntoSIL | 30P4E050CT050 | BISCHOFF ProntoSIL CB 100-5-Phenyl | PHENYL | 300 | 4 | 5 | 100 | L11 | no | HPLC Column | PEEK | 300 x 4,0 mm
ProntoSIL | 6305E050CT050 | BISCHOFF ProntoSIL CB 100-5-Phenyl | PHENYL | 5 | 4 | 5 | 100 | L11 | no | Cartridges (5 pcs.) | SS | 5 x 4,0 mm
ProntoSIL | 6301E050CT050 | BISCHOFF ProntoSIL CB 100-5-Phenyl | PHENYL | 10 | 4 | 5 | 100 | L11 | no | Cartridges (5 pcs.) | SS | 10 x 4,0 mm
ProntoSIL | 6302E050CT050 | BISCHOFF ProntoSIL CB 100-5-Phenyl | PHENYL | 20 | 4 | 5 | 100 | L11 | no | Cartridges (5 pcs.) | SS | 20 x 4,0 mm
ProntoSIL | 63P1E050CT050 | BISCHOFF ProntoSIL CB 100-5-Phenyl | PHENYL | 10 | 4 | 5 | 100 | L11 | no | Cartridges (5 pcs.) | PEEK | 10 x 4,0 mm
ProntoSIL | 63P2E050CT050 | BISCHOFF ProntoSIL CB 100-5-Phenyl | PHENYL | 20 | 4 | 5 | 100 | L11 | no | Cartridges (5 pcs.) | PEEK | 20 x 4,0 mm
ProntoSIL | 6335E050CT050 | BISCHOFF ProntoSIL CB 100-5-Phenyl | PHENYL | 5 | 3 | 5 | 100 | L11 | no | Cartridges (5 pcs.) | SS | 5 x 3,0 mm
ProntoSIL | 6331E050CT050 | BISCHOFF ProntoSIL CB 100-5-Phenyl | PHENYL | 10 | 3 | 5 | 100 | L11 | no | Cartridges (5 pcs.) | SS | 10 x 3,0 mm
ProntoSIL | 6332E050CT050 | BISCHOFF ProntoSIL CB 100-5-Phenyl | PHENYL | 20 | 3 | 5 | 100 | L11 | no | Cartridges (5 pcs.) | SS | 20 x 3,0 mm
ProntoSIL | 6325E050CT050 | BISCHOFF ProntoSIL CB 100-5-Phenyl | PHENYL | 5 | 2 | 5 | 100 | L11 | no | Cartridges (5 pcs.) | SS | 5 x 2,0 mm
ProntoSIL | 6321E050CT050 | BISCHOFF ProntoSIL CB 100-5-Phenyl | PHENYL | 10 | 2 | 5 | 100 | L11 | no | Cartridges (5 pcs.) | SS | 10 x 2,0 mm
ProntoSIL | 6322E050CT050 | BISCHOFF ProntoSIL CB 100-5-Phenyl | PHENYL | 20 | 2 | 5 | 100 | L11 | no | Cartridges (5 pcs.) | SS | 20 x 2,0 mm
ProntoSIL | 0102E050CT100 | BISCHOFF ProntoSIL CB 100-10-Phenyl | PHENYL | 14 | 2 | 10 | 100 | L11 | no | HPLC Column | SS | 14 x 2,0 mm
ProntoSIL | 0103E050CT100 | BISCHOFF ProntoSIL CB 100-10-Phenyl | PHENYL | 14 | 3 | 10 | 100 | L11 | no | HPLC Column | SS | 14 x 3,0 mm
ProntoSIL | 0104E050CT100 | BISCHOFF ProntoSIL CB 100-10-Phenyl | PHENYL | 14 | 4 | 10 | 100 | L11 | no | HPLC Column | SS | 14 x 4,0 mm
ProntoSIL | 0146E050CT100 | BISCHOFF ProntoSIL CB 100-10-Phenyl | PHENYL | 14 | 4.6 | 10 | 100 | L11 | no | HPLC Column | SS | 14 x 4,6 mm
ProntoSIL | A202E050CT100 | BISCHOFF ProntoSIL CB 100-10-Phenyl | PHENYL | 20 | 2 | 10 | 100 | L11 | no | HPLC Column | SS | 20 x 2,0 mm
ProntoSIL | A203E050CT100 | BISCHOFF ProntoSIL CB 100-10-Phenyl | PHENYL | 20 | 3 | 10 | 100 | L11 | no | HPLC Column | SS | 20 x 3,0 mm
ProntoSIL | A204E050CT100 | BISCHOFF ProntoSIL CB 100-10-Phenyl | PHENYL | 20 | 4 | 10 | 100 | L11 | no | HPLC Column | SS | 20 x 4,0 mm
ProntoSIL | A246E050CT100 | BISCHOFF ProntoSIL CB 100-10-Phenyl | PHENYL | 20 | 4.6 | 10 | 100 | L11 | no | HPLC Column | SS | 20 x 4,6 mm
ProntoSIL | 0202E050CT100 | BISCHOFF ProntoSIL CB 100-10-Phenyl | PHENYL | 25 | 2 | 10 | 100 | L11 | no | HPLC Column | SS | 25 x 2,0 mm
ProntoSIL | 0203E050CT100 | BISCHOFF ProntoSIL CB 100-10-Phenyl | PHENYL | 25 | 3 | 10 | 100 | L11 | no | HPLC Column | SS | 25 x 3,0 mm
ProntoSIL | 0204E050CT100 | BISCHOFF ProntoSIL CB 100-10-Phenyl | PHENYL | 25 | 4 | 10 | 100 | L11 | no | HPLC Column | SS | 25 x 4,0 mm
ProntoSIL | 0246E050CT100 | BISCHOFF ProntoSIL CB 100-10-Phenyl | PHENYL | 25 | 4.6 | 10 | 100 | L11 | no | HPLC Column | SS | 25 x 4,6 mm
ProntoSIL | 0302E050CT100 | BISCHOFF ProntoSIL CB 100-10-Phenyl | PHENYL | 30 | 2 | 10 | 100 | L11 | no | HPLC Column | SS | 30 x 2,0 mm
ProntoSIL | 0303E050CT100 | BISCHOFF ProntoSIL CB 100-10-Phenyl | PHENYL | 30 | 3 | 10 | 100 | L11 | no | HPLC Column | SS | 30 x 3,0 mm
ProntoSIL | 0304E050CT100 | BISCHOFF ProntoSIL CB 100-10-Phenyl | PHENYL | 30 | 4 | 10 | 100 | L11 | no | HPLC Column | SS | 30 x 4,0 mm
ProntoSIL | 0346E050CT100 | BISCHOFF ProntoSIL CB 100-10-Phenyl | PHENYL | 30 | 4.6 | 10 | 100 | L11 | no | HPLC Column | SS | 30 x 4,6 mm
ProntoSIL | 0402E050CT100 | BISCHOFF ProntoSIL CB 100-10-Phenyl | PHENYL | 33 | 2 | 10 | 100 | L11 | no | HPLC Column | SS | 33 x 2,0 mm
ProntoSIL | 0403E050CT100 | BISCHOFF ProntoSIL CB 100-10-Phenyl | PHENYL | 33 | 3 | 10 | 100 | L11 | no | HPLC Column | SS | 33 x 3,0 mm
ProntoSIL | 0404E050CT100 | BISCHOFF ProntoSIL CB 100-10-Phenyl | PHENYL | 33 | 4 | 10 | 100 | L11 | no | HPLC Column | SS | 33 x 4,0 mm
ProntoSIL | 0446E050CT100 | BISCHOFF ProntoSIL CB 100-10-Phenyl | PHENYL | 33 | 4.6 | 10 | 100 | L11 | no | HPLC Column | SS | 33 x 4,6 mm
ProntoSIL | A402E050CT100 | BISCHOFF ProntoSIL CB 100-10-Phenyl | PHENYL | 40 | 2 | 10 | 100 | L11 | no | HPLC Column | SS | 40 x 2,0 mm
ProntoSIL | A403E050CT100 | BISCHOFF ProntoSIL CB 100-10-Phenyl | PHENYL | 40 | 3 | 10 | 100 | L11 | no | HPLC Column | SS | 40 x 3,0 mm
ProntoSIL | A404E050CT100 | BISCHOFF ProntoSIL CB 100-10-Phenyl | PHENYL | 40 | 4 | 10 | 100 | L11 | no | HPLC Column | SS | 40 x 4,0 mm
ProntoSIL | A446E050CT100 | BISCHOFF ProntoSIL CB 100-10-Phenyl | PHENYL | 40 | 4.6 | 10 | 100 | L11 | no | HPLC Column | SS | 40 x 4,6 mm
ProntoSIL | 0502E050CT100 | BISCHOFF ProntoSIL CB 100-10-Phenyl | PHENYL | 50 | 2 | 10 | 100 | L11 | no | HPLC Column | SS | 50 x 2,0 mm
ProntoSIL | 0503E050CT100 | BISCHOFF ProntoSIL CB 100-10-Phenyl | PHENYL | 50 | 3 | 10 | 100 | L11 | no | HPLC Column | SS | 50 x 3,0 mm
ProntoSIL | 0504E050CT100 | BISCHOFF ProntoSIL CB 100-10-Phenyl | PHENYL | 50 | 4 | 10 | 100 | L11 | no | HPLC Column | SS | 50 x 4,0 mm
ProntoSIL | 0546E050CT100 | BISCHOFF ProntoSIL CB 100-10-Phenyl | PHENYL | 50 | 4.6 | 10 | 100 | L11 | no | HPLC Column | SS | 50 x 4,6 mm
ProntoSIL | 0602E050CT100 | BISCHOFF ProntoSIL CB 100-10-Phenyl | PHENYL | 53 | 2 | 10 | 100 | L11 | no | HPLC Column | SS | 53 x 2,0 mm
ProntoSIL | 0603E050CT100 | BISCHOFF ProntoSIL CB 100-10-Phenyl | PHENYL | 53 | 3 | 10 | 100 | L11 | no | HPLC Column | SS | 53 x 3,0 mm
ProntoSIL | 0604E050CT100 | BISCHOFF ProntoSIL CB 100-10-Phenyl | PHENYL | 53 | 4 | 10 | 100 | L11 | no | HPLC Column | SS | 53 x 4,0 mm
ProntoSIL | 0646E050CT100 | BISCHOFF ProntoSIL CB 100-10-Phenyl | PHENYL | 53 | 4.6 | 10 | 100 | L11 | no | HPLC Column | SS | 53 x 4,6 mm
ProntoSIL | A602E050CT100 | BISCHOFF ProntoSIL CB 100-10-Phenyl | PHENYL | 60 | 2 | 10 | 100 | L11 | no | HPLC Column | SS | 60 x 2,0 mm
ProntoSIL | A603E050CT100 | BISCHOFF ProntoSIL CB 100-10-Phenyl | PHENYL | 60 | 3 | 10 | 100 | L11 | no | HPLC Column | SS | 60 x 3,0 mm
ProntoSIL | A604E050CT100 | BISCHOFF ProntoSIL CB 100-10-Phenyl | PHENYL | 60 | 4 | 10 | 100 | L11 | no | HPLC Column | SS | 60 x 4,0 mm
ProntoSIL | A646E050CT100 | BISCHOFF ProntoSIL CB 100-10-Phenyl | PHENYL | 60 | 4.6 | 10 | 100 | L11 | no | HPLC Column | SS | 60 x 4,6 mm
ProntoSIL | 0702E050CT100 | BISCHOFF ProntoSIL CB 100-10-Phenyl | PHENYL | 75 | 2 | 10 | 100 | L11 | no | HPLC Column | SS | 75 x 2,0 mm
ProntoSIL | 0703E050CT100 | BISCHOFF ProntoSIL CB 100-10-Phenyl | PHENYL | 75 | 3 | 10 | 100 | L11 | no | HPLC Column | SS | 75 x 3,0 mm
ProntoSIL | 0704E050CT100 | BISCHOFF ProntoSIL CB 100-10-Phenyl | PHENYL | 75 | 4 | 10 | 100 | L11 | no | HPLC Column | SS | 75 x 4,0 mm
ProntoSIL | 0746E050CT100 | BISCHOFF ProntoSIL CB 100-10-Phenyl | PHENYL | 75 | 4.6 | 10 | 100 | L11 | no | HPLC Column | SS | 75 x 4,6 mm
ProntoSIL | 1002E050CT100 | BISCHOFF ProntoSIL CB 100-10-Phenyl | PHENYL | 100 | 2 | 10 | 100 | L11 | no | HPLC Column | SS | 100 x 2,0 mm
ProntoSIL | 1003E050CT100 | BISCHOFF ProntoSIL CB 100-10-Phenyl | PHENYL | 100 | 3 | 10 | 100 | L11 | no | HPLC Column | SS | 100 x 3,0 mm
ProntoSIL | 1004E050CT100 | BISCHOFF ProntoSIL CB 100-10-Phenyl | PHENYL | 100 | 4 | 10 | 100 | L11 | no | HPLC Column | SS | 100 x 4,0 mm
ProntoSIL | 1046E050CT100 | BISCHOFF ProntoSIL CB 100-10-Phenyl | PHENYL | 100 | 4.6 | 10 | 100 | L11 | no | HPLC Column | SS | 100 x 4,6 mm
ProntoSIL | 1202E050CT100 | BISCHOFF ProntoSIL CB 100-10-Phenyl | PHENYL | 125 | 2 | 10 | 100 | L11 | no | HPLC Column | SS | 125 x 2,0 mm
ProntoSIL | 1203E050CT100 | BISCHOFF ProntoSIL CB 100-10-Phenyl | PHENYL | 125 | 3 | 10 | 100 | L11 | no | HPLC Column | SS | 125 x 3,0 mm
ProntoSIL | 1204E050CT100 | BISCHOFF ProntoSIL CB 100-10-Phenyl | PHENYL | 125 | 4 | 10 | 100 | L11 | no | HPLC Column | SS | 125 x 4,0 mm
ProntoSIL | 1246E050CT100 | BISCHOFF ProntoSIL CB 100-10-Phenyl | PHENYL | 125 | 4.6 | 10 | 100 | L11 | no | HPLC Column | SS | 125 x 4,6 mm
ProntoSIL | 1502E050CT100 | BISCHOFF ProntoSIL CB 100-10-Phenyl | PHENYL | 150 | 2 | 10 | 100 | L11 | no | HPLC Column | SS | 150 x 2,0 mm
ProntoSIL | 1503E050CT100 | BISCHOFF ProntoSIL CB 100-10-Phenyl | PHENYL | 150 | 3 | 10 | 100 | L11 | no | HPLC Column | SS | 150 x 3,0 mm
ProntoSIL | 1504E050CT100 | BISCHOFF ProntoSIL CB 100-10-Phenyl | PHENYL | 150 | 4 | 10 | 100 | L11 | no | HPLC Column | SS | 150 x 4,0 mm
ProntoSIL | 1546E050CT100 | BISCHOFF ProntoSIL CB 100-10-Phenyl | PHENYL | 150 | 4.6 | 10 | 100 | L11 | no | HPLC Column | SS | 150 x 4,6 mm
ProntoSIL | 2002E050CT100 | BISCHOFF ProntoSIL CB 100-10-Phenyl | PHENYL | 200 | 2 | 10 | 100 | L11 | no | HPLC Column | SS | 200 x 2,0 mm
ProntoSIL | 2003E050CT100 | BISCHOFF ProntoSIL CB 100-10-Phenyl | PHENYL | 200 | 3 | 10 | 100 | L11 | no | HPLC Column | SS | 200 x 3,0 mm
ProntoSIL | 2004E050CT100 | BISCHOFF ProntoSIL CB 100-10-Phenyl | PHENYL | 200 | 4 | 10 | 100 | L11 | no | HPLC Column | SS | 200 x 4,0 mm
ProntoSIL | 2046E050CT100 | BISCHOFF ProntoSIL CB 100-10-Phenyl | PHENYL | 200 | 4.6 | 10 | 100 | L11 | no | HPLC Column | SS | 200 x 4,6 mm
ProntoSIL | 2502E050CT100 | BISCHOFF ProntoSIL CB 100-10-Phenyl | PHENYL | 250 | 2 | 10 | 100 | L11 | no | HPLC Column | SS | 250 x 2,0 mm
ProntoSIL | 2503E050CT100 | BISCHOFF ProntoSIL CB 100-10-Phenyl | PHENYL | 250 | 3 | 10 | 100 | L11 | no | HPLC Column | SS | 250 x 3,0 mm
ProntoSIL | 2504E050CT100 | BISCHOFF ProntoSIL CB 100-10-Phenyl | PHENYL | 250 | 4 | 10 | 100 | L11 | no | HPLC Column | SS | 250 x 4,0 mm
ProntoSIL | 2546E050CT100 | BISCHOFF ProntoSIL CB 100-10-Phenyl | PHENYL | 250 | 4.6 | 10 | 100 | L11 | no | HPLC Column | SS | 250 x 4,6 mm
ProntoSIL | 3002E050CT100 | BISCHOFF ProntoSIL CB 100-10-Phenyl | PHENYL | 300 | 2 | 10 | 100 | L11 | no | HPLC Column | SS | 300 x 2,0 mm
ProntoSIL | 3003E050CT100 | BISCHOFF ProntoSIL CB 100-10-Phenyl | PHENYL | 300 | 3 | 10 | 100 | L11 | no | HPLC Column | SS | 300 x 3,0 mm
ProntoSIL | 3004E050CT100 | BISCHOFF ProntoSIL CB 100-10-Phenyl | PHENYL | 300 | 4 | 10 | 100 | L11 | no | HPLC Column | SS | 300 x 4,0 mm
ProntoSIL | 3046E050CT100 | BISCHOFF ProntoSIL CB 100-10-Phenyl | PHENYL | 300 | 4.6 | 10 | 100 | L11 | no | HPLC Column | SS | 300 x 4,6 mm
ProntoSIL | 01P4E050CT100 | BISCHOFF ProntoSIL CB 100-10-Phenyl | PHENYL | 14 | 4 | 10 | 100 | L11 | no | HPLC Column | PEEK | 14 x 4,0 mm
ProntoSIL | A2P4E050CT100 | BISCHOFF ProntoSIL CB 100-10-Phenyl | PHENYL | 20 | 4 | 10 | 100 | L11 | no | HPLC Column | PEEK | 20 x 4,0 mm
ProntoSIL | 02P4E050CT100 | BISCHOFF ProntoSIL CB 100-10-Phenyl | PHENYL | 25 | 4 | 10 | 100 | L11 | no | HPLC Column | PEEK | 25 x 4,0 mm
ProntoSIL | 03P4E050CT100 | BISCHOFF ProntoSIL CB 100-10-Phenyl | PHENYL | 30 | 4 | 10 | 100 | L11 | no | HPLC Column | PEEK | 30 x 4,0 mm
ProntoSIL | 04P4E050CT100 | BISCHOFF ProntoSIL CB 100-10-Phenyl | PHENYL | 33 | 4 | 10 | 100 | L11 | no | HPLC Column | PEEK | 33 x 4,0 mm
ProntoSIL | A4P4E050CT100 | BISCHOFF ProntoSIL CB 100-10-Phenyl | PHENYL | 40 | 4 | 10 | 100 | L11 | no | HPLC Column | PEEK | 40 x 4,0 mm
ProntoSIL | 05P4E050CT100 | BISCHOFF ProntoSIL CB 100-10-Phenyl | PHENYL | 50 | 4 | 10 | 100 | L11 | no | HPLC Column | PEEK | 50 x 4,0 mm
ProntoSIL | 06P4E050CT100 | BISCHOFF ProntoSIL CB 100-10-Phenyl | PHENYL | 53 | 4 | 10 | 100 | L11 | no | HPLC Column | PEEK | 53 x 4,0 mm
ProntoSIL | A6P4E050CT100 | BISCHOFF ProntoSIL CB 100-10-Phenyl | PHENYL | 60 | 4 | 10 | 100 | L11 | no | HPLC Column | PEEK | 60 x 4,0 mm
ProntoSIL | 07P4E050CT100 | BISCHOFF ProntoSIL CB 100-10-Phenyl | PHENYL | 75 | 4 | 10 | 100 | L11 | no | HPLC Column | PEEK | 75 x 4,0 mm
ProntoSIL | 10P4E050CT100 | BISCHOFF ProntoSIL CB 100-10-Phenyl | PHENYL | 100 | 4 | 10 | 100 | L11 | no | HPLC Column | PEEK | 100 x 4,0 mm
ProntoSIL | 12P4E050CT100 | BISCHOFF ProntoSIL CB 100-10-Phenyl | PHENYL | 125 | 4 | 10 | 100 | L11 | no | HPLC Column | PEEK | 125 x 4,0 mm
ProntoSIL | 15P4E050CT100 | BISCHOFF ProntoSIL CB 100-10-Phenyl | PHENYL | 150 | 4 | 10 | 100 | L11 | no | HPLC Column | PEEK | 150 x 4,0 mm
ProntoSIL | 20P4E050CT100 | BISCHOFF ProntoSIL CB 100-10-Phenyl | PHENYL | 200 | 4 | 10 | 100 | L11 | no | HPLC Column | PEEK | 200 x 4,0 mm
ProntoSIL | 25P4E050CT100 | BISCHOFF ProntoSIL CB 100-10-Phenyl | PHENYL | 250 | 4 | 10 | 100 | L11 | no | HPLC Column | PEEK | 250 x 4,0 mm
ProntoSIL | 30P4E050CT100 | BISCHOFF ProntoSIL CB 100-10-Phenyl | PHENYL | 300 | 4 | 10 | 100 | L11 | no | HPLC Column | PEEK | 300 x 4,0 mm
ProntoSIL | 6305E050CT100 | BISCHOFF ProntoSIL CB 100-10-Phenyl | PHENYL | 5 | 4 | 10 | 100 | L11 | no | Cartridges (5 pcs.) | SS | 5 x 4,0 mm
ProntoSIL | 6301E050CT100 | BISCHOFF ProntoSIL CB 100-10-Phenyl | PHENYL | 10 | 4 | 10 | 100 | L11 | no | Cartridges (5 pcs.) | SS | 10 x 4,0 mm
ProntoSIL | 6302E050CT100 | BISCHOFF ProntoSIL CB 100-10-Phenyl | PHENYL | 20 | 4 | 10 | 100 | L11 | no | Cartridges (5 pcs.) | SS | 20 x 4,0 mm
ProntoSIL | 63P1E050CT100 | BISCHOFF ProntoSIL CB 100-10-Phenyl | PHENYL | 10 | 4 | 10 | 100 | L11 | no | Cartridges (5 pcs.) | PEEK | 10 x 4,0 mm
ProntoSIL | 63P2E050CT100 | BISCHOFF ProntoSIL CB 100-10-Phenyl | PHENYL | 20 | 4 | 10 | 100 | L11 | no | Cartridges (5 pcs.) | PEEK | 20 x 4,0 mm
ProntoSIL | 6335E050CT100 | BISCHOFF ProntoSIL CB 100-10-Phenyl | PHENYL | 5 | 3 | 10 | 100 | L11 | no | Cartridges (5 pcs.) | SS | 5 x 3,0 mm
ProntoSIL | 6331E050CT100 | BISCHOFF ProntoSIL CB 100-10-Phenyl | PHENYL | 10 | 3 | 10 | 100 | L11 | no | Cartridges (5 pcs.) | SS | 10 x 3,0 mm
ProntoSIL | 6332E050CT100 | BISCHOFF ProntoSIL CB 100-10-Phenyl | PHENYL | 20 | 3 | 10 | 100 | L11 | no | Cartridges (5 pcs.) | SS | 20 x 3,0 mm
ProntoSIL | 6325E050CT100 | BISCHOFF ProntoSIL CB 100-10-Phenyl | PHENYL | 5 | 2 | 10 | 100 | L11 | no | Cartridges (5 pcs.) | SS | 5 x 2,0 mm
ProntoSIL | 6321E050CT100 | BISCHOFF ProntoSIL CB 100-10-Phenyl | PHENYL | 10 | 2 | 10 | 100 | L11 | no | Cartridges (5 pcs.) | SS | 10 x 2,0 mm
ProntoSIL | 6322E050CT100 | BISCHOFF ProntoSIL CB 100-10-Phenyl | PHENYL | 20 | 2 | 10 | 100 | L11 | no | Cartridges (5 pcs.) | SS | 20 x 2,0 mm
Hypersil BDS clone | 0102F181HP030 | BISCHOFF HIPAK ODS AB 3µm | C18 | 14 | 2 | 3 | 120 | L1 | no | HPLC Column | SS | 14 x 2,0 mm
Hypersil BDS clone | 0103F181HP030 | BISCHOFF HIPAK ODS AB 3µm | C18 | 14 | 3 | 3 | 120 | L1 | no | HPLC Column | SS | 14 x 3,0 mm
Hypersil BDS clone | 0104F181HP030 | BISCHOFF HIPAK ODS AB 3µm | C18 | 14 | 4 | 3 | 120 | L1 | no | HPLC Column | SS | 14 x 4,0 mm
Hypersil BDS clone | 0146F181HP030 | BISCHOFF HIPAK ODS AB 3µm | C18 | 14 | 4.6 | 3 | 120 | L1 | no | HPLC Column | SS | 14 x 4,6 mm
Hypersil BDS clone | A202F181HP030 | BISCHOFF HIPAK ODS AB 3µm | C18 | 20 | 2 | 3 | 120 | L1 | no | HPLC Column | SS | 20 x 2,0 mm
Hypersil BDS clone | A203F181HP030 | BISCHOFF HIPAK ODS AB 3µm | C18 | 20 | 3 | 3 | 120 | L1 | no | HPLC Column | SS | 20 x 3,0 mm
Hypersil BDS clone | A204F181HP030 | BISCHOFF HIPAK ODS AB 3µm | C18 | 20 | 4 | 3 | 120 | L1 | no | HPLC Column | SS | 20 x 4,0 mm
Hypersil BDS clone | A246F181HP030 | BISCHOFF HIPAK ODS AB 3µm | C18 | 20 | 4.6 | 3 | 120 | L1 | no | HPLC Column | SS | 20 x 4,6 mm
Hypersil BDS clone | 0202F181HP030 | BISCHOFF HIPAK ODS AB 3µm | C18 | 25 | 2 | 3 | 120 | L1 | no | HPLC Column | SS | 25 x 2,0 mm
Hypersil BDS clone | 0203F181HP030 | BISCHOFF HIPAK ODS AB 3µm | C18 | 25 | 3 | 3 | 120 | L1 | no | HPLC Column | SS | 25 x 3,0 mm
Hypersil BDS clone | 0204F181HP030 | BISCHOFF HIPAK ODS AB 3µm | C18 | 25 | 4 | 3 | 120 | L1 | no | HPLC Column | SS | 25 x 4,0 mm
Hypersil BDS clone | 0246F181HP030 | BISCHOFF HIPAK ODS AB 3µm | C18 | 25 | 4.6 | 3 | 120 | L1 | no | HPLC Column | SS | 25 x 4,6 mm
Hypersil BDS clone | 0302F181HP030 | BISCHOFF HIPAK ODS AB 3µm | C18 | 30 | 2 | 3 | 120 | L1 | no | HPLC Column | SS | 30 x 2,0 mm
Hypersil BDS clone | 0303F181HP030 | BISCHOFF HIPAK ODS AB 3µm | C18 | 30 | 3 | 3 | 120 | L1 | no | HPLC Column | SS | 30 x 3,0 mm
Hypersil BDS clone | 0304F181HP030 | BISCHOFF HIPAK ODS AB 3µm | C18 | 30 | 4 | 3 | 120 | L1 | no | HPLC Column | SS | 30 x 4,0 mm
Hypersil BDS clone | 0346F181HP030 | BISCHOFF HIPAK ODS AB 3µm | C18 | 30 | 4.6 | 3 | 120 | L1 | no | HPLC Column | SS | 30 x 4,6 mm
Hypersil BDS clone | 0402F181HP030 | BISCHOFF HIPAK ODS AB 3µm | C18 | 33 | 2 | 3 | 120 | L1 | no | HPLC Column | SS | 33 x 2,0 mm
Hypersil BDS clone | 0403F181HP030 | BISCHOFF HIPAK ODS AB 3µm | C18 | 33 | 3 | 3 | 120 | L1 | no | HPLC Column | SS | 33 x 3,0 mm
Hypersil BDS clone | 0404F181HP030 | BISCHOFF HIPAK ODS AB 3µm | C18 | 33 | 4 | 3 | 120 | L1 | no | HPLC Column | SS | 33 x 4,0 mm
Hypersil BDS clone | 0446F181HP030 | BISCHOFF HIPAK ODS AB 3µm | C18 | 33 | 4.6 | 3 | 120 | L1 | no | HPLC Column | SS | 33 x 4,6 mm
Hypersil BDS clone | A402F181HP030 | BISCHOFF HIPAK ODS AB 3µm | C18 | 40 | 2 | 3 | 120 | L1 | no | HPLC Column | SS | 40 x 2,0 mm
Hypersil BDS clone | A403F181HP030 | BISCHOFF HIPAK ODS AB 3µm | C18 | 40 | 3 | 3 | 120 | L1 | no | HPLC Column | SS | 40 x 3,0 mm
Hypersil BDS clone | A404F181HP030 | BISCHOFF HIPAK ODS AB 3µm | C18 | 40 | 4 | 3 | 120 | L1 | no | HPLC Column | SS | 40 x 4,0 mm
Hypersil BDS clone | A446F181HP030 | BISCHOFF HIPAK ODS AB 3µm | C18 | 40 | 4.6 | 3 | 120 | L1 | no | HPLC Column | SS | 40 x 4,6 mm
Hypersil BDS clone | 0502F181HP030 | BISCHOFF HIPAK ODS AB 3µm | C18 | 50 | 2 | 3 | 120 | L1 | no | HPLC Column | SS | 50 x 2,0 mm
Hypersil BDS clone | 0503F181HP030 | BISCHOFF HIPAK ODS AB 3µm | C18 | 50 | 3 | 3 | 120 | L1 | no | HPLC Column | SS | 50 x 3,0 mm
Hypersil BDS clone | 0504F181HP030 | BISCHOFF HIPAK ODS AB 3µm | C18 | 50 | 4 | 3 | 120 | L1 | no | HPLC Column | SS | 50 x 4,0 mm
Hypersil BDS clone | 0546F181HP030 | BISCHOFF HIPAK ODS AB 3µm | C18 | 50 | 4.6 | 3 | 120 | L1 | no | HPLC Column | SS | 50 x 4,6 mm
Hypersil BDS clone | 0602F181HP030 | BISCHOFF HIPAK ODS AB 3µm | C18 | 53 | 2 | 3 | 120 | L1 | no | HPLC Column | SS | 53 x 2,0 mm
Hypersil BDS clone | 0603F181HP030 | BISCHOFF HIPAK ODS AB 3µm | C18 | 53 | 3 | 3 | 120 | L1 | no | HPLC Column | SS | 53 x 3,0 mm
Hypersil BDS clone | 0604F181HP030 | BISCHOFF HIPAK ODS AB 3µm | C18 | 53 | 4 | 3 | 120 | L1 | no | HPLC Column | SS | 53 x 4,0 mm
Hypersil BDS clone | 0646F181HP030 | BISCHOFF HIPAK ODS AB 3µm | C18 | 53 | 4.6 | 3 | 120 | L1 | no | HPLC Column | SS | 53 x 4,6 mm
Hypersil BDS clone | A602F181HP030 | BISCHOFF HIPAK ODS AB 3µm | C18 | 60 | 2 | 3 | 120 | L1 | no | HPLC Column | SS | 60 x 2,0 mm
Hypersil BDS clone | A603F181HP030 | BISCHOFF HIPAK ODS AB 3µm | C18 | 60 | 3 | 3 | 120 | L1 | no | HPLC Column | SS | 60 x 3,0 mm
Hypersil BDS clone | A604F181HP030 | BISCHOFF HIPAK ODS AB 3µm | C18 | 60 | 4 | 3 | 120 | L1 | no | HPLC Column | SS | 60 x 4,0 mm
Hypersil BDS clone | A646F181HP030 | BISCHOFF HIPAK ODS AB 3µm | C18 | 60 | 4.6 | 3 | 120 | L1 | no | HPLC Column | SS | 60 x 4,6 mm
Hypersil BDS clone | 0702F181HP030 | BISCHOFF HIPAK ODS AB 3µm | C18 | 75 | 2 | 3 | 120 | L1 | no | HPLC Column | SS | 75 x 2,0 mm
Hypersil BDS clone | 0703F181HP030 | BISCHOFF HIPAK ODS AB 3µm | C18 | 75 | 3 | 3 | 120 | L1 | no | HPLC Column | SS | 75 x 3,0 mm
Hypersil BDS clone | 0704F181HP030 | BISCHOFF HIPAK ODS AB 3µm | C18 | 75 | 4 | 3 | 120 | L1 | no | HPLC Column | SS | 75 x 4,0 mm
Hypersil BDS clone | 0746F181HP030 | BISCHOFF HIPAK ODS AB 3µm | C18 | 75 | 4.6 | 3 | 120 | L1 | no | HPLC Column | SS | 75 x 4,6 mm
Hypersil BDS clone | 1002F181HP030 | BISCHOFF HIPAK ODS AB 3µm | C18 | 100 | 2 | 3 | 120 | L1 | no | HPLC Column | SS | 100 x 2,0 mm
Hypersil BDS clone | 1003F181HP030 | BISCHOFF HIPAK ODS AB 3µm | C18 | 100 | 3 | 3 | 120 | L1 | no | HPLC Column | SS | 100 x 3,0 mm
Hypersil BDS clone | 1004F181HP030 | BISCHOFF HIPAK ODS AB 3µm | C18 | 100 | 4 | 3 | 120 | L1 | no | HPLC Column | SS | 100 x 4,0 mm
Hypersil BDS clone | 1046F181HP030 | BISCHOFF HIPAK ODS AB 3µm | C18 | 100 | 4.6 | 3 | 120 | L1 | no | HPLC Column | SS | 100 x 4,6 mm
Hypersil BDS clone | 1202F181HP030 | BISCHOFF HIPAK ODS AB 3µm | C18 | 125 | 2 | 3 | 120 | L1 | no | HPLC Column | SS | 125 x 2,0 mm
Hypersil BDS clone | 1203F181HP030 | BISCHOFF HIPAK ODS AB 3µm | C18 | 125 | 3 | 3 | 120 | L1 | no | HPLC Column | SS | 125 x 3,0 mm
Hypersil BDS clone | 1204F181HP030 | BISCHOFF HIPAK ODS AB 3µm | C18 | 125 | 4 | 3 | 120 | L1 | no | HPLC Column | SS | 125 x 4,0 mm
Hypersil BDS clone | 1246F181HP030 | BISCHOFF HIPAK ODS AB 3µm | C18 | 125 | 4.6 | 3 | 120 | L1 | no | HPLC Column | SS | 125 x 4,6 mm
Hypersil BDS clone | 1502F181HP030 | BISCHOFF HIPAK ODS AB 3µm | C18 | 150 | 2 | 3 | 120 | L1 | no | HPLC Column | SS | 150 x 2,0 mm
Hypersil BDS clone | 1503F181HP030 | BISCHOFF HIPAK ODS AB 3µm | C18 | 150 | 3 | 3 | 120 | L1 | no | HPLC Column | SS | 150 x 3,0 mm
Hypersil BDS clone | 1504F181HP030 | BISCHOFF HIPAK ODS AB 3µm | C18 | 150 | 4 | 3 | 120 | L1 | no | HPLC Column | SS | 150 x 4,0 mm
Hypersil BDS clone | 1546F181HP030 | BISCHOFF HIPAK ODS AB 3µm | C18 | 150 | 4.6 | 3 | 120 | L1 | no | HPLC Column | SS | 150 x 4,6 mm
Hypersil BDS clone | 2002F181HP030 | BISCHOFF HIPAK ODS AB 3µm | C18 | 200 | 2 | 3 | 120 | L1 | no | HPLC Column | SS | 200 x 2,0 mm
Hypersil BDS clone | 2003F181HP030 | BISCHOFF HIPAK ODS AB 3µm | C18 | 200 | 3 | 3 | 120 | L1 | no | HPLC Column | SS | 200 x 3,0 mm
Hypersil BDS clone | 2004F181HP030 | BISCHOFF HIPAK ODS AB 3µm | C18 | 200 | 4 | 3 | 120 | L1 | no | HPLC Column | SS | 200 x 4,0 mm
Hypersil BDS clone | 2046F181HP030 | BISCHOFF HIPAK ODS AB 3µm | C18 | 200 | 4.6 | 3 | 120 | L1 | no | HPLC Column | SS | 200 x 4,6 mm
Hypersil BDS clone | 2502F181HP030 | BISCHOFF HIPAK ODS AB 3µm | C18 | 250 | 2 | 3 | 120 | L1 | no | HPLC Column | SS | 250 x 2,0 mm
Hypersil BDS clone | 2503F181HP030 | BISCHOFF HIPAK ODS AB 3µm | C18 | 250 | 3 | 3 | 120 | L1 | no | HPLC Column | SS | 250 x 3,0 mm
Hypersil BDS clone | 2504F181HP030 | BISCHOFF HIPAK ODS AB 3µm | C18 | 250 | 4 | 3 | 120 | L1 | no | HPLC Column | SS | 250 x 4,0 mm
Hypersil BDS clone | 2546F181HP030 | BISCHOFF HIPAK ODS AB 3µm | C18 | 250 | 4.6 | 3 | 120 | L1 | no | HPLC Column | SS | 250 x 4,6 mm
Hypersil BDS clone | 3002F181HP030 | BISCHOFF HIPAK ODS AB 3µm | C18 | 300 | 2 | 3 | 120 | L1 | no | HPLC Column | SS | 300 x 2,0 mm
Hypersil BDS clone | 3003F181HP030 | BISCHOFF HIPAK ODS AB 3µm | C18 | 300 | 3 | 3 | 120 | L1 | no | HPLC Column | SS | 300 x 3,0 mm
Hypersil BDS clone | 3004F181HP030 | BISCHOFF HIPAK ODS AB 3µm | C18 | 300 | 4 | 3 | 120 | L1 | no | HPLC Column | SS | 300 x 4,0 mm
Hypersil BDS clone | 3046F181HP030 | BISCHOFF HIPAK ODS AB 3µm | C18 | 300 | 4.6 | 3 | 120 | L1 | no | HPLC Column | SS | 300 x 4,6 mm
Hypersil BDS clone | 01P4F181HP030 | BISCHOFF HIPAK ODS AB 3µm | C18 | 14 | 4 | 3 | 120 | L1 | no | HPLC Column | PEEK | 14 x 4,0 mm
Hypersil BDS clone | A2P4F181HP030 | BISCHOFF HIPAK ODS AB 3µm | C18 | 20 | 4 | 3 | 120 | L1 | no | HPLC Column | PEEK | 20 x 4,0 mm
Hypersil BDS clone | 02P4F181HP030 | BISCHOFF HIPAK ODS AB 3µm | C18 | 25 | 4 | 3 | 120 | L1 | no | HPLC Column | PEEK | 25 x 4,0 mm
Hypersil BDS clone | 03P4F181HP030 | BISCHOFF HIPAK ODS AB 3µm | C18 | 30 | 4 | 3 | 120 | L1 | no | HPLC Column | PEEK | 30 x 4,0 mm
Hypersil BDS clone | 04P4F181HP030 | BISCHOFF HIPAK ODS AB 3µm | C18 | 33 | 4 | 3 | 120 | L1 | no | HPLC Column | PEEK | 33 x 4,0 mm
Hypersil BDS clone | A4P4F181HP030 | BISCHOFF HIPAK ODS AB 3µm | C18 | 40 | 4 | 3 | 120 | L1 | no | HPLC Column | PEEK | 40 x 4,0 mm
Hypersil BDS clone | 05P4F181HP030 | BISCHOFF HIPAK ODS AB 3µm | C18 | 50 | 4 | 3 | 120 | L1 | no | HPLC Column | PEEK | 50 x 4,0 mm
Hypersil BDS clone | 06P4F181HP030 | BISCHOFF HIPAK ODS AB 3µm | C18 | 53 | 4 | 3 | 120 | L1 | no | HPLC Column | PEEK | 53 x 4,0 mm
Hypersil BDS clone | A6P4F181HP030 | BISCHOFF HIPAK ODS AB 3µm | C18 | 60 | 4 | 3 | 120 | L1 | no | HPLC Column | PEEK | 60 x 4,0 mm
Hypersil BDS clone | 07P4F181HP030 | BISCHOFF HIPAK ODS AB 3µm | C18 | 75 | 4 | 3 | 120 | L1 | no | HPLC Column | PEEK | 75 x 4,0 mm
Hypersil BDS clone | 10P4F181HP030 | BISCHOFF HIPAK ODS AB 3µm | C18 | 100 | 4 | 3 | 120 | L1 | no | HPLC Column | PEEK | 100 x 4,0 mm
Hypersil BDS clone | 12P4F181HP030 | BISCHOFF HIPAK ODS AB 3µm | C18 | 125 | 4 | 3 | 120 | L1 | no | HPLC Column | PEEK | 125 x 4,0 mm
Hypersil BDS clone | 15P4F181HP030 | BISCHOFF HIPAK ODS AB 3µm | C18 | 150 | 4 | 3 | 120 | L1 | no | HPLC Column | PEEK | 150 x 4,0 mm
Hypersil BDS clone | 20P4F181HP030 | BISCHOFF HIPAK ODS AB 3µm | C18 | 200 | 4 | 3 | 120 | L1 | no | HPLC Column | PEEK | 200 x 4,0 mm
Hypersil BDS clone | 25P4F181HP030 | BISCHOFF HIPAK ODS AB 3µm | C18 | 250 | 4 | 3 | 120 | L1 | no | HPLC Column | PEEK | 250 x 4,0 mm
Hypersil BDS clone | 30P4F181HP030 | BISCHOFF HIPAK ODS AB 3µm | C18 | 300 | 4 | 3 | 120 | L1 | no | HPLC Column | PEEK | 300 x 4,0 mm
Hypersil BDS clone | 6305F181HP030 | BISCHOFF HIPAK ODS AB 3µm | C18 | 5 | 4 | 3 | 120 | L1 | no | Cartridges (5 pcs.) | SS | 5 x 4,0 mm
Hypersil BDS clone | 6301F181HP030 | BISCHOFF HIPAK ODS AB 3µm | C18 | 10 | 4 | 3 | 120 | L1 | no | Cartridges (5 pcs.) | SS | 10 x 4,0 mm
Hypersil BDS clone | 6302F181HP030 | BISCHOFF HIPAK ODS AB 3µm | C18 | 20 | 4 | 3 | 120 | L1 | no | Cartridges (5 pcs.) | SS | 20 x 4,0 mm
Hypersil BDS clone | 63P1F181HP030 | BISCHOFF HIPAK ODS AB 3µm | C18 | 10 | 4 | 3 | 120 | L1 | no | Cartridges (5 pcs.) | PEEK | 10 x 4,0 mm
Hypersil BDS clone | 63P2F181HP030 | BISCHOFF HIPAK ODS AB 3µm | C18 | 20 | 4 | 3 | 120 | L1 | no | Cartridges (5 pcs.) | PEEK | 20 x 4,0 mm
Hypersil BDS clone | 6335F181HP030 | BISCHOFF HIPAK ODS AB 3µm | C18 | 5 | 3 | 3 | 120 | L1 | no | Cartridges (5 pcs.) | SS | 5 x 3,0 mm
Hypersil BDS clone | 6331F181HP030 | BISCHOFF HIPAK ODS AB 3µm | C18 | 10 | 3 | 3 | 120 | L1 | no | Cartridges (5 pcs.) | SS | 10 x 3,0 mm
Hypersil BDS clone | 6332F181HP030 | BISCHOFF HIPAK ODS AB 3µm | C18 | 20 | 3 | 3 | 120 | L1 | no | Cartridges (5 pcs.) | SS | 20 x 3,0 mm
Hypersil BDS clone | 6325F181HP030 | BISCHOFF HIPAK ODS AB 3µm | C18 | 5 | 2 | 3 | 120 | L1 | no | Cartridges (5 pcs.) | SS | 5 x 2,0 mm
Hypersil BDS clone | 6321F181HP030 | BISCHOFF HIPAK ODS AB 3µm | C18 | 10 | 2 | 3 | 120 | L1 | no | Cartridges (5 pcs.) | SS | 10 x 2,0 mm
Hypersil BDS clone | 6322F181HP030 | BISCHOFF HIPAK ODS AB 3µm | C18 | 20 | 2 | 3 | 120 | L1 | no | Cartridges (5 pcs.) | SS | 20 x 2,0 mm
Hypersil BDS clone | 0102F181HP050 | BISCHOFF HIPAK ODS AB 5µm | C18 | 14 | 2 | 5 | 120 | L1 | no | HPLC Column | SS | 14 x 2,0 mm
Hypersil BDS clone | 0103F181HP050 | BISCHOFF HIPAK ODS AB 5µm | C18 | 14 | 3 | 5 | 120 | L1 | no | HPLC Column | SS | 14 x 3,0 mm
Hypersil BDS clone | 0104F181HP050 | BISCHOFF HIPAK ODS AB 5µm | C18 | 14 | 4 | 5 | 120 | L1 | no | HPLC Column | SS | 14 x 4,0 mm
Hypersil BDS clone | 0146F181HP050 | BISCHOFF HIPAK ODS AB 5µm | C18 | 14 | 4.6 | 5 | 120 | L1 | no | HPLC Column | SS | 14 x 4,6 mm
Hypersil BDS clone | A202F181HP050 | BISCHOFF HIPAK ODS AB 5µm | C18 | 20 | 2 | 5 | 120 | L1 | no | HPLC Column | SS | 20 x 2,0 mm
Hypersil BDS clone | A203F181HP050 | BISCHOFF HIPAK ODS AB 5µm | C18 | 20 | 3 | 5 | 120 | L1 | no | HPLC Column | SS | 20 x 3,0 mm
Hypersil BDS clone | A204F181HP050 | BISCHOFF HIPAK ODS AB 5µm | C18 | 20 | 4 | 5 | 120 | L1 | no | HPLC Column | SS | 20 x 4,0 mm
Hypersil BDS clone | A246F181HP050 | BISCHOFF HIPAK ODS AB 5µm | C18 | 20 | 4.6 | 5 | 120 | L1 | no | HPLC Column | SS | 20 x 4,6 mm
Hypersil BDS clone | 0202F181HP050 | BISCHOFF HIPAK ODS AB 5µm | C18 | 25 | 2 | 5 | 120 | L1 | no | HPLC Column | SS | 25 x 2,0 mm
Hypersil BDS clone | 0203F181HP050 | BISCHOFF HIPAK ODS AB 5µm | C18 | 25 | 3 | 5 | 120 | L1 | no | HPLC Column | SS | 25 x 3,0 mm
Hypersil BDS clone | 0204F181HP050 | BISCHOFF HIPAK ODS AB 5µm | C18 | 25 | 4 | 5 | 120 | L1 | no | HPLC Column | SS | 25 x 4,0 mm
Hypersil BDS clone | 0246F181HP050 | BISCHOFF HIPAK ODS AB 5µm | C18 | 25 | 4.6 | 5 | 120 | L1 | no | HPLC Column | SS | 25 x 4,6 mm
Hypersil BDS clone | 0302F181HP050 | BISCHOFF HIPAK ODS AB 5µm | C18 | 30 | 2 | 5 | 120 | L1 | no | HPLC Column | SS | 30 x 2,0 mm
Hypersil BDS clone | 0303F181HP050 | BISCHOFF HIPAK ODS AB 5µm | C18 | 30 | 3 | 5 | 120 | L1 | no | HPLC Column | SS | 30 x 3,0 mm
Hypersil BDS clone | 0304F181HP050 | BISCHOFF HIPAK ODS AB 5µm | C18 | 30 | 4 | 5 | 120 | L1 | no | HPLC Column | SS | 30 x 4,0 mm
Hypersil BDS clone | 0346F181HP050 | BISCHOFF HIPAK ODS AB 5µm | C18 | 30 | 4.6 | 5 | 120 | L1 | no | HPLC Column | SS | 30 x 4,6 mm
Hypersil BDS clone | 0402F181HP050 | BISCHOFF HIPAK ODS AB 5µm | C18 | 33 | 2 | 5 | 120 | L1 | no | HPLC Column | SS | 33 x 2,0 mm
Hypersil BDS clone | 0403F181HP050 | BISCHOFF HIPAK ODS AB 5µm | C18 | 33 | 3 | 5 | 120 | L1 | no | HPLC Column | SS | 33 x 3,0 mm
Hypersil BDS clone | 0404F181HP050 | BISCHOFF HIPAK ODS AB 5µm | C18 | 33 | 4 | 5 | 120 | L1 | no | HPLC Column | SS | 33 x 4,0 mm
Hypersil BDS clone | 0446F181HP050 | BISCHOFF HIPAK ODS AB 5µm | C18 | 33 | 4.6 | 5 | 120 | L1 | no | HPLC Column | SS | 33 x 4,6 mm
Hypersil BDS clone | A402F181HP050 | BISCHOFF HIPAK ODS AB 5µm | C18 | 40 | 2 | 5 | 120 | L1 | no | HPLC Column | SS | 40 x 2,0 mm
Hypersil BDS clone | A403F181HP050 | BISCHOFF HIPAK ODS AB 5µm | C18 | 40 | 3 | 5 | 120 | L1 | no | HPLC Column | SS | 40 x 3,0 mm
Hypersil BDS clone | A404F181HP050 | BISCHOFF HIPAK ODS AB 5µm | C18 | 40 | 4 | 5 | 120 | L1 | no | HPLC Column | SS | 40 x 4,0 mm
Hypersil BDS clone | A446F181HP050 | BISCHOFF HIPAK ODS AB 5µm | C18 | 40 | 4.6 | 5 | 120 | L1 | no | HPLC Column | SS | 40 x 4,6 mm
Hypersil BDS clone | 0502F181HP050 | BISCHOFF HIPAK ODS AB 5µm | C18 | 50 | 2 | 5 | 120 | L1 | no | HPLC Column | SS | 50 x 2,0 mm
Hypersil BDS clone | 0503F181HP050 | BISCHOFF HIPAK ODS AB 5µm | C18 | 50 | 3 | 5 | 120 | L1 | no | HPLC Column | SS | 50 x 3,0 mm
Hypersil BDS clone | 0504F181HP050 | BISCHOFF HIPAK ODS AB 5µm | C18 | 50 | 4 | 5 | 120 | L1 | no | HPLC Column | SS | 50 x 4,0 mm
Hypersil BDS clone | 0546F181HP050 | BISCHOFF HIPAK ODS AB 5µm | C18 | 50 | 4.6 | 5 | 120 | L1 | no | HPLC Column | SS | 50 x 4,6 mm
Hypersil BDS clone | 0602F181HP050 | BISCHOFF HIPAK ODS AB 5µm | C18 | 53 | 2 | 5 | 120 | L1 | no | HPLC Column | SS | 53 x 2,0 mm
Hypersil BDS clone | 0603F181HP050 | BISCHOFF HIPAK ODS AB 5µm | C18 | 53 | 3 | 5 | 120 | L1 | no | HPLC Column | SS | 53 x 3,0 mm
Hypersil BDS clone | 0604F181HP050 | BISCHOFF HIPAK ODS AB 5µm | C18 | 53 | 4 | 5 | 120 | L1 | no | HPLC Column | SS | 53 x 4,0 mm
Hypersil BDS clone | 0646F181HP050 | BISCHOFF HIPAK ODS AB 5µm | C18 | 53 | 4.6 | 5 | 120 | L1 | no | HPLC Column | SS | 53 x 4,6 mm
Hypersil BDS clone | A602F181HP050 | BISCHOFF HIPAK ODS AB 5µm | C18 | 60 | 2 | 5 | 120 | L1 | no | HPLC Column | SS | 60 x 2,0 mm
Hypersil BDS clone | A603F181HP050 | BISCHOFF HIPAK ODS AB 5µm | C18 | 60 | 3 | 5 | 120 | L1 | no | HPLC Column | SS | 60 x 3,0 mm
Hypersil BDS clone | A604F181HP050 | BISCHOFF HIPAK ODS AB 5µm | C18 | 60 | 4 | 5 | 120 | L1 | no | HPLC Column | SS | 60 x 4,0 mm
Hypersil BDS clone | A646F181HP050 | BISCHOFF HIPAK ODS AB 5µm | C18 | 60 | 4.6 | 5 | 120 | L1 | no | HPLC Column | SS | 60 x 4,6 mm
Hypersil BDS clone | 0702F181HP050 | BISCHOFF HIPAK ODS AB 5µm | C18 | 75 | 2 | 5 | 120 | L1 | no | HPLC Column | SS | 75 x 2,0 mm
Hypersil BDS clone | 0703F181HP050 | BISCHOFF HIPAK ODS AB 5µm | C18 | 75 | 3 | 5 | 120 | L1 | no | HPLC Column | SS | 75 x 3,0 mm
Hypersil BDS clone | 0704F181HP050 | BISCHOFF HIPAK ODS AB 5µm | C18 | 75 | 4 | 5 | 120 | L1 | no | HPLC Column | SS | 75 x 4,0 mm
Hypersil BDS clone | 0746F181HP050 | BISCHOFF HIPAK ODS AB 5µm | C18 | 75 | 4.6 | 5 | 120 | L1 | no | HPLC Column | SS | 75 x 4,6 mm
Hypersil BDS clone | 1002F181HP050 | BISCHOFF HIPAK ODS AB 5µm | C18 | 100 | 2 | 5 | 120 | L1 | no | HPLC Column | SS | 100 x 2,0 mm
Hypersil BDS clone | 1003F181HP050 | BISCHOFF HIPAK ODS AB 5µm | C18 | 100 | 3 | 5 | 120 | L1 | no | HPLC Column | SS | 100 x 3,0 mm
Hypersil BDS clone | 1004F181HP050 | BISCHOFF HIPAK ODS AB 5µm | C18 | 100 | 4 | 5 | 120 | L1 | no | HPLC Column | SS | 100 x 4,0 mm
Hypersil BDS clone | 1046F181HP050 | BISCHOFF HIPAK ODS AB 5µm | C18 | 100 | 4.6 | 5 | 120 | L1 | no | HPLC Column | SS | 100 x 4,6 mm
Hypersil BDS clone | 1202F181HP050 | BISCHOFF HIPAK ODS AB 5µm | C18 | 125 | 2 | 5 | 120 | L1 | no | HPLC Column | SS | 125 x 2,0 mm
Hypersil BDS clone | 1203F181HP050 | BISCHOFF HIPAK ODS AB 5µm | C18 | 125 | 3 | 5 | 120 | L1 | no | HPLC Column | SS | 125 x 3,0 mm
Hypersil BDS clone | 1204F181HP050 | BISCHOFF HIPAK ODS AB 5µm | C18 | 125 | 4 | 5 | 120 | L1 | no | HPLC Column | SS | 125 x 4,0 mm
Hypersil BDS clone | 1246F181HP050 | BISCHOFF HIPAK ODS AB 5µm | C18 | 125 | 4.6 | 5 | 120 | L1 | no | HPLC Column | SS | 125 x 4,6 mm
Hypersil BDS clone | 1502F181HP050 | BISCHOFF HIPAK ODS AB 5µm | C18 | 150 | 2 | 5 | 120 | L1 | no | HPLC Column | SS | 150 x 2,0 mm
Hypersil BDS clone | 1503F181HP050 | BISCHOFF HIPAK ODS AB 5µm | C18 | 150 | 3 | 5 | 120 | L1 | no | HPLC Column | SS | 150 x 3,0 mm
Hypersil BDS clone | 1504F181HP050 | BISCHOFF HIPAK ODS AB 5µm | C18 | 150 | 4 | 5 | 120 | L1 | no | HPLC Column | SS | 150 x 4,0 mm
Hypersil BDS clone | 1546F181HP050 | BISCHOFF HIPAK ODS AB 5µm | C18 | 150 | 4.6 | 5 | 120 | L1 | no | HPLC Column | SS | 150 x 4,6 mm
Hypersil BDS clone | 2002F181HP050 | BISCHOFF HIPAK ODS AB 5µm | C18 | 200 | 2 | 5 | 120 | L1 | no | HPLC Column | SS | 200 x 2,0 mm
Hypersil BDS clone | 2003F181HP050 | BISCHOFF HIPAK ODS AB 5µm | C18 | 200 | 3 | 5 | 120 | L1 | no | HPLC Column | SS | 200 x 3,0 mm
Hypersil BDS clone | 2004F181HP050 | BISCHOFF HIPAK ODS AB 5µm | C18 | 200 | 4 | 5 | 120 | L1 | no | HPLC Column | SS | 200 x 4,0 mm
Hypersil BDS clone | 2046F181HP050 | BISCHOFF HIPAK ODS AB 5µm | C18 | 200 | 4.6 | 5 | 120 | L1 | no | HPLC Column | SS | 200 x 4,6 mm
Hypersil BDS clone | 2502F181HP050 | BISCHOFF HIPAK ODS AB 5µm | C18 | 250 | 2 | 5 | 120 | L1 | no | HPLC Column | SS | 250 x 2,0 mm
Hypersil BDS clone | 2503F181HP050 | BISCHOFF HIPAK ODS AB 5µm | C18 | 250 | 3 | 5 | 120 | L1 | no | HPLC Column | SS | 250 x 3,0 mm
Hypersil BDS clone | 2504F181HP050 | BISCHOFF HIPAK ODS AB 5µm | C18 | 250 | 4 | 5 | 120 | L1 | no | HPLC Column | SS | 250 x 4,0 mm
Hypersil BDS clone | 2546F181HP050 | BISCHOFF HIPAK ODS AB 5µm | C18 | 250 | 4.6 | 5 | 120 | L1 | no | HPLC Column | SS | 250 x 4,6 mm
Hypersil BDS clone | 3002F181HP050 | BISCHOFF HIPAK ODS AB 5µm | C18 | 300 | 2 | 5 | 120 | L1 | no | HPLC Column | SS | 300 x 2,0 mm
Hypersil BDS clone | 3003F181HP050 | BISCHOFF HIPAK ODS AB 5µm | C18 | 300 | 3 | 5 | 120 | L1 | no | HPLC Column | SS | 300 x 3,0 mm
Hypersil BDS clone | 3004F181HP050 | BISCHOFF HIPAK ODS AB 5µm | C18 | 300 | 4 | 5 | 120 | L1 | no | HPLC Column | SS | 300 x 4,0 mm
Hypersil BDS clone | 3046F181HP050 | BISCHOFF HIPAK ODS AB 5µm | C18 | 300 | 4.6 | 5 | 120 | L1 | no | HPLC Column | SS | 300 x 4,6 mm
Hypersil BDS clone | 01P4F181HP050 | BISCHOFF HIPAK ODS AB 5µm | C18 | 14 | 4 | 5 | 120 | L1 | no | HPLC Column | PEEK | 14 x 4,0 mm
Hypersil BDS clone | A2P4F181HP050 | BISCHOFF HIPAK ODS AB 5µm | C18 | 20 | 4 | 5 | 120 | L1 | no | HPLC Column | PEEK | 20 x 4,0 mm
Hypersil BDS clone | 02P4F181HP050 | BISCHOFF HIPAK ODS AB 5µm | C18 | 25 | 4 | 5 | 120 | L1 | no | HPLC Column | PEEK | 25 x 4,0 mm
Hypersil BDS clone | 03P4F181HP050 | BISCHOFF HIPAK ODS AB 5µm | C18 | 30 | 4 | 5 | 120 | L1 | no | HPLC Column | PEEK | 30 x 4,0 mm
Hypersil BDS clone | 04P4F181HP050 | BISCHOFF HIPAK ODS AB 5µm | C18 | 33 | 4 | 5 | 120 | L1 | no | HPLC Column | PEEK | 33 x 4,0 mm
Hypersil BDS clone | A4P4F181HP050 | BISCHOFF HIPAK ODS AB 5µm | C18 | 40 | 4 | 5 | 120 | L1 | no | HPLC Column | PEEK | 40 x 4,0 mm
Hypersil BDS clone | 05P4F181HP050 | BISCHOFF HIPAK ODS AB 5µm | C18 | 50 | 4 | 5 | 120 | L1 | no | HPLC Column | PEEK | 50 x 4,0 mm
Hypersil BDS clone | 06P4F181HP050 | BISCHOFF HIPAK ODS AB 5µm | C18 | 53 | 4 | 5 | 120 | L1 | no | HPLC Column | PEEK | 53 x 4,0 mm
Hypersil BDS clone | A6P4F181HP050 | BISCHOFF HIPAK ODS AB 5µm | C18 | 60 | 4 | 5 | 120 | L1 | no | HPLC Column | PEEK | 60 x 4,0 mm
Hypersil BDS clone | 07P4F181HP050 | BISCHOFF HIPAK ODS AB 5µm | C18 | 75 | 4 | 5 | 120 | L1 | no | HPLC Column | PEEK | 75 x 4,0 mm
Hypersil BDS clone | 10P4F181HP050 | BISCHOFF HIPAK ODS AB 5µm | C18 | 100 | 4 | 5 | 120 | L1 | no | HPLC Column | PEEK | 100 x 4,0 mm
Hypersil BDS clone | 12P4F181HP050 | BISCHOFF HIPAK ODS AB 5µm | C18 | 125 | 4 | 5 | 120 | L1 | no | HPLC Column | PEEK | 125 x 4,0 mm
Hypersil BDS clone | 15P4F181HP050 | BISCHOFF HIPAK ODS AB 5µm | C18 | 150 | 4 | 5 | 120 | L1 | no | HPLC Column | PEEK | 150 x 4,0 mm
Hypersil BDS clone | 20P4F181HP050 | BISCHOFF HIPAK ODS AB 5µm | C18 | 200 | 4 | 5 | 120 | L1 | no | HPLC Column | PEEK | 200 x 4,0 mm
Hypersil BDS clone | 25P4F181HP050 | BISCHOFF HIPAK ODS AB 5µm | C18 | 250 | 4 | 5 | 120 | L1 | no | HPLC Column | PEEK | 250 x 4,0 mm
Hypersil BDS clone | 30P4F181HP050 | BISCHOFF HIPAK ODS AB 5µm | C18 | 300 | 4 | 5 | 120 | L1 | no | HPLC Column | PEEK | 300 x 4,0 mm
Hypersil BDS clone | 6305F181HP050 | BISCHOFF HIPAK ODS AB 5µm | C18 | 5 | 4 | 5 | 120 | L1 | no | Cartridges (5 pcs.) | SS | 5 x 4,0 mm
Hypersil BDS clone | 6301F181HP050 | BISCHOFF HIPAK ODS AB 5µm | C18 | 10 | 4 | 5 | 120 | L1 | no | Cartridges (5 pcs.) | SS | 10 x 4,0 mm
Hypersil BDS clone | 6302F181HP050 | BISCHOFF HIPAK ODS AB 5µm | C18 | 20 | 4 | 5 | 120 | L1 | no | Cartridges (5 pcs.) | SS | 20 x 4,0 mm
Hypersil BDS clone | 63P1F181HP050 | BISCHOFF HIPAK ODS AB 5µm | C18 | 10 | 4 | 5 | 120 | L1 | no | Cartridges (5 pcs.) | PEEK | 10 x 4,0 mm
Hypersil BDS clone | 63P2F181HP050 | BISCHOFF HIPAK ODS AB 5µm | C18 | 20 | 4 | 5 | 120 | L1 | no | Cartridges (5 pcs.) | PEEK | 20 x 4,0 mm
Hypersil BDS clone | 6335F181HP050 | BISCHOFF HIPAK ODS AB 5µm | C18 | 5 | 3 | 5 | 120 | L1 | no | Cartridges (5 pcs.) | SS | 5 x 3,0 mm
Hypersil BDS clone | 6331F181HP050 | BISCHOFF HIPAK ODS AB 5µm | C18 | 10 | 3 | 5 | 120 | L1 | no | Cartridges (5 pcs.) | SS | 10 x 3,0 mm
Hypersil BDS clone | 6332F181HP050 | BISCHOFF HIPAK ODS AB 5µm | C18 | 20 | 3 | 5 | 120 | L1 | no | Cartridges (5 pcs.) | SS | 20 x 3,0 mm
Hypersil BDS clone | 6325F181HP050 | BISCHOFF HIPAK ODS AB 5µm | C18 | 5 | 2 | 5 | 120 | L1 | no | Cartridges (5 pcs.) | SS | 5 x 2,0 mm
Hypersil BDS clone | 6321F181HP050 | BISCHOFF HIPAK ODS AB 5µm | C18 | 10 | 2 | 5 | 120 | L1 | no | Cartridges (5 pcs.) | SS | 10 x 2,0 mm
Hypersil BDS clone | 6322F181HP050 | BISCHOFF HIPAK ODS AB 5µm | C18 | 20 | 2 | 5 | 120 | L1 | no | Cartridges (5 pcs.) | SS | 20 x 2,0 mm
Hypersil BDS clone | 0102F081HP030 | BISCHOFF HIPAK C8 AB 3µm | C8 | 14 | 2 | 3 | 120 | L7 | no | HPLC Column | SS | 14 x 2,0 mm
Hypersil BDS clone | 0103F081HP030 | BISCHOFF HIPAK C8 AB 3µm | C8 | 14 | 3 | 3 | 120 | L7 | no | HPLC Column | SS | 14 x 3,0 mm
Hypersil BDS clone | 0104F081HP030 | BISCHOFF HIPAK C8 AB 3µm | C8 | 14 | 4 | 3 | 120 | L7 | no | HPLC Column | SS | 14 x 4,0 mm
Hypersil BDS clone | 0146F081HP030 | BISCHOFF HIPAK C8 AB 3µm | C8 | 14 | 4.6 | 3 | 120 | L7 | no | HPLC Column | SS | 14 x 4,6 mm
Hypersil BDS clone | A202F081HP030 | BISCHOFF HIPAK C8 AB 3µm | C8 | 20 | 2 | 3 | 120 | L7 | no | HPLC Column | SS | 20 x 2,0 mm
Hypersil BDS clone | A203F081HP030 | BISCHOFF HIPAK C8 AB 3µm | C8 | 20 | 3 | 3 | 120 | L7 | no | HPLC Column | SS | 20 x 3,0 mm
Hypersil BDS clone | A204F081HP030 | BISCHOFF HIPAK C8 AB 3µm | C8 | 20 | 4 | 3 | 120 | L7 | no | HPLC Column | SS | 20 x 4,0 mm
Hypersil BDS clone | A246F081HP030 | BISCHOFF HIPAK C8 AB 3µm | C8 | 20 | 4.6 | 3 | 120 | L7 | no | HPLC Column | SS | 20 x 4,6 mm
Hypersil BDS clone | 0202F081HP030 | BISCHOFF HIPAK C8 AB 3µm | C8 | 25 | 2 | 3 | 120 | L7 | no | HPLC Column | SS | 25 x 2,0 mm
Hypersil BDS clone | 0203F081HP030 | BISCHOFF HIPAK C8 AB 3µm | C8 | 25 | 3 | 3 | 120 | L7 | no | HPLC Column | SS | 25 x 3,0 mm
Hypersil BDS clone | 0204F081HP030 | BISCHOFF HIPAK C8 AB 3µm | C8 | 25 | 4 | 3 | 120 | L7 | no | HPLC Column | SS | 25 x 4,0 mm
Hypersil BDS clone | 0246F081HP030 | BISCHOFF HIPAK C8 AB 3µm | C8 | 25 | 4.6 | 3 | 120 | L7 | no | HPLC Column | SS | 25 x 4,6 mm
Hypersil BDS clone | 0302F081HP030 | BISCHOFF HIPAK C8 AB 3µm | C8 | 30 | 2 | 3 | 120 | L7 | no | HPLC Column | SS | 30 x 2,0 mm
Hypersil BDS clone | 0303F081HP030 | BISCHOFF HIPAK C8 AB 3µm | C8 | 30 | 3 | 3 | 120 | L7 | no | HPLC Column | SS | 30 x 3,0 mm
Hypersil BDS clone | 0304F081HP030 | BISCHOFF HIPAK C8 AB 3µm | C8 | 30 | 4 | 3 | 120 | L7 | no | HPLC Column | SS | 30 x 4,0 mm
Hypersil BDS clone | 0346F081HP030 | BISCHOFF HIPAK C8 AB 3µm | C8 | 30 | 4.6 | 3 | 120 | L7 | no | HPLC Column | SS | 30 x 4,6 mm
Hypersil BDS clone | 0402F081HP030 | BISCHOFF HIPAK C8 AB 3µm | C8 | 33 | 2 | 3 | 120 | L7 | no | HPLC Column | SS | 33 x 2,0 mm
Hypersil BDS clone | 0403F081HP030 | BISCHOFF HIPAK C8 AB 3µm | C8 | 33 | 3 | 3 | 120 | L7 | no | HPLC Column | SS | 33 x 3,0 mm
Hypersil BDS clone | 0404F081HP030 | BISCHOFF HIPAK C8 AB 3µm | C8 | 33 | 4 | 3 | 120 | L7 | no | HPLC Column | SS | 33 x 4,0 mm
Hypersil BDS clone | 0446F081HP030 | BISCHOFF HIPAK C8 AB 3µm | C8 | 33 | 4.6 | 3 | 120 | L7 | no | HPLC Column | SS | 33 x 4,6 mm
Hypersil BDS clone | A402F081HP030 | BISCHOFF HIPAK C8 AB 3µm | C8 | 40 | 2 | 3 | 120 | L7 | no | HPLC Column | SS | 40 x 2,0 mm
Hypersil BDS clone | A403F081HP030 | BISCHOFF HIPAK C8 AB 3µm | C8 | 40 | 3 | 3 | 120 | L7 | no | HPLC Column | SS | 40 x 3,0 mm
Hypersil BDS clone | A404F081HP030 | BISCHOFF HIPAK C8 AB 3µm | C8 | 40 | 4 | 3 | 120 | L7 | no | HPLC Column | SS | 40 x 4,0 mm
Hypersil BDS clone | A446F081HP030 | BISCHOFF HIPAK C8 AB 3µm | C8 | 40 | 4.6 | 3 | 120 | L7 | no | HPLC Column | SS | 40 x 4,6 mm
Hypersil BDS clone | 0502F081HP030 | BISCHOFF HIPAK C8 AB 3µm | C8 | 50 | 2 | 3 | 120 | L7 | no | HPLC Column | SS | 50 x 2,0 mm
Hypersil BDS clone | 0503F081HP030 | BISCHOFF HIPAK C8 AB 3µm | C8 | 50 | 3 | 3 | 120 | L7 | no | HPLC Column | SS | 50 x 3,0 mm
Hypersil BDS clone | 0504F081HP030 | BISCHOFF HIPAK C8 AB 3µm | C8 | 50 | 4 | 3 | 120 | L7 | no | HPLC Column | SS | 50 x 4,0 mm
Hypersil BDS clone | 0546F081HP030 | BISCHOFF HIPAK C8 AB 3µm | C8 | 50 | 4.6 | 3 | 120 | L7 | no | HPLC Column | SS | 50 x 4,6 mm
Hypersil BDS clone | 0602F081HP030 | BISCHOFF HIPAK C8 AB 3µm | C8 | 53 | 2 | 3 | 120 | L7 | no | HPLC Column | SS | 53 x 2,0 mm
Hypersil BDS clone | 0603F081HP030 | BISCHOFF HIPAK C8 AB 3µm | C8 | 53 | 3 | 3 | 120 | L7 | no | HPLC Column | SS | 53 x 3,0 mm
Hypersil BDS clone | 0604F081HP030 | BISCHOFF HIPAK C8 AB 3µm | C8 | 53 | 4 | 3 | 120 | L7 | no | HPLC Column | SS | 53 x 4,0 mm
Hypersil BDS clone | 0646F081HP030 | BISCHOFF HIPAK C8 AB 3µm | C8 | 53 | 4.6 | 3 | 120 | L7 | no | HPLC Column | SS | 53 x 4,6 mm
Hypersil BDS clone | A602F081HP030 | BISCHOFF HIPAK C8 AB 3µm | C8 | 60 | 2 | 3 | 120 | L7 | no | HPLC Column | SS | 60 x 2,0 mm
Hypersil BDS clone | A603F081HP030 | BISCHOFF HIPAK C8 AB 3µm | C8 | 60 | 3 | 3 | 120 | L7 | no | HPLC Column | SS | 60 x 3,0 mm
Hypersil BDS clone | A604F081HP030 | BISCHOFF HIPAK C8 AB 3µm | C8 | 60 | 4 | 3 | 120 | L7 | no | HPLC Column | SS | 60 x 4,0 mm
Hypersil BDS clone | A646F081HP030 | BISCHOFF HIPAK C8 AB 3µm | C8 | 60 | 4.6 | 3 | 120 | L7 | no | HPLC Column | SS | 60 x 4,6 mm
Hypersil BDS clone | 0702F081HP030 | BISCHOFF HIPAK C8 AB 3µm | C8 | 75 | 2 | 3 | 120 | L7 | no | HPLC Column | SS | 75 x 2,0 mm
Hypersil BDS clone | 0703F081HP030 | BISCHOFF HIPAK C8 AB 3µm | C8 | 75 | 3 | 3 | 120 | L7 | no | HPLC Column | SS | 75 x 3,0 mm
Hypersil BDS clone | 0704F081HP030 | BISCHOFF HIPAK C8 AB 3µm | C8 | 75 | 4 | 3 | 120 | L7 | no | HPLC Column | SS | 75 x 4,0 mm
Hypersil BDS clone | 0746F081HP030 | BISCHOFF HIPAK C8 AB 3µm | C8 | 75 | 4.6 | 3 | 120 | L7 | no | HPLC Column | SS | 75 x 4,6 mm
Hypersil BDS clone | 1002F081HP030 | BISCHOFF HIPAK C8 AB 3µm | C8 | 100 | 2 | 3 | 120 | L7 | no | HPLC Column | SS | 100 x 2,0 mm
Hypersil BDS clone | 1003F081HP030 | BISCHOFF HIPAK C8 AB 3µm | C8 | 100 | 3 | 3 | 120 | L7 | no | HPLC Column | SS | 100 x 3,0 mm
Hypersil BDS clone | 1004F081HP030 | BISCHOFF HIPAK C8 AB 3µm | C8 | 100 | 4 | 3 | 120 | L7 | no | HPLC Column | SS | 100 x 4,0 mm
Hypersil BDS clone | 1046F081HP030 | BISCHOFF HIPAK C8 AB 3µm | C8 | 100 | 4.6 | 3 | 120 | L7 | no | HPLC Column | SS | 100 x 4,6 mm
Hypersil BDS clone | 1202F081HP030 | BISCHOFF HIPAK C8 AB 3µm | C8 | 125 | 2 | 3 | 120 | L7 | no | HPLC Column | SS | 125 x 2,0 mm
Hypersil BDS clone | 1203F081HP030 | BISCHOFF HIPAK C8 AB 3µm | C8 | 125 | 3 | 3 | 120 | L7 | no | HPLC Column | SS | 125 x 3,0 mm
Hypersil BDS clone | 1204F081HP030 | BISCHOFF HIPAK C8 AB 3µm | C8 | 125 | 4 | 3 | 120 | L7 | no | HPLC Column | SS | 125 x 4,0 mm
Hypersil BDS clone | 1246F081HP030 | BISCHOFF HIPAK C8 AB 3µm | C8 | 125 | 4.6 | 3 | 120 | L7 | no | HPLC Column | SS | 125 x 4,6 mm
Hypersil BDS clone | 1502F081HP030 | BISCHOFF HIPAK C8 AB 3µm | C8 | 150 | 2 | 3 | 120 | L7 | no | HPLC Column | SS | 150 x 2,0 mm
Hypersil BDS clone | 1503F081HP030 | BISCHOFF HIPAK C8 AB 3µm | C8 | 150 | 3 | 3 | 120 | L7 | no | HPLC Column | SS | 150 x 3,0 mm
Hypersil BDS clone | 1504F081HP030 | BISCHOFF HIPAK C8 AB 3µm | C8 | 150 | 4 | 3 | 120 | L7 | no | HPLC Column | SS | 150 x 4,0 mm
Hypersil BDS clone | 1546F081HP030 | BISCHOFF HIPAK C8 AB 3µm | C8 | 150 | 4.6 | 3 | 120 | L7 | no | HPLC Column | SS | 150 x 4,6 mm
Hypersil BDS clone | 2002F081HP030 | BISCHOFF HIPAK C8 AB 3µm | C8 | 200 | 2 | 3 | 120 | L7 | no | HPLC Column | SS | 200 x 2,0 mm
Hypersil BDS clone | 2003F081HP030 | BISCHOFF HIPAK C8 AB 3µm | C8 | 200 | 3 | 3 | 120 | L7 | no | HPLC Column | SS | 200 x 3,0 mm
Hypersil BDS clone | 2004F081HP030 | BISCHOFF HIPAK C8 AB 3µm | C8 | 200 | 4 | 3 | 120 | L7 | no | HPLC Column | SS | 200 x 4,0 mm
Hypersil BDS clone | 2046F081HP030 | BISCHOFF HIPAK C8 AB 3µm | C8 | 200 | 4.6 | 3 | 120 | L7 | no | HPLC Column | SS | 200 x 4,6 mm
Hypersil BDS clone | 2502F081HP030 | BISCHOFF HIPAK C8 AB 3µm | C8 | 250 | 2 | 3 | 120 | L7 | no | HPLC Column | SS | 250 x 2,0 mm
Hypersil BDS clone | 2503F081HP030 | BISCHOFF HIPAK C8 AB 3µm | C8 | 250 | 3 | 3 | 120 | L7 | no | HPLC Column | SS | 250 x 3,0 mm
Hypersil BDS clone | 2504F081HP030 | BISCHOFF HIPAK C8 AB 3µm | C8 | 250 | 4 | 3 | 120 | L7 | no | HPLC Column | SS | 250 x 4,0 mm
Hypersil BDS clone | 2546F081HP030 | BISCHOFF HIPAK C8 AB 3µm | C8 | 250 | 4.6 | 3 | 120 | L7 | no | HPLC Column | SS | 250 x 4,6 mm
Hypersil BDS clone | 3002F081HP030 | BISCHOFF HIPAK C8 AB 3µm | C8 | 300 | 2 | 3 | 120 | L7 | no | HPLC Column | SS | 300 x 2,0 mm
Hypersil BDS clone | 3003F081HP030 | BISCHOFF HIPAK C8 AB 3µm | C8 | 300 | 3 | 3 | 120 | L7 | no | HPLC Column | SS | 300 x 3,0 mm
Hypersil BDS clone | 3004F081HP030 | BISCHOFF HIPAK C8 AB 3µm | C8 | 300 | 4 | 3 | 120 | L7 | no | HPLC Column | SS | 300 x 4,0 mm
Hypersil BDS clone | 3046F081HP030 | BISCHOFF HIPAK C8 AB 3µm | C8 | 300 | 4.6 | 3 | 120 | L7 | no | HPLC Column | SS | 300 x 4,6 mm
Hypersil BDS clone | 01P4F081HP030 | BISCHOFF HIPAK C8 AB 3µm | C8 | 14 | 4 | 3 | 120 | L7 | no | HPLC Column | PEEK | 14 x 4,0 mm
Hypersil BDS clone | A2P4F081HP030 | BISCHOFF HIPAK C8 AB 3µm | C8 | 20 | 4 | 3 | 120 | L7 | no | HPLC Column | PEEK | 20 x 4,0 mm
Hypersil BDS clone | 02P4F081HP030 | BISCHOFF HIPAK C8 AB 3µm | C8 | 25 | 4 | 3 | 120 | L7 | no | HPLC Column | PEEK | 25 x 4,0 mm
Hypersil BDS clone | 03P4F081HP030 | BISCHOFF HIPAK C8 AB 3µm | C8 | 30 | 4 | 3 | 120 | L7 | no | HPLC Column | PEEK | 30 x 4,0 mm
Hypersil BDS clone | 04P4F081HP030 | BISCHOFF HIPAK C8 AB 3µm | C8 | 33 | 4 | 3 | 120 | L7 | no | HPLC Column | PEEK | 33 x 4,0 mm
Hypersil BDS clone | A4P4F081HP030 | BISCHOFF HIPAK C8 AB 3µm | C8 | 40 | 4 | 3 | 120 | L7 | no | HPLC Column | PEEK | 40 x 4,0 mm
Hypersil BDS clone | 05P4F081HP030 | BISCHOFF HIPAK C8 AB 3µm | C8 | 50 | 4 | 3 | 120 | L7 | no | HPLC Column | PEEK | 50 x 4,0 mm
Hypersil BDS clone | 06P4F081HP030 | BISCHOFF HIPAK C8 AB 3µm | C8 | 53 | 4 | 3 | 120 | L7 | no | HPLC Column | PEEK | 53 x 4,0 mm
Hypersil BDS clone | A6P4F081HP030 | BISCHOFF HIPAK C8 AB 3µm | C8 | 60 | 4 | 3 | 120 | L7 | no | HPLC Column | PEEK | 60 x 4,0 mm
Hypersil BDS clone | 07P4F081HP030 | BISCHOFF HIPAK C8 AB 3µm | C8 | 75 | 4 | 3 | 120 | L7 | no | HPLC Column | PEEK | 75 x 4,0 mm
Hypersil BDS clone | 10P4F081HP030 | BISCHOFF HIPAK C8 AB 3µm | C8 | 100 | 4 | 3 | 120 | L7 | no | HPLC Column | PEEK | 100 x 4,0 mm
Hypersil BDS clone | 12P4F081HP030 | BISCHOFF HIPAK C8 AB 3µm | C8 | 125 | 4 | 3 | 120 | L7 | no | HPLC Column | PEEK | 125 x 4,0 mm
Hypersil BDS clone | 15P4F081HP030 | BISCHOFF HIPAK C8 AB 3µm | C8 | 150 | 4 | 3 | 120 | L7 | no | HPLC Column | PEEK | 150 x 4,0 mm
Hypersil BDS clone | 20P4F081HP030 | BISCHOFF HIPAK C8 AB 3µm | C8 | 200 | 4 | 3 | 120 | L7 | no | HPLC Column | PEEK | 200 x 4,0 mm
Hypersil BDS clone | 25P4F081HP030 | BISCHOFF HIPAK C8 AB 3µm | C8 | 250 | 4 | 3 | 120 | L7 | no | HPLC Column | PEEK | 250 x 4,0 mm
Hypersil BDS clone | 30P4F081HP030 | BISCHOFF HIPAK C8 AB 3µm | C8 | 300 | 4 | 3 | 120 | L7 | no | HPLC Column | PEEK | 300 x 4,0 mm
Hypersil BDS clone | 6305F081HP030 | BISCHOFF HIPAK C8 AB 3µm | C8 | 5 | 4 | 3 | 120 | L7 | no | Cartridges (5 pcs.) | SS | 5 x 4,0 mm
Hypersil BDS clone | 6301F081HP030 | BISCHOFF HIPAK C8 AB 3µm | C8 | 10 | 4 | 3 | 120 | L7 | no | Cartridges (5 pcs.) | SS | 10 x 4,0 mm
Hypersil BDS clone | 6302F081HP030 | BISCHOFF HIPAK C8 AB 3µm | C8 | 20 | 4 | 3 | 120 | L7 | no | Cartridges (5 pcs.) | SS | 20 x 4,0 mm
Hypersil BDS clone | 63P1F081HP030 | BISCHOFF HIPAK C8 AB 3µm | C8 | 10 | 4 | 3 | 120 | L7 | no | Cartridges (5 pcs.) | PEEK | 10 x 4,0 mm
Hypersil BDS clone | 63P2F081HP030 | BISCHOFF HIPAK C8 AB 3µm | C8 | 20 | 4 | 3 | 120 | L7 | no | Cartridges (5 pcs.) | PEEK | 20 x 4,0 mm
Hypersil BDS clone | 6335F081HP030 | BISCHOFF HIPAK C8 AB 3µm | C8 | 5 | 3 | 3 | 120 | L7 | no | Cartridges (5 pcs.) | SS | 5 x 3,0 mm
Hypersil BDS clone | 6331F081HP030 | BISCHOFF HIPAK C8 AB 3µm | C8 | 10 | 3 | 3 | 120 | L7 | no | Cartridges (5 pcs.) | SS | 10 x 3,0 mm
Hypersil BDS clone | 6332F081HP030 | BISCHOFF HIPAK C8 AB 3µm | C8 | 20 | 3 | 3 | 120 | L7 | no | Cartridges (5 pcs.) | SS | 20 x 3,0 mm
Hypersil BDS clone | 6325F081HP030 | BISCHOFF HIPAK C8 AB 3µm | C8 | 5 | 2 | 3 | 120 | L7 | no | Cartridges (5 pcs.) | SS | 5 x 2,0 mm
Hypersil BDS clone | 6321F081HP030 | BISCHOFF HIPAK C8 AB 3µm | C8 | 10 | 2 | 3 | 120 | L7 | no | Cartridges (5 pcs.) | SS | 10 x 2,0 mm
Hypersil BDS clone | 6322F081HP030 | BISCHOFF HIPAK C8 AB 3µm | C8 | 20 | 2 | 3 | 120 | L7 | no | Cartridges (5 pcs.) | SS | 20 x 2,0 mm
Hypersil BDS clone | 0102F081HP050 | BISCHOFF HIPAK C8 AB 5µm | C8 | 14 | 2 | 5 | 120 | L7 | no | HPLC Column | SS | 14 x 2,0 mm
Hypersil BDS clone | 0103F081HP050 | BISCHOFF HIPAK C8 AB 5µm | C8 | 14 | 3 | 5 | 120 | L7 | no | HPLC Column | SS | 14 x 3,0 mm
Hypersil BDS clone | 0104F081HP050 | BISCHOFF HIPAK C8 AB 5µm | C8 | 14 | 4 | 5 | 120 | L7 | no | HPLC Column | SS | 14 x 4,0 mm
Hypersil BDS clone | 0146F081HP050 | BISCHOFF HIPAK C8 AB 5µm | C8 | 14 | 4.6 | 5 | 120 | L7 | no | HPLC Column | SS | 14 x 4,6 mm
Hypersil BDS clone | A202F081HP050 | BISCHOFF HIPAK C8 AB 5µm | C8 | 20 | 2 | 5 | 120 | L7 | no | HPLC Column | SS | 20 x 2,0 mm
Hypersil BDS clone | A203F081HP050 | BISCHOFF HIPAK C8 AB 5µm | C8 | 20 | 3 | 5 | 120 | L7 | no | HPLC Column | SS | 20 x 3,0 mm
Hypersil BDS clone | A204F081HP050 | BISCHOFF HIPAK C8 AB 5µm | C8 | 20 | 4 | 5 | 120 | L7 | no | HPLC Column | SS | 20 x 4,0 mm
Hypersil BDS clone | A246F081HP050 | BISCHOFF HIPAK C8 AB 5µm | C8 | 20 | 4.6 | 5 | 120 | L7 | no | HPLC Column | SS | 20 x 4,6 mm
Hypersil BDS clone | 0202F081HP050 | BISCHOFF HIPAK C8 AB 5µm | C8 | 25 | 2 | 5 | 120 | L7 | no | HPLC Column | SS | 25 x 2,0 mm
Hypersil BDS clone | 0203F081HP050 | BISCHOFF HIPAK C8 AB 5µm | C8 | 25 | 3 | 5 | 120 | L7 | no | HPLC Column | SS | 25 x 3,0 mm
Hypersil BDS clone | 0204F081HP050 | BISCHOFF HIPAK C8 AB 5µm | C8 | 25 | 4 | 5 | 120 | L7 | no | HPLC Column | SS | 25 x 4,0 mm
Hypersil BDS clone | 0246F081HP050 | BISCHOFF HIPAK C8 AB 5µm | C8 | 25 | 4.6 | 5 | 120 | L7 | no | HPLC Column | SS | 25 x 4,6 mm
Hypersil BDS clone | 0302F081HP050 | BISCHOFF HIPAK C8 AB 5µm | C8 | 30 | 2 | 5 | 120 | L7 | no | HPLC Column | SS | 30 x 2,0 mm
Hypersil BDS clone | 0303F081HP050 | BISCHOFF HIPAK C8 AB 5µm | C8 | 30 | 3 | 5 | 120 | L7 | no | HPLC Column | SS | 30 x 3,0 mm
Hypersil BDS clone | 0304F081HP050 | BISCHOFF HIPAK C8 AB 5µm | C8 | 30 | 4 | 5 | 120 | L7 | no | HPLC Column | SS | 30 x 4,0 mm
Hypersil BDS clone | 0346F081HP050 | BISCHOFF HIPAK C8 AB 5µm | C8 | 30 | 4.6 | 5 | 120 | L7 | no | HPLC Column | SS | 30 x 4,6 mm
Hypersil BDS clone | 0402F081HP050 | BISCHOFF HIPAK C8 AB 5µm | C8 | 33 | 2 | 5 | 120 | L7 | no | HPLC Column | SS | 33 x 2,0 mm
Hypersil BDS clone | 0403F081HP050 | BISCHOFF HIPAK C8 AB 5µm | C8 | 33 | 3 | 5 | 120 | L7 | no | HPLC Column | SS | 33 x 3,0 mm
Hypersil BDS clone | 0404F081HP050 | BISCHOFF HIPAK C8 AB 5µm | C8 | 33 | 4 | 5 | 120 | L7 | no | HPLC Column | SS | 33 x 4,0 mm
Hypersil BDS clone | 0446F081HP050 | BISCHOFF HIPAK C8 AB 5µm | C8 | 33 | 4.6 | 5 | 120 | L7 | no | HPLC Column | SS | 33 x 4,6 mm
Hypersil BDS clone | A402F081HP050 | BISCHOFF HIPAK C8 AB 5µm | C8 | 40 | 2 | 5 | 120 | L7 | no | HPLC Column | SS | 40 x 2,0 mm
Hypersil BDS clone | A403F081HP050 | BISCHOFF HIPAK C8 AB 5µm | C8 | 40 | 3 | 5 | 120 | L7 | no | HPLC Column | SS | 40 x 3,0 mm
Hypersil BDS clone | A404F081HP050 | BISCHOFF HIPAK C8 AB 5µm | C8 | 40 | 4 | 5 | 120 | L7 | no | HPLC Column | SS | 40 x 4,0 mm
Hypersil BDS clone | A446F081HP050 | BISCHOFF HIPAK C8 AB 5µm | C8 | 40 | 4.6 | 5 | 120 | L7 | no | HPLC Column | SS | 40 x 4,6 mm
Hypersil BDS clone | 0502F081HP050 | BISCHOFF HIPAK C8 AB 5µm | C8 | 50 | 2 | 5 | 120 | L7 | no | HPLC Column | SS | 50 x 2,0 mm
Hypersil BDS clone | 0503F081HP050 | BISCHOFF HIPAK C8 AB 5µm | C8 | 50 | 3 | 5 | 120 | L7 | no | HPLC Column | SS | 50 x 3,0 mm
Hypersil BDS clone | 0504F081HP050 | BISCHOFF HIPAK C8 AB 5µm | C8 | 50 | 4 | 5 | 120 | L7 | no | HPLC Column | SS | 50 x 4,0 mm
Hypersil BDS clone | 0546F081HP050 | BISCHOFF HIPAK C8 AB 5µm | C8 | 50 | 4.6 | 5 | 120 | L7 | no | HPLC Column | SS | 50 x 4,6 mm
Hypersil BDS clone | 0602F081HP050 | BISCHOFF HIPAK C8 AB 5µm | C8 | 53 | 2 | 5 | 120 | L7 | no | HPLC Column | SS | 53 x 2,0 mm
Hypersil BDS clone | 0603F081HP050 | BISCHOFF HIPAK C8 AB 5µm | C8 | 53 | 3 | 5 | 120 | L7 | no | HPLC Column | SS | 53 x 3,0 mm
Hypersil BDS clone | 0604F081HP050 | BISCHOFF HIPAK C8 AB 5µm | C8 | 53 | 4 | 5 | 120 | L7 | no | HPLC Column | SS | 53 x 4,0 mm
Hypersil BDS clone | 0646F081HP050 | BISCHOFF HIPAK C8 AB 5µm | C8 | 53 | 4.6 | 5 | 120 | L7 | no | HPLC Column | SS | 53 x 4,6 mm
Hypersil BDS clone | A602F081HP050 | BISCHOFF HIPAK C8 AB 5µm | C8 | 60 | 2 | 5 | 120 | L7 | no | HPLC Column | SS | 60 x 2,0 mm
Hypersil BDS clone | A603F081HP050 | BISCHOFF HIPAK C8 AB 5µm | C8 | 60 | 3 | 5 | 120 | L7 | no | HPLC Column | SS | 60 x 3,0 mm
Hypersil BDS clone | A604F081HP050 | BISCHOFF HIPAK C8 AB 5µm | C8 | 60 | 4 | 5 | 120 | L7 | no | HPLC Column | SS | 60 x 4,0 mm
Hypersil BDS clone | A646F081HP050 | BISCHOFF HIPAK C8 AB 5µm | C8 | 60 | 4.6 | 5 | 120 | L7 | no | HPLC Column | SS | 60 x 4,6 mm
Hypersil BDS clone | 0702F081HP050 | BISCHOFF HIPAK C8 AB 5µm | C8 | 75 | 2 | 5 | 120 | L7 | no | HPLC Column | SS | 75 x 2,0 mm
Hypersil BDS clone | 0703F081HP050 | BISCHOFF HIPAK C8 AB 5µm | C8 | 75 | 3 | 5 | 120 | L7 | no | HPLC Column | SS | 75 x 3,0 mm
Hypersil BDS clone | 0704F081HP050 | BISCHOFF HIPAK C8 AB 5µm | C8 | 75 | 4 | 5 | 120 | L7 | no | HPLC Column | SS | 75 x 4,0 mm
Hypersil BDS clone | 0746F081HP050 | BISCHOFF HIPAK C8 AB 5µm | C8 | 75 | 4.6 | 5 | 120 | L7 | no | HPLC Column | SS | 75 x 4,6 mm
Hypersil BDS clone | 1002F081HP050 | BISCHOFF HIPAK C8 AB 5µm | C8 | 100 | 2 | 5 | 120 | L7 | no | HPLC Column | SS | 100 x 2,0 mm
Hypersil BDS clone | 1003F081HP050 | BISCHOFF HIPAK C8 AB 5µm | C8 | 100 | 3 | 5 | 120 | L7 | no | HPLC Column | SS | 100 x 3,0 mm
Hypersil BDS clone | 1004F081HP050 | BISCHOFF HIPAK C8 AB 5µm | C8 | 100 | 4 | 5 | 120 | L7 | no | HPLC Column | SS | 100 x 4,0 mm
Hypersil BDS clone | 1046F081HP050 | BISCHOFF HIPAK C8 AB 5µm | C8 | 100 | 4.6 | 5 | 120 | L7 | no | HPLC Column | SS | 100 x 4,6 mm
Hypersil BDS clone | 1202F081HP050 | BISCHOFF HIPAK C8 AB 5µm | C8 | 125 | 2 | 5 | 120 | L7 | no | HPLC Column | SS | 125 x 2,0 mm
Hypersil BDS clone | 1203F081HP050 | BISCHOFF HIPAK C8 AB 5µm | C8 | 125 | 3 | 5 | 120 | L7 | no | HPLC Column | SS | 125 x 3,0 mm
Hypersil BDS clone | 1204F081HP050 | BISCHOFF HIPAK C8 AB 5µm | C8 | 125 | 4 | 5 | 120 | L7 | no | HPLC Column | SS | 125 x 4,0 mm
Hypersil BDS clone | 1246F081HP050 | BISCHOFF HIPAK C8 AB 5µm | C8 | 125 | 4.6 | 5 | 120 | L7 | no | HPLC Column | SS | 125 x 4,6 mm
Hypersil BDS clone | 1502F081HP050 | BISCHOFF HIPAK C8 AB 5µm | C8 | 150 | 2 | 5 | 120 | L7 | no | HPLC Column | SS | 150 x 2,0 mm
Hypersil BDS clone | 1503F081HP050 | BISCHOFF HIPAK C8 AB 5µm | C8 | 150 | 3 | 5 | 120 | L7 | no | HPLC Column | SS | 150 x 3,0 mm
Hypersil BDS clone | 1504F081HP050 | BISCHOFF HIPAK C8 AB 5µm | C8 | 150 | 4 | 5 | 120 | L7 | no | HPLC Column | SS | 150 x 4,0 mm
Hypersil BDS clone | 1546F081HP050 | BISCHOFF HIPAK C8 AB 5µm | C8 | 150 | 4.6 | 5 | 120 | L7 | no | HPLC Column | SS | 150 x 4,6 mm
Hypersil BDS clone | 2002F081HP050 | BISCHOFF HIPAK C8 AB 5µm | C8 | 200 | 2 | 5 | 120 | L7 | no | HPLC Column | SS | 200 x 2,0 mm
Hypersil BDS clone | 2003F081HP050 | BISCHOFF HIPAK C8 AB 5µm | C8 | 200 | 3 | 5 | 120 | L7 | no | HPLC Column | SS | 200 x 3,0 mm
Hypersil BDS clone | 2004F081HP050 | BISCHOFF HIPAK C8 AB 5µm | C8 | 200 | 4 | 5 | 120 | L7 | no | HPLC Column | SS | 200 x 4,0 mm
Hypersil BDS clone | 2046F081HP050 | BISCHOFF HIPAK C8 AB 5µm | C8 | 200 | 4.6 | 5 | 120 | L7 | no | HPLC Column | SS | 200 x 4,6 mm
Hypersil BDS clone | 2502F081HP050 | BISCHOFF HIPAK C8 AB 5µm | C8 | 250 | 2 | 5 | 120 | L7 | no | HPLC Column | SS | 250 x 2,0 mm
Hypersil BDS clone | 2503F081HP050 | BISCHOFF HIPAK C8 AB 5µm | C8 | 250 | 3 | 5 | 120 | L7 | no | HPLC Column | SS | 250 x 3,0 mm
Hypersil BDS clone | 2504F081HP050 | BISCHOFF HIPAK C8 AB 5µm | C8 | 250 | 4 | 5 | 120 | L7 | no | HPLC Column | SS | 250 x 4,0 mm
Hypersil BDS clone | 2546F081HP050 | BISCHOFF HIPAK C8 AB 5µm | C8 | 250 | 4.6 | 5 | 120 | L7 | no | HPLC Column | SS | 250 x 4,6 mm
Hypersil BDS clone | 3002F081HP050 | BISCHOFF HIPAK C8 AB 5µm | C8 | 300 | 2 | 5 | 120 | L7 | no | HPLC Column | SS | 300 x 2,0 mm
Hypersil BDS clone | 3003F081HP050 | BISCHOFF HIPAK C8 AB 5µm | C8 | 300 | 3 | 5 | 120 | L7 | no | HPLC Column | SS | 300 x 3,0 mm
Hypersil BDS clone | 3004F081HP050 | BISCHOFF HIPAK C8 AB 5µm | C8 | 300 | 4 | 5 | 120 | L7 | no | HPLC Column | SS | 300 x 4,0 mm
Hypersil BDS clone | 3046F081HP050 | BISCHOFF HIPAK C8 AB 5µm | C8 | 300 | 4.6 | 5 | 120 | L7 | no | HPLC Column | SS | 300 x 4,6 mm
Hypersil BDS clone | 01P4F081HP050 | BISCHOFF HIPAK C8 AB 5µm | C8 | 14 | 4 | 5 | 120 | L7 | no | HPLC Column | PEEK | 14 x 4,0 mm
Hypersil BDS clone | A2P4F081HP050 | BISCHOFF HIPAK C8 AB 5µm | C8 | 20 | 4 | 5 | 120 | L7 | no | HPLC Column | PEEK | 20 x 4,0 mm
Hypersil BDS clone | 02P4F081HP050 | BISCHOFF HIPAK C8 AB 5µm | C8 | 25 | 4 | 5 | 120 | L7 | no | HPLC Column | PEEK | 25 x 4,0 mm
Hypersil BDS clone | 03P4F081HP050 | BISCHOFF HIPAK C8 AB 5µm | C8 | 30 | 4 | 5 | 120 | L7 | no | HPLC Column | PEEK | 30 x 4,0 mm
Hypersil BDS clone | 04P4F081HP050 | BISCHOFF HIPAK C8 AB 5µm | C8 | 33 | 4 | 5 | 120 | L7 | no | HPLC Column | PEEK | 33 x 4,0 mm
Hypersil BDS clone | A4P4F081HP050 | BISCHOFF HIPAK C8 AB 5µm | C8 | 40 | 4 | 5 | 120 | L7 | no | HPLC Column | PEEK | 40 x 4,0 mm
Hypersil BDS clone | 05P4F081HP050 | BISCHOFF HIPAK C8 AB 5µm | C8 | 50 | 4 | 5 | 120 | L7 | no | HPLC Column | PEEK | 50 x 4,0 mm
Hypersil BDS clone | 06P4F081HP050 | BISCHOFF HIPAK C8 AB 5µm | C8 | 53 | 4 | 5 | 120 | L7 | no | HPLC Column | PEEK | 53 x 4,0 mm
Hypersil BDS clone | A6P4F081HP050 | BISCHOFF HIPAK C8 AB 5µm | C8 | 60 | 4 | 5 | 120 | L7 | no | HPLC Column | PEEK | 60 x 4,0 mm
Hypersil BDS clone | 07P4F081HP050 | BISCHOFF HIPAK C8 AB 5µm | C8 | 75 | 4 | 5 | 120 | L7 | no | HPLC Column | PEEK | 75 x 4,0 mm
Hypersil BDS clone | 10P4F081HP050 | BISCHOFF HIPAK C8 AB 5µm | C8 | 100 | 4 | 5 | 120 | L7 | no | HPLC Column | PEEK | 100 x 4,0 mm
Hypersil BDS clone | 12P4F081HP050 | BISCHOFF HIPAK C8 AB 5µm | C8 | 125 | 4 | 5 | 120 | L7 | no | HPLC Column | PEEK | 125 x 4,0 mm
Hypersil BDS clone | 15P4F081HP050 | BISCHOFF HIPAK C8 AB 5µm | C8 | 150 | 4 | 5 | 120 | L7 | no | HPLC Column | PEEK | 150 x 4,0 mm
Hypersil BDS clone | 20P4F081HP050 | BISCHOFF HIPAK C8 AB 5µm | C8 | 200 | 4 | 5 | 120 | L7 | no | HPLC Column | PEEK | 200 x 4,0 mm
Hypersil BDS clone | 25P4F081HP050 | BISCHOFF HIPAK C8 AB 5µm | C8 | 250 | 4 | 5 | 120 | L7 | no | HPLC Column | PEEK | 250 x 4,0 mm
Hypersil BDS clone | 30P4F081HP050 | BISCHOFF HIPAK C8 AB 5µm | C8 | 300 | 4 | 5 | 120 | L7 | no | HPLC Column | PEEK | 300 x 4,0 mm
Hypersil BDS clone | 6305F081HP050 | BISCHOFF HIPAK C8 AB 5µm | C8 | 5 | 4 | 5 | 120 | L7 | no | Cartridges (5 pcs.) | SS | 5 x 4,0 mm
Hypersil BDS clone | 6301F081HP050 | BISCHOFF HIPAK C8 AB 5µm | C8 | 10 | 4 | 5 | 120 | L7 | no | Cartridges (5 pcs.) | SS | 10 x 4,0 mm
Hypersil BDS clone | 6302F081HP050 | BISCHOFF HIPAK C8 AB 5µm | C8 | 20 | 4 | 5 | 120 | L7 | no | Cartridges (5 pcs.) | SS | 20 x 4,0 mm
Hypersil BDS clone | 63P1F081HP050 | BISCHOFF HIPAK C8 AB 5µm | C8 | 10 | 4 | 5 | 120 | L7 | no | Cartridges (5 pcs.) | PEEK | 10 x 4,0 mm
Hypersil BDS clone | 63P2F081HP050 | BISCHOFF HIPAK C8 AB 5µm | C8 | 20 | 4 | 5 | 120 | L7 | no | Cartridges (5 pcs.) | PEEK | 20 x 4,0 mm
Hypersil BDS clone | 6335F081HP050 | BISCHOFF HIPAK C8 AB 5µm | C8 | 5 | 3 | 5 | 120 | L7 | no | Cartridges (5 pcs.) | SS | 5 x 3,0 mm
Hypersil BDS clone | 6331F081HP050 | BISCHOFF HIPAK C8 AB 5µm | C8 | 10 | 3 | 5 | 120 | L7 | no | Cartridges (5 pcs.) | SS | 10 x 3,0 mm
Hypersil BDS clone | 6332F081HP050 | BISCHOFF HIPAK C8 AB 5µm | C8 | 20 | 3 | 5 | 120 | L7 | no | Cartridges (5 pcs.) | SS | 20 x 3,0 mm
Hypersil BDS clone | 6325F081HP050 | BISCHOFF HIPAK C8 AB 5µm | C8 | 5 | 2 | 5 | 120 | L7 | no | Cartridges (5 pcs.) | SS | 5 x 2,0 mm
Hypersil BDS clone | 6321F081HP050 | BISCHOFF HIPAK C8 AB 5µm | C8 | 10 | 2 | 5 | 120 | L7 | no | Cartridges (5 pcs.) | SS | 10 x 2,0 mm
Hypersil BDS clone | 6322F081HP050 | BISCHOFF HIPAK C8 AB 5µm | C8 | 20 | 2 | 5 | 120 | L7 | no | Cartridges (5 pcs.) | SS | 20 x 2,0 mm
PolyEncap | 0102F040PE030 | BISCHOFF PolyEncap 120A Polymer/C4 3µm | C4 | 14 | 2 | 3 | 120 |  | no | HPLC Column | SS | 14 x 2,0 mm
PolyEncap | 0103F040PE030 | BISCHOFF PolyEncap 120A Polymer/C4 3µm | C4 | 14 | 3 | 3 | 120 |  | no | HPLC Column | SS | 14 x 3,0 mm
PolyEncap | 0104F040PE030 | BISCHOFF PolyEncap 120A Polymer/C4 3µm | C4 | 14 | 4 | 3 | 120 |  | no | HPLC Column | SS | 14 x 4,0 mm
PolyEncap | 0146F040PE030 | BISCHOFF PolyEncap 120A Polymer/C4 3µm | C4 | 14 | 4.6 | 3 | 120 |  | no | HPLC Column | SS | 14 x 4,6 mm
PolyEncap | A202F040PE030 | BISCHOFF PolyEncap 120A Polymer/C4 3µm | C4 | 20 | 2 | 3 | 120 |  | no | HPLC Column | SS | 20 x 2,0 mm
PolyEncap | A203F040PE030 | BISCHOFF PolyEncap 120A Polymer/C4 3µm | C4 | 20 | 3 | 3 | 120 |  | no | HPLC Column | SS | 20 x 3,0 mm
PolyEncap | A204F040PE030 | BISCHOFF PolyEncap 120A Polymer/C4 3µm | C4 | 20 | 4 | 3 | 120 |  | no | HPLC Column | SS | 20 x 4,0 mm
PolyEncap | A246F040PE030 | BISCHOFF PolyEncap 120A Polymer/C4 3µm | C4 | 20 | 4.6 | 3 | 120 |  | no | HPLC Column | SS | 20 x 4,6 mm
PolyEncap | 0202F040PE030 | BISCHOFF PolyEncap 120A Polymer/C4 3µm | C4 | 25 | 2 | 3 | 120 |  | no | HPLC Column | SS | 25 x 2,0 mm
PolyEncap | 0203F040PE030 | BISCHOFF PolyEncap 120A Polymer/C4 3µm | C4 | 25 | 3 | 3 | 120 |  | no | HPLC Column | SS | 25 x 3,0 mm
PolyEncap | 0204F040PE030 | BISCHOFF PolyEncap 120A Polymer/C4 3µm | C4 | 25 | 4 | 3 | 120 |  | no | HPLC Column | SS | 25 x 4,0 mm
PolyEncap | 0246F040PE030 | BISCHOFF PolyEncap 120A Polymer/C4 3µm | C4 | 25 | 4.6 | 3 | 120 |  | no | HPLC Column | SS | 25 x 4,6 mm
PolyEncap | 0302F040PE030 | BISCHOFF PolyEncap 120A Polymer/C4 3µm | C4 | 30 | 2 | 3 | 120 |  | no | HPLC Column | SS | 30 x 2,0 mm
PolyEncap | 0303F040PE030 | BISCHOFF PolyEncap 120A Polymer/C4 3µm | C4 | 30 | 3 | 3 | 120 |  | no | HPLC Column | SS | 30 x 3,0 mm
PolyEncap | 0304F040PE030 | BISCHOFF PolyEncap 120A Polymer/C4 3µm | C4 | 30 | 4 | 3 | 120 |  | no | HPLC Column | SS | 30 x 4,0 mm
PolyEncap | 0346F040PE030 | BISCHOFF PolyEncap 120A Polymer/C4 3µm | C4 | 30 | 4.6 | 3 | 120 |  | no | HPLC Column | SS | 30 x 4,6 mm
PolyEncap | 0402F040PE030 | BISCHOFF PolyEncap 120A Polymer/C4 3µm | C4 | 33 | 2 | 3 | 120 |  | no | HPLC Column | SS | 33 x 2,0 mm
PolyEncap | 0403F040PE030 | BISCHOFF PolyEncap 120A Polymer/C4 3µm | C4 | 33 | 3 | 3 | 120 |  | no | HPLC Column | SS | 33 x 3,0 mm
PolyEncap | 0404F040PE030 | BISCHOFF PolyEncap 120A Polymer/C4 3µm | C4 | 33 | 4 | 3 | 120 |  | no | HPLC Column | SS | 33 x 4,0 mm
PolyEncap | 0446F040PE030 | BISCHOFF PolyEncap 120A Polymer/C4 3µm | C4 | 33 | 4.6 | 3 | 120 |  | no | HPLC Column | SS | 33 x 4,6 mm
PolyEncap | A402F040PE030 | BISCHOFF PolyEncap 120A Polymer/C4 3µm | C4 | 40 | 2 | 3 | 120 |  | no | HPLC Column | SS | 40 x 2,0 mm
PolyEncap | A403F040PE030 | BISCHOFF PolyEncap 120A Polymer/C4 3µm | C4 | 40 | 3 | 3 | 120 |  | no | HPLC Column | SS | 40 x 3,0 mm
PolyEncap | A404F040PE030 | BISCHOFF PolyEncap 120A Polymer/C4 3µm | C4 | 40 | 4 | 3 | 120 |  | no | HPLC Column | SS | 40 x 4,0 mm
PolyEncap | A446F040PE030 | BISCHOFF PolyEncap 120A Polymer/C4 3µm | C4 | 40 | 4.6 | 3 | 120 |  | no | HPLC Column | SS | 40 x 4,6 mm
PolyEncap | 0502F040PE030 | BISCHOFF PolyEncap 120A Polymer/C4 3µm | C4 | 50 | 2 | 3 | 120 |  | no | HPLC Column | SS | 50 x 2,0 mm
PolyEncap | 0503F040PE030 | BISCHOFF PolyEncap 120A Polymer/C4 3µm | C4 | 50 | 3 | 3 | 120 |  | no | HPLC Column | SS | 50 x 3,0 mm
PolyEncap | 0504F040PE030 | BISCHOFF PolyEncap 120A Polymer/C4 3µm | C4 | 50 | 4 | 3 | 120 |  | no | HPLC Column | SS | 50 x 4,0 mm
PolyEncap | 0546F040PE030 | BISCHOFF PolyEncap 120A Polymer/C4 3µm | C4 | 50 | 4.6 | 3 | 120 |  | no | HPLC Column | SS | 50 x 4,6 mm
PolyEncap | 0602F040PE030 | BISCHOFF PolyEncap 120A Polymer/C4 3µm | C4 | 53 | 2 | 3 | 120 |  | no | HPLC Column | SS | 53 x 2,0 mm
PolyEncap | 0603F040PE030 | BISCHOFF PolyEncap 120A Polymer/C4 3µm | C4 | 53 | 3 | 3 | 120 |  | no | HPLC Column | SS | 53 x 3,0 mm
PolyEncap | 0604F040PE030 | BISCHOFF PolyEncap 120A Polymer/C4 3µm | C4 | 53 | 4 | 3 | 120 |  | no | HPLC Column | SS | 53 x 4,0 mm
PolyEncap | 0646F040PE030 | BISCHOFF PolyEncap 120A Polymer/C4 3µm | C4 | 53 | 4.6 | 3 | 120 |  | no | HPLC Column | SS | 53 x 4,6 mm
PolyEncap | A602F040PE030 | BISCHOFF PolyEncap 120A Polymer/C4 3µm | C4 | 60 | 2 | 3 | 120 |  | no | HPLC Column | SS | 60 x 2,0 mm
PolyEncap | A603F040PE030 | BISCHOFF PolyEncap 120A Polymer/C4 3µm | C4 | 60 | 3 | 3 | 120 |  | no | HPLC Column | SS | 60 x 3,0 mm
PolyEncap | A604F040PE030 | BISCHOFF PolyEncap 120A Polymer/C4 3µm | C4 | 60 | 4 | 3 | 120 |  | no | HPLC Column | SS | 60 x 4,0 mm
PolyEncap | A646F040PE030 | BISCHOFF PolyEncap 120A Polymer/C4 3µm | C4 | 60 | 4.6 | 3 | 120 |  | no | HPLC Column | SS | 60 x 4,6 mm
PolyEncap | 0702F040PE030 | BISCHOFF PolyEncap 120A Polymer/C4 3µm | C4 | 75 | 2 | 3 | 120 |  | no | HPLC Column | SS | 75 x 2,0 mm
PolyEncap | 0703F040PE030 | BISCHOFF PolyEncap 120A Polymer/C4 3µm | C4 | 75 | 3 | 3 | 120 |  | no | HPLC Column | SS | 75 x 3,0 mm
PolyEncap | 0704F040PE030 | BISCHOFF PolyEncap 120A Polymer/C4 3µm | C4 | 75 | 4 | 3 | 120 |  | no | HPLC Column | SS | 75 x 4,0 mm
PolyEncap | 0746F040PE030 | BISCHOFF PolyEncap 120A Polymer/C4 3µm | C4 | 75 | 4.6 | 3 | 120 |  | no | HPLC Column | SS | 75 x 4,6 mm
PolyEncap | 1002F040PE030 | BISCHOFF PolyEncap 120A Polymer/C4 3µm | C4 | 100 | 2 | 3 | 120 |  | no | HPLC Column | SS | 100 x 2,0 mm
PolyEncap | 1003F040PE030 | BISCHOFF PolyEncap 120A Polymer/C4 3µm | C4 | 100 | 3 | 3 | 120 |  | no | HPLC Column | SS | 100 x 3,0 mm
PolyEncap | 1004F040PE030 | BISCHOFF PolyEncap 120A Polymer/C4 3µm | C4 | 100 | 4 | 3 | 120 |  | no | HPLC Column | SS | 100 x 4,0 mm
PolyEncap | 1046F040PE030 | BISCHOFF PolyEncap 120A Polymer/C4 3µm | C4 | 100 | 4.6 | 3 | 120 |  | no | HPLC Column | SS | 100 x 4,6 mm
PolyEncap | 1202F040PE030 | BISCHOFF PolyEncap 120A Polymer/C4 3µm | C4 | 125 | 2 | 3 | 120 |  | no | HPLC Column | SS | 125 x 2,0 mm
PolyEncap | 1203F040PE030 | BISCHOFF PolyEncap 120A Polymer/C4 3µm | C4 | 125 | 3 | 3 | 120 |  | no | HPLC Column | SS | 125 x 3,0 mm
PolyEncap | 1204F040PE030 | BISCHOFF PolyEncap 120A Polymer/C4 3µm | C4 | 125 | 4 | 3 | 120 |  | no | HPLC Column | SS | 125 x 4,0 mm
PolyEncap | 1246F040PE030 | BISCHOFF PolyEncap 120A Polymer/C4 3µm | C4 | 125 | 4.6 | 3 | 120 |  | no | HPLC Column | SS | 125 x 4,6 mm
PolyEncap | 1502F040PE030 | BISCHOFF PolyEncap 120A Polymer/C4 3µm | C4 | 150 | 2 | 3 | 120 |  | no | HPLC Column | SS | 150 x 2,0 mm
PolyEncap | 1503F040PE030 | BISCHOFF PolyEncap 120A Polymer/C4 3µm | C4 | 150 | 3 | 3 | 120 |  | no | HPLC Column | SS | 150 x 3,0 mm
PolyEncap | 1504F040PE030 | BISCHOFF PolyEncap 120A Polymer/C4 3µm | C4 | 150 | 4 | 3 | 120 |  | no | HPLC Column | SS | 150 x 4,0 mm
PolyEncap | 1546F040PE030 | BISCHOFF PolyEncap 120A Polymer/C4 3µm | C4 | 150 | 4.6 | 3 | 120 |  | no | HPLC Column | SS | 150 x 4,6 mm
PolyEncap | 2002F040PE030 | BISCHOFF PolyEncap 120A Polymer/C4 3µm | C4 | 200 | 2 | 3 | 120 |  | no | HPLC Column | SS | 200 x 2,0 mm
PolyEncap | 2003F040PE030 | BISCHOFF PolyEncap 120A Polymer/C4 3µm | C4 | 200 | 3 | 3 | 120 |  | no | HPLC Column | SS | 200 x 3,0 mm
PolyEncap | 2004F040PE030 | BISCHOFF PolyEncap 120A Polymer/C4 3µm | C4 | 200 | 4 | 3 | 120 |  | no | HPLC Column | SS | 200 x 4,0 mm
PolyEncap | 2046F040PE030 | BISCHOFF PolyEncap 120A Polymer/C4 3µm | C4 | 200 | 4.6 | 3 | 120 |  | no | HPLC Column | SS | 200 x 4,6 mm
PolyEncap | 2502F040PE030 | BISCHOFF PolyEncap 120A Polymer/C4 3µm | C4 | 250 | 2 | 3 | 120 |  | no | HPLC Column | SS | 250 x 2,0 mm
PolyEncap | 2503F040PE030 | BISCHOFF PolyEncap 120A Polymer/C4 3µm | C4 | 250 | 3 | 3 | 120 |  | no | HPLC Column | SS | 250 x 3,0 mm
PolyEncap | 2504F040PE030 | BISCHOFF PolyEncap 120A Polymer/C4 3µm | C4 | 250 | 4 | 3 | 120 |  | no | HPLC Column | SS | 250 x 4,0 mm
PolyEncap | 2546F040PE030 | BISCHOFF PolyEncap 120A Polymer/C4 3µm | C4 | 250 | 4.6 | 3 | 120 |  | no | HPLC Column | SS | 250 x 4,6 mm
PolyEncap | 3002F040PE030 | BISCHOFF PolyEncap 120A Polymer/C4 3µm | C4 | 300 | 2 | 3 | 120 |  | no | HPLC Column | SS | 300 x 2,0 mm
PolyEncap | 3003F040PE030 | BISCHOFF PolyEncap 120A Polymer/C4 3µm | C4 | 300 | 3 | 3 | 120 |  | no | HPLC Column | SS | 300 x 3,0 mm
PolyEncap | 3004F040PE030 | BISCHOFF PolyEncap 120A Polymer/C4 3µm | C4 | 300 | 4 | 3 | 120 |  | no | HPLC Column | SS | 300 x 4,0 mm
PolyEncap | 3046F040PE030 | BISCHOFF PolyEncap 120A Polymer/C4 3µm | C4 | 300 | 4.6 | 3 | 120 |  | no | HPLC Column | SS | 300 x 4,6 mm
PolyEncap | 01P4F040PE030 | BISCHOFF PolyEncap 120A Polymer/C4 3µm | C4 | 14 | 4 | 3 | 120 |  | no | HPLC Column | PEEK | 14 x 4,0 mm
PolyEncap | A2P4F040PE030 | BISCHOFF PolyEncap 120A Polymer/C4 3µm | C4 | 20 | 4 | 3 | 120 |  | no | HPLC Column | PEEK | 20 x 4,0 mm
PolyEncap | 02P4F040PE030 | BISCHOFF PolyEncap 120A Polymer/C4 3µm | C4 | 25 | 4 | 3 | 120 |  | no | HPLC Column | PEEK | 25 x 4,0 mm
PolyEncap | 03P4F040PE030 | BISCHOFF PolyEncap 120A Polymer/C4 3µm | C4 | 30 | 4 | 3 | 120 |  | no | HPLC Column | PEEK | 30 x 4,0 mm
PolyEncap | 04P4F040PE030 | BISCHOFF PolyEncap 120A Polymer/C4 3µm | C4 | 33 | 4 | 3 | 120 |  | no | HPLC Column | PEEK | 33 x 4,0 mm
PolyEncap | A4P4F040PE030 | BISCHOFF PolyEncap 120A Polymer/C4 3µm | C4 | 40 | 4 | 3 | 120 |  | no | HPLC Column | PEEK | 40 x 4,0 mm
PolyEncap | 05P4F040PE030 | BISCHOFF PolyEncap 120A Polymer/C4 3µm | C4 | 50 | 4 | 3 | 120 |  | no | HPLC Column | PEEK | 50 x 4,0 mm
PolyEncap | 06P4F040PE030 | BISCHOFF PolyEncap 120A Polymer/C4 3µm | C4 | 53 | 4 | 3 | 120 |  | no | HPLC Column | PEEK | 53 x 4,0 mm
PolyEncap | A6P4F040PE030 | BISCHOFF PolyEncap 120A Polymer/C4 3µm | C4 | 60 | 4 | 3 | 120 |  | no | HPLC Column | PEEK | 60 x 4,0 mm
PolyEncap | 07P4F040PE030 | BISCHOFF PolyEncap 120A Polymer/C4 3µm | C4 | 75 | 4 | 3 | 120 |  | no | HPLC Column | PEEK | 75 x 4,0 mm
PolyEncap | 10P4F040PE030 | BISCHOFF PolyEncap 120A Polymer/C4 3µm | C4 | 100 | 4 | 3 | 120 |  | no | HPLC Column | PEEK | 100 x 4,0 mm
PolyEncap | 12P4F040PE030 | BISCHOFF PolyEncap 120A Polymer/C4 3µm | C4 | 125 | 4 | 3 | 120 |  | no | HPLC Column | PEEK | 125 x 4,0 mm
PolyEncap | 15P4F040PE030 | BISCHOFF PolyEncap 120A Polymer/C4 3µm | C4 | 150 | 4 | 3 | 120 |  | no | HPLC Column | PEEK | 150 x 4,0 mm
PolyEncap | 20P4F040PE030 | BISCHOFF PolyEncap 120A Polymer/C4 3µm | C4 | 200 | 4 | 3 | 120 |  | no | HPLC Column | PEEK | 200 x 4,0 mm
PolyEncap | 25P4F040PE030 | BISCHOFF PolyEncap 120A Polymer/C4 3µm | C4 | 250 | 4 | 3 | 120 |  | no | HPLC Column | PEEK | 250 x 4,0 mm
PolyEncap | 30P4F040PE030 | BISCHOFF PolyEncap 120A Polymer/C4 3µm | C4 | 300 | 4 | 3 | 120 |  | no | HPLC Column | PEEK | 300 x 4,0 mm
PolyEncap | 6305F040PE030 | BISCHOFF PolyEncap 120A Polymer/C4 3µm | C4 | 5 | 4 | 3 | 120 |  | no | Cartridges (5 pcs.) | SS | 5 x 4,0 mm
PolyEncap | 6301F040PE030 | BISCHOFF PolyEncap 120A Polymer/C4 3µm | C4 | 10 | 4 | 3 | 120 |  | no | Cartridges (5 pcs.) | SS | 10 x 4,0 mm
PolyEncap | 6302F040PE030 | BISCHOFF PolyEncap 120A Polymer/C4 3µm | C4 | 20 | 4 | 3 | 120 |  | no | Cartridges (5 pcs.) | SS | 20 x 4,0 mm
PolyEncap | 63P1F040PE030 | BISCHOFF PolyEncap 120A Polymer/C4 3µm | C4 | 10 | 4 | 3 | 120 |  | no | Cartridges (5 pcs.) | PEEK | 10 x 4,0 mm
PolyEncap | 63P2F040PE030 | BISCHOFF PolyEncap 120A Polymer/C4 3µm | C4 | 20 | 4 | 3 | 120 |  | no | Cartridges (5 pcs.) | PEEK | 20 x 4,0 mm
PolyEncap | 6335F040PE030 | BISCHOFF PolyEncap 120A Polymer/C4 3µm | C4 | 5 | 3 | 3 | 120 |  | no | Cartridges (5 pcs.) | SS | 5 x 3,0 mm
PolyEncap | 6331F040PE030 | BISCHOFF PolyEncap 120A Polymer/C4 3µm | C4 | 10 | 3 | 3 | 120 |  | no | Cartridges (5 pcs.) | SS | 10 x 3,0 mm
PolyEncap | 6332F040PE030 | BISCHOFF PolyEncap 120A Polymer/C4 3µm | C4 | 20 | 3 | 3 | 120 |  | no | Cartridges (5 pcs.) | SS | 20 x 3,0 mm
PolyEncap | 6325F040PE030 | BISCHOFF PolyEncap 120A Polymer/C4 3µm | C4 | 5 | 2 | 3 | 120 |  | no | Cartridges (5 pcs.) | SS | 5 x 2,0 mm
PolyEncap | 6321F040PE030 | BISCHOFF PolyEncap 120A Polymer/C4 3µm | C4 | 10 | 2 | 3 | 120 |  | no | Cartridges (5 pcs.) | SS | 10 x 2,0 mm
PolyEncap | 6322F040PE030 | BISCHOFF PolyEncap 120A Polymer/C4 3µm | C4 | 20 | 2 | 3 | 120 |  | no | Cartridges (5 pcs.) | SS | 20 x 2,0 mm
PolyEncap | 0102F040PE050 | BISCHOFF PolyEncap 120A Polymer/C4 5µm | C4 | 14 | 2 | 5 | 120 |  | no | HPLC Column | SS | 14 x 2,0 mm
PolyEncap | 0103F040PE050 | BISCHOFF PolyEncap 120A Polymer/C4 5µm | C4 | 14 | 3 | 5 | 120 |  | no | HPLC Column | SS | 14 x 3,0 mm
PolyEncap | 0104F040PE050 | BISCHOFF PolyEncap 120A Polymer/C4 5µm | C4 | 14 | 4 | 5 | 120 |  | no | HPLC Column | SS | 14 x 4,0 mm
PolyEncap | 0146F040PE050 | BISCHOFF PolyEncap 120A Polymer/C4 5µm | C4 | 14 | 4.6 | 5 | 120 |  | no | HPLC Column | SS | 14 x 4,6 mm
PolyEncap | A202F040PE050 | BISCHOFF PolyEncap 120A Polymer/C4 5µm | C4 | 20 | 2 | 5 | 120 |  | no | HPLC Column | SS | 20 x 2,0 mm
PolyEncap | A203F040PE050 | BISCHOFF PolyEncap 120A Polymer/C4 5µm | C4 | 20 | 3 | 5 | 120 |  | no | HPLC Column | SS | 20 x 3,0 mm
PolyEncap | A204F040PE050 | BISCHOFF PolyEncap 120A Polymer/C4 5µm | C4 | 20 | 4 | 5 | 120 |  | no | HPLC Column | SS | 20 x 4,0 mm
PolyEncap | A246F040PE050 | BISCHOFF PolyEncap 120A Polymer/C4 5µm | C4 | 20 | 4.6 | 5 | 120 |  | no | HPLC Column | SS | 20 x 4,6 mm
PolyEncap | 0202F040PE050 | BISCHOFF PolyEncap 120A Polymer/C4 5µm | C4 | 25 | 2 | 5 | 120 |  | no | HPLC Column | SS | 25 x 2,0 mm
PolyEncap | 0203F040PE050 | BISCHOFF PolyEncap 120A Polymer/C4 5µm | C4 | 25 | 3 | 5 | 120 |  | no | HPLC Column | SS | 25 x 3,0 mm
PolyEncap | 0204F040PE050 | BISCHOFF PolyEncap 120A Polymer/C4 5µm | C4 | 25 | 4 | 5 | 120 |  | no | HPLC Column | SS | 25 x 4,0 mm
PolyEncap | 0246F040PE050 | BISCHOFF PolyEncap 120A Polymer/C4 5µm | C4 | 25 | 4.6 | 5 | 120 |  | no | HPLC Column | SS | 25 x 4,6 mm
PolyEncap | 0302F040PE050 | BISCHOFF PolyEncap 120A Polymer/C4 5µm | C4 | 30 | 2 | 5 | 120 |  | no | HPLC Column | SS | 30 x 2,0 mm
PolyEncap | 0303F040PE050 | BISCHOFF PolyEncap 120A Polymer/C4 5µm | C4 | 30 | 3 | 5 | 120 |  | no | HPLC Column | SS | 30 x 3,0 mm
PolyEncap | 0304F040PE050 | BISCHOFF PolyEncap 120A Polymer/C4 5µm | C4 | 30 | 4 | 5 | 120 |  | no | HPLC Column | SS | 30 x 4,0 mm
PolyEncap | 0346F040PE050 | BISCHOFF PolyEncap 120A Polymer/C4 5µm | C4 | 30 | 4.6 | 5 | 120 |  | no | HPLC Column | SS | 30 x 4,6 mm
PolyEncap | 0402F040PE050 | BISCHOFF PolyEncap 120A Polymer/C4 5µm | C4 | 33 | 2 | 5 | 120 |  | no | HPLC Column | SS | 33 x 2,0 mm
PolyEncap | 0403F040PE050 | BISCHOFF PolyEncap 120A Polymer/C4 5µm | C4 | 33 | 3 | 5 | 120 |  | no | HPLC Column | SS | 33 x 3,0 mm
PolyEncap | 0404F040PE050 | BISCHOFF PolyEncap 120A Polymer/C4 5µm | C4 | 33 | 4 | 5 | 120 |  | no | HPLC Column | SS | 33 x 4,0 mm
PolyEncap | 0446F040PE050 | BISCHOFF PolyEncap 120A Polymer/C4 5µm | C4 | 33 | 4.6 | 5 | 120 |  | no | HPLC Column | SS | 33 x 4,6 mm
PolyEncap | A402F040PE050 | BISCHOFF PolyEncap 120A Polymer/C4 5µm | C4 | 40 | 2 | 5 | 120 |  | no | HPLC Column | SS | 40 x 2,0 mm
PolyEncap | A403F040PE050 | BISCHOFF PolyEncap 120A Polymer/C4 5µm | C4 | 40 | 3 | 5 | 120 |  | no | HPLC Column | SS | 40 x 3,0 mm
PolyEncap | A404F040PE050 | BISCHOFF PolyEncap 120A Polymer/C4 5µm | C4 | 40 | 4 | 5 | 120 |  | no | HPLC Column | SS | 40 x 4,0 mm
PolyEncap | A446F040PE050 | BISCHOFF PolyEncap 120A Polymer/C4 5µm | C4 | 40 | 4.6 | 5 | 120 |  | no | HPLC Column | SS | 40 x 4,6 mm
PolyEncap | 0502F040PE050 | BISCHOFF PolyEncap 120A Polymer/C4 5µm | C4 | 50 | 2 | 5 | 120 |  | no | HPLC Column | SS | 50 x 2,0 mm
PolyEncap | 0503F040PE050 | BISCHOFF PolyEncap 120A Polymer/C4 5µm | C4 | 50 | 3 | 5 | 120 |  | no | HPLC Column | SS | 50 x 3,0 mm
PolyEncap | 0504F040PE050 | BISCHOFF PolyEncap 120A Polymer/C4 5µm | C4 | 50 | 4 | 5 | 120 |  | no | HPLC Column | SS | 50 x 4,0 mm
PolyEncap | 0546F040PE050 | BISCHOFF PolyEncap 120A Polymer/C4 5µm | C4 | 50 | 4.6 | 5 | 120 |  | no | HPLC Column | SS | 50 x 4,6 mm
PolyEncap | 0602F040PE050 | BISCHOFF PolyEncap 120A Polymer/C4 5µm | C4 | 53 | 2 | 5 | 120 |  | no | HPLC Column | SS | 53 x 2,0 mm
PolyEncap | 0603F040PE050 | BISCHOFF PolyEncap 120A Polymer/C4 5µm | C4 | 53 | 3 | 5 | 120 |  | no | HPLC Column | SS | 53 x 3,0 mm
PolyEncap | 0604F040PE050 | BISCHOFF PolyEncap 120A Polymer/C4 5µm | C4 | 53 | 4 | 5 | 120 |  | no | HPLC Column | SS | 53 x 4,0 mm
PolyEncap | 0646F040PE050 | BISCHOFF PolyEncap 120A Polymer/C4 5µm | C4 | 53 | 4.6 | 5 | 120 |  | no | HPLC Column | SS | 53 x 4,6 mm
PolyEncap | A602F040PE050 | BISCHOFF PolyEncap 120A Polymer/C4 5µm | C4 | 60 | 2 | 5 | 120 |  | no | HPLC Column | SS | 60 x 2,0 mm
PolyEncap | A603F040PE050 | BISCHOFF PolyEncap 120A Polymer/C4 5µm | C4 | 60 | 3 | 5 | 120 |  | no | HPLC Column | SS | 60 x 3,0 mm
PolyEncap | A604F040PE050 | BISCHOFF PolyEncap 120A Polymer/C4 5µm | C4 | 60 | 4 | 5 | 120 |  | no | HPLC Column | SS | 60 x 4,0 mm
PolyEncap | A646F040PE050 | BISCHOFF PolyEncap 120A Polymer/C4 5µm | C4 | 60 | 4.6 | 5 | 120 |  | no | HPLC Column | SS | 60 x 4,6 mm
PolyEncap | 0702F040PE050 | BISCHOFF PolyEncap 120A Polymer/C4 5µm | C4 | 75 | 2 | 5 | 120 |  | no | HPLC Column | SS | 75 x 2,0 mm
PolyEncap | 0703F040PE050 | BISCHOFF PolyEncap 120A Polymer/C4 5µm | C4 | 75 | 3 | 5 | 120 |  | no | HPLC Column | SS | 75 x 3,0 mm
PolyEncap | 0704F040PE050 | BISCHOFF PolyEncap 120A Polymer/C4 5µm | C4 | 75 | 4 | 5 | 120 |  | no | HPLC Column | SS | 75 x 4,0 mm
PolyEncap | 0746F040PE050 | BISCHOFF PolyEncap 120A Polymer/C4 5µm | C4 | 75 | 4.6 | 5 | 120 |  | no | HPLC Column | SS | 75 x 4,6 mm
PolyEncap | 1002F040PE050 | BISCHOFF PolyEncap 120A Polymer/C4 5µm | C4 | 100 | 2 | 5 | 120 |  | no | HPLC Column | SS | 100 x 2,0 mm
PolyEncap | 1003F040PE050 | BISCHOFF PolyEncap 120A Polymer/C4 5µm | C4 | 100 | 3 | 5 | 120 |  | no | HPLC Column | SS | 100 x 3,0 mm
PolyEncap | 1004F040PE050 | BISCHOFF PolyEncap 120A Polymer/C4 5µm | C4 | 100 | 4 | 5 | 120 |  | no | HPLC Column | SS | 100 x 4,0 mm
PolyEncap | 1046F040PE050 | BISCHOFF PolyEncap 120A Polymer/C4 5µm | C4 | 100 | 4.6 | 5 | 120 |  | no | HPLC Column | SS | 100 x 4,6 mm
PolyEncap | 1202F040PE050 | BISCHOFF PolyEncap 120A Polymer/C4 5µm | C4 | 125 | 2 | 5 | 120 |  | no | HPLC Column | SS | 125 x 2,0 mm
PolyEncap | 1203F040PE050 | BISCHOFF PolyEncap 120A Polymer/C4 5µm | C4 | 125 | 3 | 5 | 120 |  | no | HPLC Column | SS | 125 x 3,0 mm
PolyEncap | 1204F040PE050 | BISCHOFF PolyEncap 120A Polymer/C4 5µm | C4 | 125 | 4 | 5 | 120 |  | no | HPLC Column | SS | 125 x 4,0 mm
PolyEncap | 1246F040PE050 | BISCHOFF PolyEncap 120A Polymer/C4 5µm | C4 | 125 | 4.6 | 5 | 120 |  | no | HPLC Column | SS | 125 x 4,6 mm
PolyEncap | 1502F040PE050 | BISCHOFF PolyEncap 120A Polymer/C4 5µm | C4 | 150 | 2 | 5 | 120 |  | no | HPLC Column | SS | 150 x 2,0 mm
PolyEncap | 1503F040PE050 | BISCHOFF PolyEncap 120A Polymer/C4 5µm | C4 | 150 | 3 | 5 | 120 |  | no | HPLC Column | SS | 150 x 3,0 mm
PolyEncap | 1504F040PE050 | BISCHOFF PolyEncap 120A Polymer/C4 5µm | C4 | 150 | 4 | 5 | 120 |  | no | HPLC Column | SS | 150 x 4,0 mm
PolyEncap | 1546F040PE050 | BISCHOFF PolyEncap 120A Polymer/C4 5µm | C4 | 150 | 4.6 | 5 | 120 |  | no | HPLC Column | SS | 150 x 4,6 mm
PolyEncap | 2002F040PE050 | BISCHOFF PolyEncap 120A Polymer/C4 5µm | C4 | 200 | 2 | 5 | 120 |  | no | HPLC Column | SS | 200 x 2,0 mm
PolyEncap | 2003F040PE050 | BISCHOFF PolyEncap 120A Polymer/C4 5µm | C4 | 200 | 3 | 5 | 120 |  | no | HPLC Column | SS | 200 x 3,0 mm
PolyEncap | 2004F040PE050 | BISCHOFF PolyEncap 120A Polymer/C4 5µm | C4 | 200 | 4 | 5 | 120 |  | no | HPLC Column | SS | 200 x 4,0 mm
PolyEncap | 2046F040PE050 | BISCHOFF PolyEncap 120A Polymer/C4 5µm | C4 | 200 | 4.6 | 5 | 120 |  | no | HPLC Column | SS | 200 x 4,6 mm
PolyEncap | 2502F040PE050 | BISCHOFF PolyEncap 120A Polymer/C4 5µm | C4 | 250 | 2 | 5 | 120 |  | no | HPLC Column | SS | 250 x 2,0 mm
PolyEncap | 2503F040PE050 | BISCHOFF PolyEncap 120A Polymer/C4 5µm | C4 | 250 | 3 | 5 | 120 |  | no | HPLC Column | SS | 250 x 3,0 mm
PolyEncap | 2504F040PE050 | BISCHOFF PolyEncap 120A Polymer/C4 5µm | C4 | 250 | 4 | 5 | 120 |  | no | HPLC Column | SS | 250 x 4,0 mm
PolyEncap | 2546F040PE050 | BISCHOFF PolyEncap 120A Polymer/C4 5µm | C4 | 250 | 4.6 | 5 | 120 |  | no | HPLC Column | SS | 250 x 4,6 mm
PolyEncap | 3002F040PE050 | BISCHOFF PolyEncap 120A Polymer/C4 5µm | C4 | 300 | 2 | 5 | 120 |  | no | HPLC Column | SS | 300 x 2,0 mm
PolyEncap | 3003F040PE050 | BISCHOFF PolyEncap 120A Polymer/C4 5µm | C4 | 300 | 3 | 5 | 120 |  | no | HPLC Column | SS | 300 x 3,0 mm
PolyEncap | 3004F040PE050 | BISCHOFF PolyEncap 120A Polymer/C4 5µm | C4 | 300 | 4 | 5 | 120 |  | no | HPLC Column | SS | 300 x 4,0 mm
PolyEncap | 3046F040PE050 | BISCHOFF PolyEncap 120A Polymer/C4 5µm | C4 | 300 | 4.6 | 5 | 120 |  | no | HPLC Column | SS | 300 x 4,6 mm
PolyEncap | 01P4F040PE050 | BISCHOFF PolyEncap 120A Polymer/C4 5µm | C4 | 14 | 4 | 5 | 120 |  | no | HPLC Column | PEEK | 14 x 4,0 mm
PolyEncap | A2P4F040PE050 | BISCHOFF PolyEncap 120A Polymer/C4 5µm | C4 | 20 | 4 | 5 | 120 |  | no | HPLC Column | PEEK | 20 x 4,0 mm
PolyEncap | 02P4F040PE050 | BISCHOFF PolyEncap 120A Polymer/C4 5µm | C4 | 25 | 4 | 5 | 120 |  | no | HPLC Column | PEEK | 25 x 4,0 mm
PolyEncap | 03P4F040PE050 | BISCHOFF PolyEncap 120A Polymer/C4 5µm | C4 | 30 | 4 | 5 | 120 |  | no | HPLC Column | PEEK | 30 x 4,0 mm
PolyEncap | 04P4F040PE050 | BISCHOFF PolyEncap 120A Polymer/C4 5µm | C4 | 33 | 4 | 5 | 120 |  | no | HPLC Column | PEEK | 33 x 4,0 mm
PolyEncap | A4P4F040PE050 | BISCHOFF PolyEncap 120A Polymer/C4 5µm | C4 | 40 | 4 | 5 | 120 |  | no | HPLC Column | PEEK | 40 x 4,0 mm
PolyEncap | 05P4F040PE050 | BISCHOFF PolyEncap 120A Polymer/C4 5µm | C4 | 50 | 4 | 5 | 120 |  | no | HPLC Column | PEEK | 50 x 4,0 mm
PolyEncap | 06P4F040PE050 | BISCHOFF PolyEncap 120A Polymer/C4 5µm | C4 | 53 | 4 | 5 | 120 |  | no | HPLC Column | PEEK | 53 x 4,0 mm
PolyEncap | A6P4F040PE050 | BISCHOFF PolyEncap 120A Polymer/C4 5µm | C4 | 60 | 4 | 5 | 120 |  | no | HPLC Column | PEEK | 60 x 4,0 mm
PolyEncap | 07P4F040PE050 | BISCHOFF PolyEncap 120A Polymer/C4 5µm | C4 | 75 | 4 | 5 | 120 |  | no | HPLC Column | PEEK | 75 x 4,0 mm
PolyEncap | 10P4F040PE050 | BISCHOFF PolyEncap 120A Polymer/C4 5µm | C4 | 100 | 4 | 5 | 120 |  | no | HPLC Column | PEEK | 100 x 4,0 mm
PolyEncap | 12P4F040PE050 | BISCHOFF PolyEncap 120A Polymer/C4 5µm | C4 | 125 | 4 | 5 | 120 |  | no | HPLC Column | PEEK | 125 x 4,0 mm
PolyEncap | 15P4F040PE050 | BISCHOFF PolyEncap 120A Polymer/C4 5µm | C4 | 150 | 4 | 5 | 120 |  | no | HPLC Column | PEEK | 150 x 4,0 mm
PolyEncap | 20P4F040PE050 | BISCHOFF PolyEncap 120A Polymer/C4 5µm | C4 | 200 | 4 | 5 | 120 |  | no | HPLC Column | PEEK | 200 x 4,0 mm
PolyEncap | 25P4F040PE050 | BISCHOFF PolyEncap 120A Polymer/C4 5µm | C4 | 250 | 4 | 5 | 120 |  | no | HPLC Column | PEEK | 250 x 4,0 mm
PolyEncap | 30P4F040PE050 | BISCHOFF PolyEncap 120A Polymer/C4 5µm | C4 | 300 | 4 | 5 | 120 |  | no | HPLC Column | PEEK | 300 x 4,0 mm
PolyEncap | 6305F040PE050 | BISCHOFF PolyEncap 120A Polymer/C4 5µm | C4 | 5 | 4 | 5 | 120 |  | no | Cartridges (5 pcs.) | SS | 5 x 4,0 mm
PolyEncap | 6301F040PE050 | BISCHOFF PolyEncap 120A Polymer/C4 5µm | C4 | 10 | 4 | 5 | 120 |  | no | Cartridges (5 pcs.) | SS | 10 x 4,0 mm
PolyEncap | 6302F040PE050 | BISCHOFF PolyEncap 120A Polymer/C4 5µm | C4 | 20 | 4 | 5 | 120 |  | no | Cartridges (5 pcs.) | SS | 20 x 4,0 mm
PolyEncap | 63P1F040PE050 | BISCHOFF PolyEncap 120A Polymer/C4 5µm | C4 | 10 | 4 | 5 | 120 |  | no | Cartridges (5 pcs.) | PEEK | 10 x 4,0 mm
PolyEncap | 63P2F040PE050 | BISCHOFF PolyEncap 120A Polymer/C4 5µm | C4 | 20 | 4 | 5 | 120 |  | no | Cartridges (5 pcs.) | PEEK | 20 x 4,0 mm
PolyEncap | 6335F040PE050 | BISCHOFF PolyEncap 120A Polymer/C4 5µm | C4 | 5 | 3 | 5 | 120 |  | no | Cartridges (5 pcs.) | SS | 5 x 3,0 mm
PolyEncap | 6331F040PE050 | BISCHOFF PolyEncap 120A Polymer/C4 5µm | C4 | 10 | 3 | 5 | 120 |  | no | Cartridges (5 pcs.) | SS | 10 x 3,0 mm
PolyEncap | 6332F040PE050 | BISCHOFF PolyEncap 120A Polymer/C4 5µm | C4 | 20 | 3 | 5 | 120 |  | no | Cartridges (5 pcs.) | SS | 20 x 3,0 mm
PolyEncap | 6325F040PE050 | BISCHOFF PolyEncap 120A Polymer/C4 5µm | C4 | 5 | 2 | 5 | 120 |  | no | Cartridges (5 pcs.) | SS | 5 x 2,0 mm
PolyEncap | 6321F040PE050 | BISCHOFF PolyEncap 120A Polymer/C4 5µm | C4 | 10 | 2 | 5 | 120 |  | no | Cartridges (5 pcs.) | SS | 10 x 2,0 mm
PolyEncap | 6322F040PE050 | BISCHOFF PolyEncap 120A Polymer/C4 5µm | C4 | 20 | 2 | 5 | 120 |  | no | Cartridges (5 pcs.) | SS | 20 x 2,0 mm
PolyEncap | 0102F040PE070 | BISCHOFF PolyEncap 120A Polymer/C4 7µm | C4 | 14 | 2 | 7 | 120 |  | no | HPLC Column | SS | 14 x 2,0 mm
PolyEncap | 0103F040PE070 | BISCHOFF PolyEncap 120A Polymer/C4 7µm | C4 | 14 | 3 | 7 | 120 |  | no | HPLC Column | SS | 14 x 3,0 mm
PolyEncap | 0104F040PE070 | BISCHOFF PolyEncap 120A Polymer/C4 7µm | C4 | 14 | 4 | 7 | 120 |  | no | HPLC Column | SS | 14 x 4,0 mm
PolyEncap | 0146F040PE070 | BISCHOFF PolyEncap 120A Polymer/C4 7µm | C4 | 14 | 4.6 | 7 | 120 |  | no | HPLC Column | SS | 14 x 4,6 mm
PolyEncap | A202F040PE070 | BISCHOFF PolyEncap 120A Polymer/C4 7µm | C4 | 20 | 2 | 7 | 120 |  | no | HPLC Column | SS | 20 x 2,0 mm
PolyEncap | A203F040PE070 | BISCHOFF PolyEncap 120A Polymer/C4 7µm | C4 | 20 | 3 | 7 | 120 |  | no | HPLC Column | SS | 20 x 3,0 mm
PolyEncap | A204F040PE070 | BISCHOFF PolyEncap 120A Polymer/C4 7µm | C4 | 20 | 4 | 7 | 120 |  | no | HPLC Column | SS | 20 x 4,0 mm
PolyEncap | A246F040PE070 | BISCHOFF PolyEncap 120A Polymer/C4 7µm | C4 | 20 | 4.6 | 7 | 120 |  | no | HPLC Column | SS | 20 x 4,6 mm
PolyEncap | 0202F040PE070 | BISCHOFF PolyEncap 120A Polymer/C4 7µm | C4 | 25 | 2 | 7 | 120 |  | no | HPLC Column | SS | 25 x 2,0 mm
PolyEncap | 0203F040PE070 | BISCHOFF PolyEncap 120A Polymer/C4 7µm | C4 | 25 | 3 | 7 | 120 |  | no | HPLC Column | SS | 25 x 3,0 mm
PolyEncap | 0204F040PE070 | BISCHOFF PolyEncap 120A Polymer/C4 7µm | C4 | 25 | 4 | 7 | 120 |  | no | HPLC Column | SS | 25 x 4,0 mm
PolyEncap | 0246F040PE070 | BISCHOFF PolyEncap 120A Polymer/C4 7µm | C4 | 25 | 4.6 | 7 | 120 |  | no | HPLC Column | SS | 25 x 4,6 mm
PolyEncap | 0302F040PE070 | BISCHOFF PolyEncap 120A Polymer/C4 7µm | C4 | 30 | 2 | 7 | 120 |  | no | HPLC Column | SS | 30 x 2,0 mm
PolyEncap | 0303F040PE070 | BISCHOFF PolyEncap 120A Polymer/C4 7µm | C4 | 30 | 3 | 7 | 120 |  | no | HPLC Column | SS | 30 x 3,0 mm
PolyEncap | 0304F040PE070 | BISCHOFF PolyEncap 120A Polymer/C4 7µm | C4 | 30 | 4 | 7 | 120 |  | no | HPLC Column | SS | 30 x 4,0 mm
PolyEncap | 0346F040PE070 | BISCHOFF PolyEncap 120A Polymer/C4 7µm | C4 | 30 | 4.6 | 7 | 120 |  | no | HPLC Column | SS | 30 x 4,6 mm
PolyEncap | 0402F040PE070 | BISCHOFF PolyEncap 120A Polymer/C4 7µm | C4 | 33 | 2 | 7 | 120 |  | no | HPLC Column | SS | 33 x 2,0 mm
PolyEncap | 0403F040PE070 | BISCHOFF PolyEncap 120A Polymer/C4 7µm | C4 | 33 | 3 | 7 | 120 |  | no | HPLC Column | SS | 33 x 3,0 mm
PolyEncap | 0404F040PE070 | BISCHOFF PolyEncap 120A Polymer/C4 7µm | C4 | 33 | 4 | 7 | 120 |  | no | HPLC Column | SS | 33 x 4,0 mm
PolyEncap | 0446F040PE070 | BISCHOFF PolyEncap 120A Polymer/C4 7µm | C4 | 33 | 4.6 | 7 | 120 |  | no | HPLC Column | SS | 33 x 4,6 mm
PolyEncap | A402F040PE070 | BISCHOFF PolyEncap 120A Polymer/C4 7µm | C4 | 40 | 2 | 7 | 120 |  | no | HPLC Column | SS | 40 x 2,0 mm
PolyEncap | A403F040PE070 | BISCHOFF PolyEncap 120A Polymer/C4 7µm | C4 | 40 | 3 | 7 | 120 |  | no | HPLC Column | SS | 40 x 3,0 mm
PolyEncap | A404F040PE070 | BISCHOFF PolyEncap 120A Polymer/C4 7µm | C4 | 40 | 4 | 7 | 120 |  | no | HPLC Column | SS | 40 x 4,0 mm
PolyEncap | A446F040PE070 | BISCHOFF PolyEncap 120A Polymer/C4 7µm | C4 | 40 | 4.6 | 7 | 120 |  | no | HPLC Column | SS | 40 x 4,6 mm
PolyEncap | 0502F040PE070 | BISCHOFF PolyEncap 120A Polymer/C4 7µm | C4 | 50 | 2 | 7 | 120 |  | no | HPLC Column | SS | 50 x 2,0 mm
PolyEncap | 0503F040PE070 | BISCHOFF PolyEncap 120A Polymer/C4 7µm | C4 | 50 | 3 | 7 | 120 |  | no | HPLC Column | SS | 50 x 3,0 mm
PolyEncap | 0504F040PE070 | BISCHOFF PolyEncap 120A Polymer/C4 7µm | C4 | 50 | 4 | 7 | 120 |  | no | HPLC Column | SS | 50 x 4,0 mm
PolyEncap | 0546F040PE070 | BISCHOFF PolyEncap 120A Polymer/C4 7µm | C4 | 50 | 4.6 | 7 | 120 |  | no | HPLC Column | SS | 50 x 4,6 mm
PolyEncap | 0602F040PE070 | BISCHOFF PolyEncap 120A Polymer/C4 7µm | C4 | 53 | 2 | 7 | 120 |  | no | HPLC Column | SS | 53 x 2,0 mm
PolyEncap | 0603F040PE070 | BISCHOFF PolyEncap 120A Polymer/C4 7µm | C4 | 53 | 3 | 7 | 120 |  | no | HPLC Column | SS | 53 x 3,0 mm
PolyEncap | 0604F040PE070 | BISCHOFF PolyEncap 120A Polymer/C4 7µm | C4 | 53 | 4 | 7 | 120 |  | no | HPLC Column | SS | 53 x 4,0 mm
PolyEncap | 0646F040PE070 | BISCHOFF PolyEncap 120A Polymer/C4 7µm | C4 | 53 | 4.6 | 7 | 120 |  | no | HPLC Column | SS | 53 x 4,6 mm
PolyEncap | A602F040PE070 | BISCHOFF PolyEncap 120A Polymer/C4 7µm | C4 | 60 | 2 | 7 | 120 |  | no | HPLC Column | SS | 60 x 2,0 mm
PolyEncap | A603F040PE070 | BISCHOFF PolyEncap 120A Polymer/C4 7µm | C4 | 60 | 3 | 7 | 120 |  | no | HPLC Column | SS | 60 x 3,0 mm
PolyEncap | A604F040PE070 | BISCHOFF PolyEncap 120A Polymer/C4 7µm | C4 | 60 | 4 | 7 | 120 |  | no | HPLC Column | SS | 60 x 4,0 mm
PolyEncap | A646F040PE070 | BISCHOFF PolyEncap 120A Polymer/C4 7µm | C4 | 60 | 4.6 | 7 | 120 |  | no | HPLC Column | SS | 60 x 4,6 mm
PolyEncap | 0702F040PE070 | BISCHOFF PolyEncap 120A Polymer/C4 7µm | C4 | 75 | 2 | 7 | 120 |  | no | HPLC Column | SS | 75 x 2,0 mm
PolyEncap | 0703F040PE070 | BISCHOFF PolyEncap 120A Polymer/C4 7µm | C4 | 75 | 3 | 7 | 120 |  | no | HPLC Column | SS | 75 x 3,0 mm
PolyEncap | 0704F040PE070 | BISCHOFF PolyEncap 120A Polymer/C4 7µm | C4 | 75 | 4 | 7 | 120 |  | no | HPLC Column | SS | 75 x 4,0 mm
PolyEncap | 0746F040PE070 | BISCHOFF PolyEncap 120A Polymer/C4 7µm | C4 | 75 | 4.6 | 7 | 120 |  | no | HPLC Column | SS | 75 x 4,6 mm
PolyEncap | 1002F040PE070 | BISCHOFF PolyEncap 120A Polymer/C4 7µm | C4 | 100 | 2 | 7 | 120 |  | no | HPLC Column | SS | 100 x 2,0 mm
PolyEncap | 1003F040PE070 | BISCHOFF PolyEncap 120A Polymer/C4 7µm | C4 | 100 | 3 | 7 | 120 |  | no | HPLC Column | SS | 100 x 3,0 mm
PolyEncap | 1004F040PE070 | BISCHOFF PolyEncap 120A Polymer/C4 7µm | C4 | 100 | 4 | 7 | 120 |  | no | HPLC Column | SS | 100 x 4,0 mm
PolyEncap | 1046F040PE070 | BISCHOFF PolyEncap 120A Polymer/C4 7µm | C4 | 100 | 4.6 | 7 | 120 |  | no | HPLC Column | SS | 100 x 4,6 mm
PolyEncap | 1202F040PE070 | BISCHOFF PolyEncap 120A Polymer/C4 7µm | C4 | 125 | 2 | 7 | 120 |  | no | HPLC Column | SS | 125 x 2,0 mm
PolyEncap | 1203F040PE070 | BISCHOFF PolyEncap 120A Polymer/C4 7µm | C4 | 125 | 3 | 7 | 120 |  | no | HPLC Column | SS | 125 x 3,0 mm
PolyEncap | 1204F040PE070 | BISCHOFF PolyEncap 120A Polymer/C4 7µm | C4 | 125 | 4 | 7 | 120 |  | no | HPLC Column | SS | 125 x 4,0 mm
PolyEncap | 1246F040PE070 | BISCHOFF PolyEncap 120A Polymer/C4 7µm | C4 | 125 | 4.6 | 7 | 120 |  | no | HPLC Column | SS | 125 x 4,6 mm
PolyEncap | 1502F040PE070 | BISCHOFF PolyEncap 120A Polymer/C4 7µm | C4 | 150 | 2 | 7 | 120 |  | no | HPLC Column | SS | 150 x 2,0 mm
PolyEncap | 1503F040PE070 | BISCHOFF PolyEncap 120A Polymer/C4 7µm | C4 | 150 | 3 | 7 | 120 |  | no | HPLC Column | SS | 150 x 3,0 mm
PolyEncap | 1504F040PE070 | BISCHOFF PolyEncap 120A Polymer/C4 7µm | C4 | 150 | 4 | 7 | 120 |  | no | HPLC Column | SS | 150 x 4,0 mm
PolyEncap | 1546F040PE070 | BISCHOFF PolyEncap 120A Polymer/C4 7µm | C4 | 150 | 4.6 | 7 | 120 |  | no | HPLC Column | SS | 150 x 4,6 mm
PolyEncap | 2002F040PE070 | BISCHOFF PolyEncap 120A Polymer/C4 7µm | C4 | 200 | 2 | 7 | 120 |  | no | HPLC Column | SS | 200 x 2,0 mm
PolyEncap | 2003F040PE070 | BISCHOFF PolyEncap 120A Polymer/C4 7µm | C4 | 200 | 3 | 7 | 120 |  | no | HPLC Column | SS | 200 x 3,0 mm
PolyEncap | 2004F040PE070 | BISCHOFF PolyEncap 120A Polymer/C4 7µm | C4 | 200 | 4 | 7 | 120 |  | no | HPLC Column | SS | 200 x 4,0 mm
PolyEncap | 2046F040PE070 | BISCHOFF PolyEncap 120A Polymer/C4 7µm | C4 | 200 | 4.6 | 7 | 120 |  | no | HPLC Column | SS | 200 x 4,6 mm
PolyEncap | 2502F040PE070 | BISCHOFF PolyEncap 120A Polymer/C4 7µm | C4 | 250 | 2 | 7 | 120 |  | no | HPLC Column | SS | 250 x 2,0 mm
PolyEncap | 2503F040PE070 | BISCHOFF PolyEncap 120A Polymer/C4 7µm | C4 | 250 | 3 | 7 | 120 |  | no | HPLC Column | SS | 250 x 3,0 mm
PolyEncap | 2504F040PE070 | BISCHOFF PolyEncap 120A Polymer/C4 7µm | C4 | 250 | 4 | 7 | 120 |  | no | HPLC Column | SS | 250 x 4,0 mm
PolyEncap | 2546F040PE070 | BISCHOFF PolyEncap 120A Polymer/C4 7µm | C4 | 250 | 4.6 | 7 | 120 |  | no | HPLC Column | SS | 250 x 4,6 mm
PolyEncap | 3002F040PE070 | BISCHOFF PolyEncap 120A Polymer/C4 7µm | C4 | 300 | 2 | 7 | 120 |  | no | HPLC Column | SS | 300 x 2,0 mm
PolyEncap | 3003F040PE070 | BISCHOFF PolyEncap 120A Polymer/C4 7µm | C4 | 300 | 3 | 7 | 120 |  | no | HPLC Column | SS | 300 x 3,0 mm
PolyEncap | 3004F040PE070 | BISCHOFF PolyEncap 120A Polymer/C4 7µm | C4 | 300 | 4 | 7 | 120 |  | no | HPLC Column | SS | 300 x 4,0 mm
PolyEncap | 3046F040PE070 | BISCHOFF PolyEncap 120A Polymer/C4 7µm | C4 | 300 | 4.6 | 7 | 120 |  | no | HPLC Column | SS | 300 x 4,6 mm
PolyEncap | 01P4F040PE070 | BISCHOFF PolyEncap 120A Polymer/C4 7µm | C4 | 14 | 4 | 7 | 120 |  | no | HPLC Column | PEEK | 14 x 4,0 mm
PolyEncap | A2P4F040PE070 | BISCHOFF PolyEncap 120A Polymer/C4 7µm | C4 | 20 | 4 | 7 | 120 |  | no | HPLC Column | PEEK | 20 x 4,0 mm
PolyEncap | 02P4F040PE070 | BISCHOFF PolyEncap 120A Polymer/C4 7µm | C4 | 25 | 4 | 7 | 120 |  | no | HPLC Column | PEEK | 25 x 4,0 mm
PolyEncap | 03P4F040PE070 | BISCHOFF PolyEncap 120A Polymer/C4 7µm | C4 | 30 | 4 | 7 | 120 |  | no | HPLC Column | PEEK | 30 x 4,0 mm
PolyEncap | 04P4F040PE070 | BISCHOFF PolyEncap 120A Polymer/C4 7µm | C4 | 33 | 4 | 7 | 120 |  | no | HPLC Column | PEEK | 33 x 4,0 mm
PolyEncap | A4P4F040PE070 | BISCHOFF PolyEncap 120A Polymer/C4 7µm | C4 | 40 | 4 | 7 | 120 |  | no | HPLC Column | PEEK | 40 x 4,0 mm
PolyEncap | 05P4F040PE070 | BISCHOFF PolyEncap 120A Polymer/C4 7µm | C4 | 50 | 4 | 7 | 120 |  | no | HPLC Column | PEEK | 50 x 4,0 mm
PolyEncap | 06P4F040PE070 | BISCHOFF PolyEncap 120A Polymer/C4 7µm | C4 | 53 | 4 | 7 | 120 |  | no | HPLC Column | PEEK | 53 x 4,0 mm
PolyEncap | A6P4F040PE070 | BISCHOFF PolyEncap 120A Polymer/C4 7µm | C4 | 60 | 4 | 7 | 120 |  | no | HPLC Column | PEEK | 60 x 4,0 mm
PolyEncap | 07P4F040PE070 | BISCHOFF PolyEncap 120A Polymer/C4 7µm | C4 | 75 | 4 | 7 | 120 |  | no | HPLC Column | PEEK | 75 x 4,0 mm
PolyEncap | 10P4F040PE070 | BISCHOFF PolyEncap 120A Polymer/C4 7µm | C4 | 100 | 4 | 7 | 120 |  | no | HPLC Column | PEEK | 100 x 4,0 mm
PolyEncap | 12P4F040PE070 | BISCHOFF PolyEncap 120A Polymer/C4 7µm | C4 | 125 | 4 | 7 | 120 |  | no | HPLC Column | PEEK | 125 x 4,0 mm
PolyEncap | 15P4F040PE070 | BISCHOFF PolyEncap 120A Polymer/C4 7µm | C4 | 150 | 4 | 7 | 120 |  | no | HPLC Column | PEEK | 150 x 4,0 mm
PolyEncap | 20P4F040PE070 | BISCHOFF PolyEncap 120A Polymer/C4 7µm | C4 | 200 | 4 | 7 | 120 |  | no | HPLC Column | PEEK | 200 x 4,0 mm
PolyEncap | 25P4F040PE070 | BISCHOFF PolyEncap 120A Polymer/C4 7µm | C4 | 250 | 4 | 7 | 120 |  | no | HPLC Column | PEEK | 250 x 4,0 mm
PolyEncap | 30P4F040PE070 | BISCHOFF PolyEncap 120A Polymer/C4 7µm | C4 | 300 | 4 | 7 | 120 |  | no | HPLC Column | PEEK | 300 x 4,0 mm
PolyEncap | 6305F040PE070 | BISCHOFF PolyEncap 120A Polymer/C4 7µm | C4 | 5 | 4 | 7 | 120 |  | no | Cartridges (5 pcs.) | SS | 5 x 4,0 mm
PolyEncap | 6301F040PE070 | BISCHOFF PolyEncap 120A Polymer/C4 7µm | C4 | 10 | 4 | 7 | 120 |  | no | Cartridges (5 pcs.) | SS | 10 x 4,0 mm
PolyEncap | 6302F040PE070 | BISCHOFF PolyEncap 120A Polymer/C4 7µm | C4 | 20 | 4 | 7 | 120 |  | no | Cartridges (5 pcs.) | SS | 20 x 4,0 mm
PolyEncap | 63P1F040PE070 | BISCHOFF PolyEncap 120A Polymer/C4 7µm | C4 | 10 | 4 | 7 | 120 |  | no | Cartridges (5 pcs.) | PEEK | 10 x 4,0 mm
PolyEncap | 63P2F040PE070 | BISCHOFF PolyEncap 120A Polymer/C4 7µm | C4 | 20 | 4 | 7 | 120 |  | no | Cartridges (5 pcs.) | PEEK | 20 x 4,0 mm
PolyEncap | 6335F040PE070 | BISCHOFF PolyEncap 120A Polymer/C4 7µm | C4 | 5 | 3 | 7 | 120 |  | no | Cartridges (5 pcs.) | SS | 5 x 3,0 mm
PolyEncap | 6331F040PE070 | BISCHOFF PolyEncap 120A Polymer/C4 7µm | C4 | 10 | 3 | 7 | 120 |  | no | Cartridges (5 pcs.) | SS | 10 x 3,0 mm
PolyEncap | 6332F040PE070 | BISCHOFF PolyEncap 120A Polymer/C4 7µm | C4 | 20 | 3 | 7 | 120 |  | no | Cartridges (5 pcs.) | SS | 20 x 3,0 mm
PolyEncap | 6325F040PE070 | BISCHOFF PolyEncap 120A Polymer/C4 7µm | C4 | 5 | 2 | 7 | 120 |  | no | Cartridges (5 pcs.) | SS | 5 x 2,0 mm
PolyEncap | 6321F040PE070 | BISCHOFF PolyEncap 120A Polymer/C4 7µm | C4 | 10 | 2 | 7 | 120 |  | no | Cartridges (5 pcs.) | SS | 10 x 2,0 mm
PolyEncap | 6322F040PE070 | BISCHOFF PolyEncap 120A Polymer/C4 7µm | C4 | 20 | 2 | 7 | 120 |  | no | Cartridges (5 pcs.) | SS | 20 x 2,0 mm
PolyEncap | 0102F040PE100 | BISCHOFF PolyEncap 120A Polymer/C4 10µm | C4 | 14 | 2 | 10 | 120 |  | no | HPLC Column | SS | 14 x 2,0 mm
PolyEncap | 0103F040PE100 | BISCHOFF PolyEncap 120A Polymer/C4 10µm | C4 | 14 | 3 | 10 | 120 |  | no | HPLC Column | SS | 14 x 3,0 mm
PolyEncap | 0104F040PE100 | BISCHOFF PolyEncap 120A Polymer/C4 10µm | C4 | 14 | 4 | 10 | 120 |  | no | HPLC Column | SS | 14 x 4,0 mm
PolyEncap | 0146F040PE100 | BISCHOFF PolyEncap 120A Polymer/C4 10µm | C4 | 14 | 4.6 | 10 | 120 |  | no | HPLC Column | SS | 14 x 4,6 mm
PolyEncap | A202F040PE100 | BISCHOFF PolyEncap 120A Polymer/C4 10µm | C4 | 20 | 2 | 10 | 120 |  | no | HPLC Column | SS | 20 x 2,0 mm
PolyEncap | A203F040PE100 | BISCHOFF PolyEncap 120A Polymer/C4 10µm | C4 | 20 | 3 | 10 | 120 |  | no | HPLC Column | SS | 20 x 3,0 mm
PolyEncap | A204F040PE100 | BISCHOFF PolyEncap 120A Polymer/C4 10µm | C4 | 20 | 4 | 10 | 120 |  | no | HPLC Column | SS | 20 x 4,0 mm
PolyEncap | A246F040PE100 | BISCHOFF PolyEncap 120A Polymer/C4 10µm | C4 | 20 | 4.6 | 10 | 120 |  | no | HPLC Column | SS | 20 x 4,6 mm
PolyEncap | 0202F040PE100 | BISCHOFF PolyEncap 120A Polymer/C4 10µm | C4 | 25 | 2 | 10 | 120 |  | no | HPLC Column | SS | 25 x 2,0 mm
PolyEncap | 0203F040PE100 | BISCHOFF PolyEncap 120A Polymer/C4 10µm | C4 | 25 | 3 | 10 | 120 |  | no | HPLC Column | SS | 25 x 3,0 mm
PolyEncap | 0204F040PE100 | BISCHOFF PolyEncap 120A Polymer/C4 10µm | C4 | 25 | 4 | 10 | 120 |  | no | HPLC Column | SS | 25 x 4,0 mm
PolyEncap | 0246F040PE100 | BISCHOFF PolyEncap 120A Polymer/C4 10µm | C4 | 25 | 4.6 | 10 | 120 |  | no | HPLC Column | SS | 25 x 4,6 mm
PolyEncap | 0302F040PE100 | BISCHOFF PolyEncap 120A Polymer/C4 10µm | C4 | 30 | 2 | 10 | 120 |  | no | HPLC Column | SS | 30 x 2,0 mm
PolyEncap | 0303F040PE100 | BISCHOFF PolyEncap 120A Polymer/C4 10µm | C4 | 30 | 3 | 10 | 120 |  | no | HPLC Column | SS | 30 x 3,0 mm
PolyEncap | 0304F040PE100 | BISCHOFF PolyEncap 120A Polymer/C4 10µm | C4 | 30 | 4 | 10 | 120 |  | no | HPLC Column | SS | 30 x 4,0 mm
PolyEncap | 0346F040PE100 | BISCHOFF PolyEncap 120A Polymer/C4 10µm | C4 | 30 | 4.6 | 10 | 120 |  | no | HPLC Column | SS | 30 x 4,6 mm
PolyEncap | 0402F040PE100 | BISCHOFF PolyEncap 120A Polymer/C4 10µm | C4 | 33 | 2 | 10 | 120 |  | no | HPLC Column | SS | 33 x 2,0 mm
PolyEncap | 0403F040PE100 | BISCHOFF PolyEncap 120A Polymer/C4 10µm | C4 | 33 | 3 | 10 | 120 |  | no | HPLC Column | SS | 33 x 3,0 mm
PolyEncap | 0404F040PE100 | BISCHOFF PolyEncap 120A Polymer/C4 10µm | C4 | 33 | 4 | 10 | 120 |  | no | HPLC Column | SS | 33 x 4,0 mm
PolyEncap | 0446F040PE100 | BISCHOFF PolyEncap 120A Polymer/C4 10µm | C4 | 33 | 4.6 | 10 | 120 |  | no | HPLC Column | SS | 33 x 4,6 mm
PolyEncap | A402F040PE100 | BISCHOFF PolyEncap 120A Polymer/C4 10µm | C4 | 40 | 2 | 10 | 120 |  | no | HPLC Column | SS | 40 x 2,0 mm
PolyEncap | A403F040PE100 | BISCHOFF PolyEncap 120A Polymer/C4 10µm | C4 | 40 | 3 | 10 | 120 |  | no | HPLC Column | SS | 40 x 3,0 mm
PolyEncap | A404F040PE100 | BISCHOFF PolyEncap 120A Polymer/C4 10µm | C4 | 40 | 4 | 10 | 120 |  | no | HPLC Column | SS | 40 x 4,0 mm
PolyEncap | A446F040PE100 | BISCHOFF PolyEncap 120A Polymer/C4 10µm | C4 | 40 | 4.6 | 10 | 120 |  | no | HPLC Column | SS | 40 x 4,6 mm
PolyEncap | 0502F040PE100 | BISCHOFF PolyEncap 120A Polymer/C4 10µm | C4 | 50 | 2 | 10 | 120 |  | no | HPLC Column | SS | 50 x 2,0 mm
PolyEncap | 0503F040PE100 | BISCHOFF PolyEncap 120A Polymer/C4 10µm | C4 | 50 | 3 | 10 | 120 |  | no | HPLC Column | SS | 50 x 3,0 mm
PolyEncap | 0504F040PE100 | BISCHOFF PolyEncap 120A Polymer/C4 10µm | C4 | 50 | 4 | 10 | 120 |  | no | HPLC Column | SS | 50 x 4,0 mm
PolyEncap | 0546F040PE100 | BISCHOFF PolyEncap 120A Polymer/C4 10µm | C4 | 50 | 4.6 | 10 | 120 |  | no | HPLC Column | SS | 50 x 4,6 mm
PolyEncap | 0602F040PE100 | BISCHOFF PolyEncap 120A Polymer/C4 10µm | C4 | 53 | 2 | 10 | 120 |  | no | HPLC Column | SS | 53 x 2,0 mm
PolyEncap | 0603F040PE100 | BISCHOFF PolyEncap 120A Polymer/C4 10µm | C4 | 53 | 3 | 10 | 120 |  | no | HPLC Column | SS | 53 x 3,0 mm
PolyEncap | 0604F040PE100 | BISCHOFF PolyEncap 120A Polymer/C4 10µm | C4 | 53 | 4 | 10 | 120 |  | no | HPLC Column | SS | 53 x 4,0 mm
PolyEncap | 0646F040PE100 | BISCHOFF PolyEncap 120A Polymer/C4 10µm | C4 | 53 | 4.6 | 10 | 120 |  | no | HPLC Column | SS | 53 x 4,6 mm
PolyEncap | A602F040PE100 | BISCHOFF PolyEncap 120A Polymer/C4 10µm | C4 | 60 | 2 | 10 | 120 |  | no | HPLC Column | SS | 60 x 2,0 mm
PolyEncap | A603F040PE100 | BISCHOFF PolyEncap 120A Polymer/C4 10µm | C4 | 60 | 3 | 10 | 120 |  | no | HPLC Column | SS | 60 x 3,0 mm
PolyEncap | A604F040PE100 | BISCHOFF PolyEncap 120A Polymer/C4 10µm | C4 | 60 | 4 | 10 | 120 |  | no | HPLC Column | SS | 60 x 4,0 mm
PolyEncap | A646F040PE100 | BISCHOFF PolyEncap 120A Polymer/C4 10µm | C4 | 60 | 4.6 | 10 | 120 |  | no | HPLC Column | SS | 60 x 4,6 mm
PolyEncap | 0702F040PE100 | BISCHOFF PolyEncap 120A Polymer/C4 10µm | C4 | 75 | 2 | 10 | 120 |  | no | HPLC Column | SS | 75 x 2,0 mm
PolyEncap | 0703F040PE100 | BISCHOFF PolyEncap 120A Polymer/C4 10µm | C4 | 75 | 3 | 10 | 120 |  | no | HPLC Column | SS | 75 x 3,0 mm
PolyEncap | 0704F040PE100 | BISCHOFF PolyEncap 120A Polymer/C4 10µm | C4 | 75 | 4 | 10 | 120 |  | no | HPLC Column | SS | 75 x 4,0 mm
PolyEncap | 0746F040PE100 | BISCHOFF PolyEncap 120A Polymer/C4 10µm | C4 | 75 | 4.6 | 10 | 120 |  | no | HPLC Column | SS | 75 x 4,6 mm
PolyEncap | 1002F040PE100 | BISCHOFF PolyEncap 120A Polymer/C4 10µm | C4 | 100 | 2 | 10 | 120 |  | no | HPLC Column | SS | 100 x 2,0 mm
PolyEncap | 1003F040PE100 | BISCHOFF PolyEncap 120A Polymer/C4 10µm | C4 | 100 | 3 | 10 | 120 |  | no | HPLC Column | SS | 100 x 3,0 mm
PolyEncap | 1004F040PE100 | BISCHOFF PolyEncap 120A Polymer/C4 10µm | C4 | 100 | 4 | 10 | 120 |  | no | HPLC Column | SS | 100 x 4,0 mm
PolyEncap | 1046F040PE100 | BISCHOFF PolyEncap 120A Polymer/C4 10µm | C4 | 100 | 4.6 | 10 | 120 |  | no | HPLC Column | SS | 100 x 4,6 mm
PolyEncap | 1202F040PE100 | BISCHOFF PolyEncap 120A Polymer/C4 10µm | C4 | 125 | 2 | 10 | 120 |  | no | HPLC Column | SS | 125 x 2,0 mm
PolyEncap | 1203F040PE100 | BISCHOFF PolyEncap 120A Polymer/C4 10µm | C4 | 125 | 3 | 10 | 120 |  | no | HPLC Column | SS | 125 x 3,0 mm
PolyEncap | 1204F040PE100 | BISCHOFF PolyEncap 120A Polymer/C4 10µm | C4 | 125 | 4 | 10 | 120 |  | no | HPLC Column | SS | 125 x 4,0 mm
PolyEncap | 1246F040PE100 | BISCHOFF PolyEncap 120A Polymer/C4 10µm | C4 | 125 | 4.6 | 10 | 120 |  | no | HPLC Column | SS | 125 x 4,6 mm
PolyEncap | 1502F040PE100 | BISCHOFF PolyEncap 120A Polymer/C4 10µm | C4 | 150 | 2 | 10 | 120 |  | no | HPLC Column | SS | 150 x 2,0 mm
PolyEncap | 1503F040PE100 | BISCHOFF PolyEncap 120A Polymer/C4 10µm | C4 | 150 | 3 | 10 | 120 |  | no | HPLC Column | SS | 150 x 3,0 mm
PolyEncap | 1504F040PE100 | BISCHOFF PolyEncap 120A Polymer/C4 10µm | C4 | 150 | 4 | 10 | 120 |  | no | HPLC Column | SS | 150 x 4,0 mm
PolyEncap | 1546F040PE100 | BISCHOFF PolyEncap 120A Polymer/C4 10µm | C4 | 150 | 4.6 | 10 | 120 |  | no | HPLC Column | SS | 150 x 4,6 mm
PolyEncap | 2002F040PE100 | BISCHOFF PolyEncap 120A Polymer/C4 10µm | C4 | 200 | 2 | 10 | 120 |  | no | HPLC Column | SS | 200 x 2,0 mm
PolyEncap | 2003F040PE100 | BISCHOFF PolyEncap 120A Polymer/C4 10µm | C4 | 200 | 3 | 10 | 120 |  | no | HPLC Column | SS | 200 x 3,0 mm
PolyEncap | 2004F040PE100 | BISCHOFF PolyEncap 120A Polymer/C4 10µm | C4 | 200 | 4 | 10 | 120 |  | no | HPLC Column | SS | 200 x 4,0 mm
PolyEncap | 2046F040PE100 | BISCHOFF PolyEncap 120A Polymer/C4 10µm | C4 | 200 | 4.6 | 10 | 120 |  | no | HPLC Column | SS | 200 x 4,6 mm
PolyEncap | 2502F040PE100 | BISCHOFF PolyEncap 120A Polymer/C4 10µm | C4 | 250 | 2 | 10 | 120 |  | no | HPLC Column | SS | 250 x 2,0 mm
PolyEncap | 2503F040PE100 | BISCHOFF PolyEncap 120A Polymer/C4 10µm | C4 | 250 | 3 | 10 | 120 |  | no | HPLC Column | SS | 250 x 3,0 mm
PolyEncap | 2504F040PE100 | BISCHOFF PolyEncap 120A Polymer/C4 10µm | C4 | 250 | 4 | 10 | 120 |  | no | HPLC Column | SS | 250 x 4,0 mm
PolyEncap | 2546F040PE100 | BISCHOFF PolyEncap 120A Polymer/C4 10µm | C4 | 250 | 4.6 | 10 | 120 |  | no | HPLC Column | SS | 250 x 4,6 mm
PolyEncap | 3002F040PE100 | BISCHOFF PolyEncap 120A Polymer/C4 10µm | C4 | 300 | 2 | 10 | 120 |  | no | HPLC Column | SS | 300 x 2,0 mm
PolyEncap | 3003F040PE100 | BISCHOFF PolyEncap 120A Polymer/C4 10µm | C4 | 300 | 3 | 10 | 120 |  | no | HPLC Column | SS | 300 x 3,0 mm
PolyEncap | 3004F040PE100 | BISCHOFF PolyEncap 120A Polymer/C4 10µm | C4 | 300 | 4 | 10 | 120 |  | no | HPLC Column | SS | 300 x 4,0 mm
PolyEncap | 3046F040PE100 | BISCHOFF PolyEncap 120A Polymer/C4 10µm | C4 | 300 | 4.6 | 10 | 120 |  | no | HPLC Column | SS | 300 x 4,6 mm
PolyEncap | 01P4F040PE100 | BISCHOFF PolyEncap 120A Polymer/C4 10µm | C4 | 14 | 4 | 10 | 120 |  | no | HPLC Column | PEEK | 14 x 4,0 mm
PolyEncap | A2P4F040PE100 | BISCHOFF PolyEncap 120A Polymer/C4 10µm | C4 | 20 | 4 | 10 | 120 |  | no | HPLC Column | PEEK | 20 x 4,0 mm
PolyEncap | 02P4F040PE100 | BISCHOFF PolyEncap 120A Polymer/C4 10µm | C4 | 25 | 4 | 10 | 120 |  | no | HPLC Column | PEEK | 25 x 4,0 mm
PolyEncap | 03P4F040PE100 | BISCHOFF PolyEncap 120A Polymer/C4 10µm | C4 | 30 | 4 | 10 | 120 |  | no | HPLC Column | PEEK | 30 x 4,0 mm
PolyEncap | 04P4F040PE100 | BISCHOFF PolyEncap 120A Polymer/C4 10µm | C4 | 33 | 4 | 10 | 120 |  | no | HPLC Column | PEEK | 33 x 4,0 mm
PolyEncap | A4P4F040PE100 | BISCHOFF PolyEncap 120A Polymer/C4 10µm | C4 | 40 | 4 | 10 | 120 |  | no | HPLC Column | PEEK | 40 x 4,0 mm
PolyEncap | 05P4F040PE100 | BISCHOFF PolyEncap 120A Polymer/C4 10µm | C4 | 50 | 4 | 10 | 120 |  | no | HPLC Column | PEEK | 50 x 4,0 mm
PolyEncap | 06P4F040PE100 | BISCHOFF PolyEncap 120A Polymer/C4 10µm | C4 | 53 | 4 | 10 | 120 |  | no | HPLC Column | PEEK | 53 x 4,0 mm
PolyEncap | A6P4F040PE100 | BISCHOFF PolyEncap 120A Polymer/C4 10µm | C4 | 60 | 4 | 10 | 120 |  | no | HPLC Column | PEEK | 60 x 4,0 mm
PolyEncap | 07P4F040PE100 | BISCHOFF PolyEncap 120A Polymer/C4 10µm | C4 | 75 | 4 | 10 | 120 |  | no | HPLC Column | PEEK | 75 x 4,0 mm
PolyEncap | 10P4F040PE100 | BISCHOFF PolyEncap 120A Polymer/C4 10µm | C4 | 100 | 4 | 10 | 120 |  | no | HPLC Column | PEEK | 100 x 4,0 mm
PolyEncap | 12P4F040PE100 | BISCHOFF PolyEncap 120A Polymer/C4 10µm | C4 | 125 | 4 | 10 | 120 |  | no | HPLC Column | PEEK | 125 x 4,0 mm
PolyEncap | 15P4F040PE100 | BISCHOFF PolyEncap 120A Polymer/C4 10µm | C4 | 150 | 4 | 10 | 120 |  | no | HPLC Column | PEEK | 150 x 4,0 mm
PolyEncap | 20P4F040PE100 | BISCHOFF PolyEncap 120A Polymer/C4 10µm | C4 | 200 | 4 | 10 | 120 |  | no | HPLC Column | PEEK | 200 x 4,0 mm
PolyEncap | 25P4F040PE100 | BISCHOFF PolyEncap 120A Polymer/C4 10µm | C4 | 250 | 4 | 10 | 120 |  | no | HPLC Column | PEEK | 250 x 4,0 mm
PolyEncap | 30P4F040PE100 | BISCHOFF PolyEncap 120A Polymer/C4 10µm | C4 | 300 | 4 | 10 | 120 |  | no | HPLC Column | PEEK | 300 x 4,0 mm
PolyEncap | 6305F040PE100 | BISCHOFF PolyEncap 120A Polymer/C4 10µm | C4 | 5 | 4 | 10 | 120 |  | no | Cartridges (5 pcs.) | SS | 5 x 4,0 mm
PolyEncap | 6301F040PE100 | BISCHOFF PolyEncap 120A Polymer/C4 10µm | C4 | 10 | 4 | 10 | 120 |  | no | Cartridges (5 pcs.) | SS | 10 x 4,0 mm
PolyEncap | 6302F040PE100 | BISCHOFF PolyEncap 120A Polymer/C4 10µm | C4 | 20 | 4 | 10 | 120 |  | no | Cartridges (5 pcs.) | SS | 20 x 4,0 mm
PolyEncap | 63P1F040PE100 | BISCHOFF PolyEncap 120A Polymer/C4 10µm | C4 | 10 | 4 | 10 | 120 |  | no | Cartridges (5 pcs.) | PEEK | 10 x 4,0 mm
PolyEncap | 63P2F040PE100 | BISCHOFF PolyEncap 120A Polymer/C4 10µm | C4 | 20 | 4 | 10 | 120 |  | no | Cartridges (5 pcs.) | PEEK | 20 x 4,0 mm
PolyEncap | 6335F040PE100 | BISCHOFF PolyEncap 120A Polymer/C4 10µm | C4 | 5 | 3 | 10 | 120 |  | no | Cartridges (5 pcs.) | SS | 5 x 3,0 mm
PolyEncap | 6331F040PE100 | BISCHOFF PolyEncap 120A Polymer/C4 10µm | C4 | 10 | 3 | 10 | 120 |  | no | Cartridges (5 pcs.) | SS | 10 x 3,0 mm
PolyEncap | 6332F040PE100 | BISCHOFF PolyEncap 120A Polymer/C4 10µm | C4 | 20 | 3 | 10 | 120 |  | no | Cartridges (5 pcs.) | SS | 20 x 3,0 mm
PolyEncap | 6325F040PE100 | BISCHOFF PolyEncap 120A Polymer/C4 10µm | C4 | 5 | 2 | 10 | 120 |  | no | Cartridges (5 pcs.) | SS | 5 x 2,0 mm
PolyEncap | 6321F040PE100 | BISCHOFF PolyEncap 120A Polymer/C4 10µm | C4 | 10 | 2 | 10 | 120 |  | no | Cartridges (5 pcs.) | SS | 10 x 2,0 mm
PolyEncap | 6322F040PE100 | BISCHOFF PolyEncap 120A Polymer/C4 10µm | C4 | 20 | 2 | 10 | 120 |  | no | Cartridges (5 pcs.) | SS | 20 x 2,0 mm
PolyEncap | 0102K040PE050 | BISCHOFF PolyEncap 300A Polymer/C4 5µm | C4 | 14 | 2 | 5 | 300 |  | no | HPLC Column | SS | 14 x 2,0 mm
PolyEncap | 0103K040PE050 | BISCHOFF PolyEncap 300A Polymer/C4 5µm | C4 | 14 | 3 | 5 | 300 |  | no | HPLC Column | SS | 14 x 3,0 mm
PolyEncap | 0104K040PE050 | BISCHOFF PolyEncap 300A Polymer/C4 5µm | C4 | 14 | 4 | 5 | 300 |  | no | HPLC Column | SS | 14 x 4,0 mm
PolyEncap | 0146K040PE050 | BISCHOFF PolyEncap 300A Polymer/C4 5µm | C4 | 14 | 4.6 | 5 | 300 |  | no | HPLC Column | SS | 14 x 4,6 mm
PolyEncap | A202K040PE050 | BISCHOFF PolyEncap 300A Polymer/C4 5µm | C4 | 20 | 2 | 5 | 300 |  | no | HPLC Column | SS | 20 x 2,0 mm
PolyEncap | A203K040PE050 | BISCHOFF PolyEncap 300A Polymer/C4 5µm | C4 | 20 | 3 | 5 | 300 |  | no | HPLC Column | SS | 20 x 3,0 mm
PolyEncap | A204K040PE050 | BISCHOFF PolyEncap 300A Polymer/C4 5µm | C4 | 20 | 4 | 5 | 300 |  | no | HPLC Column | SS | 20 x 4,0 mm
PolyEncap | A246K040PE050 | BISCHOFF PolyEncap 300A Polymer/C4 5µm | C4 | 20 | 4.6 | 5 | 300 |  | no | HPLC Column | SS | 20 x 4,6 mm
PolyEncap | 0202K040PE050 | BISCHOFF PolyEncap 300A Polymer/C4 5µm | C4 | 25 | 2 | 5 | 300 |  | no | HPLC Column | SS | 25 x 2,0 mm
PolyEncap | 0203K040PE050 | BISCHOFF PolyEncap 300A Polymer/C4 5µm | C4 | 25 | 3 | 5 | 300 |  | no | HPLC Column | SS | 25 x 3,0 mm
PolyEncap | 0204K040PE050 | BISCHOFF PolyEncap 300A Polymer/C4 5µm | C4 | 25 | 4 | 5 | 300 |  | no | HPLC Column | SS | 25 x 4,0 mm
PolyEncap | 0246K040PE050 | BISCHOFF PolyEncap 300A Polymer/C4 5µm | C4 | 25 | 4.6 | 5 | 300 |  | no | HPLC Column | SS | 25 x 4,6 mm
PolyEncap | 0302K040PE050 | BISCHOFF PolyEncap 300A Polymer/C4 5µm | C4 | 30 | 2 | 5 | 300 |  | no | HPLC Column | SS | 30 x 2,0 mm
PolyEncap | 0303K040PE050 | BISCHOFF PolyEncap 300A Polymer/C4 5µm | C4 | 30 | 3 | 5 | 300 |  | no | HPLC Column | SS | 30 x 3,0 mm
PolyEncap | 0304K040PE050 | BISCHOFF PolyEncap 300A Polymer/C4 5µm | C4 | 30 | 4 | 5 | 300 |  | no | HPLC Column | SS | 30 x 4,0 mm
PolyEncap | 0346K040PE050 | BISCHOFF PolyEncap 300A Polymer/C4 5µm | C4 | 30 | 4.6 | 5 | 300 |  | no | HPLC Column | SS | 30 x 4,6 mm
PolyEncap | 0402K040PE050 | BISCHOFF PolyEncap 300A Polymer/C4 5µm | C4 | 33 | 2 | 5 | 300 |  | no | HPLC Column | SS | 33 x 2,0 mm
PolyEncap | 0403K040PE050 | BISCHOFF PolyEncap 300A Polymer/C4 5µm | C4 | 33 | 3 | 5 | 300 |  | no | HPLC Column | SS | 33 x 3,0 mm
PolyEncap | 0404K040PE050 | BISCHOFF PolyEncap 300A Polymer/C4 5µm | C4 | 33 | 4 | 5 | 300 |  | no | HPLC Column | SS | 33 x 4,0 mm
PolyEncap | 0446K040PE050 | BISCHOFF PolyEncap 300A Polymer/C4 5µm | C4 | 33 | 4.6 | 5 | 300 |  | no | HPLC Column | SS | 33 x 4,6 mm
PolyEncap | A402K040PE050 | BISCHOFF PolyEncap 300A Polymer/C4 5µm | C4 | 40 | 2 | 5 | 300 |  | no | HPLC Column | SS | 40 x 2,0 mm
PolyEncap | A403K040PE050 | BISCHOFF PolyEncap 300A Polymer/C4 5µm | C4 | 40 | 3 | 5 | 300 |  | no | HPLC Column | SS | 40 x 3,0 mm
PolyEncap | A404K040PE050 | BISCHOFF PolyEncap 300A Polymer/C4 5µm | C4 | 40 | 4 | 5 | 300 |  | no | HPLC Column | SS | 40 x 4,0 mm
PolyEncap | A446K040PE050 | BISCHOFF PolyEncap 300A Polymer/C4 5µm | C4 | 40 | 4.6 | 5 | 300 |  | no | HPLC Column | SS | 40 x 4,6 mm
PolyEncap | 0502K040PE050 | BISCHOFF PolyEncap 300A Polymer/C4 5µm | C4 | 50 | 2 | 5 | 300 |  | no | HPLC Column | SS | 50 x 2,0 mm
PolyEncap | 0503K040PE050 | BISCHOFF PolyEncap 300A Polymer/C4 5µm | C4 | 50 | 3 | 5 | 300 |  | no | HPLC Column | SS | 50 x 3,0 mm
PolyEncap | 0504K040PE050 | BISCHOFF PolyEncap 300A Polymer/C4 5µm | C4 | 50 | 4 | 5 | 300 |  | no | HPLC Column | SS | 50 x 4,0 mm
PolyEncap | 0546K040PE050 | BISCHOFF PolyEncap 300A Polymer/C4 5µm | C4 | 50 | 4.6 | 5 | 300 |  | no | HPLC Column | SS | 50 x 4,6 mm
PolyEncap | 0602K040PE050 | BISCHOFF PolyEncap 300A Polymer/C4 5µm | C4 | 53 | 2 | 5 | 300 |  | no | HPLC Column | SS | 53 x 2,0 mm
PolyEncap | 0603K040PE050 | BISCHOFF PolyEncap 300A Polymer/C4 5µm | C4 | 53 | 3 | 5 | 300 |  | no | HPLC Column | SS | 53 x 3,0 mm
PolyEncap | 0604K040PE050 | BISCHOFF PolyEncap 300A Polymer/C4 5µm | C4 | 53 | 4 | 5 | 300 |  | no | HPLC Column | SS | 53 x 4,0 mm
PolyEncap | 0646K040PE050 | BISCHOFF PolyEncap 300A Polymer/C4 5µm | C4 | 53 | 4.6 | 5 | 300 |  | no | HPLC Column | SS | 53 x 4,6 mm
PolyEncap | A602K040PE050 | BISCHOFF PolyEncap 300A Polymer/C4 5µm | C4 | 60 | 2 | 5 | 300 |  | no | HPLC Column | SS | 60 x 2,0 mm
PolyEncap | A603K040PE050 | BISCHOFF PolyEncap 300A Polymer/C4 5µm | C4 | 60 | 3 | 5 | 300 |  | no | HPLC Column | SS | 60 x 3,0 mm
PolyEncap | A604K040PE050 | BISCHOFF PolyEncap 300A Polymer/C4 5µm | C4 | 60 | 4 | 5 | 300 |  | no | HPLC Column | SS | 60 x 4,0 mm
PolyEncap | A646K040PE050 | BISCHOFF PolyEncap 300A Polymer/C4 5µm | C4 | 60 | 4.6 | 5 | 300 |  | no | HPLC Column | SS | 60 x 4,6 mm
PolyEncap | 0702K040PE050 | BISCHOFF PolyEncap 300A Polymer/C4 5µm | C4 | 75 | 2 | 5 | 300 |  | no | HPLC Column | SS | 75 x 2,0 mm
PolyEncap | 0703K040PE050 | BISCHOFF PolyEncap 300A Polymer/C4 5µm | C4 | 75 | 3 | 5 | 300 |  | no | HPLC Column | SS | 75 x 3,0 mm
PolyEncap | 0704K040PE050 | BISCHOFF PolyEncap 300A Polymer/C4 5µm | C4 | 75 | 4 | 5 | 300 |  | no | HPLC Column | SS | 75 x 4,0 mm
PolyEncap | 0746K040PE050 | BISCHOFF PolyEncap 300A Polymer/C4 5µm | C4 | 75 | 4.6 | 5 | 300 |  | no | HPLC Column | SS | 75 x 4,6 mm
PolyEncap | 1002K040PE050 | BISCHOFF PolyEncap 300A Polymer/C4 5µm | C4 | 100 | 2 | 5 | 300 |  | no | HPLC Column | SS | 100 x 2,0 mm
PolyEncap | 1003K040PE050 | BISCHOFF PolyEncap 300A Polymer/C4 5µm | C4 | 100 | 3 | 5 | 300 |  | no | HPLC Column | SS | 100 x 3,0 mm
PolyEncap | 1004K040PE050 | BISCHOFF PolyEncap 300A Polymer/C4 5µm | C4 | 100 | 4 | 5 | 300 |  | no | HPLC Column | SS | 100 x 4,0 mm
PolyEncap | 1046K040PE050 | BISCHOFF PolyEncap 300A Polymer/C4 5µm | C4 | 100 | 4.6 | 5 | 300 |  | no | HPLC Column | SS | 100 x 4,6 mm
PolyEncap | 1202K040PE050 | BISCHOFF PolyEncap 300A Polymer/C4 5µm | C4 | 125 | 2 | 5 | 300 |  | no | HPLC Column | SS | 125 x 2,0 mm
PolyEncap | 1203K040PE050 | BISCHOFF PolyEncap 300A Polymer/C4 5µm | C4 | 125 | 3 | 5 | 300 |  | no | HPLC Column | SS | 125 x 3,0 mm
PolyEncap | 1204K040PE050 | BISCHOFF PolyEncap 300A Polymer/C4 5µm | C4 | 125 | 4 | 5 | 300 |  | no | HPLC Column | SS | 125 x 4,0 mm
PolyEncap | 1246K040PE050 | BISCHOFF PolyEncap 300A Polymer/C4 5µm | C4 | 125 | 4.6 | 5 | 300 |  | no | HPLC Column | SS | 125 x 4,6 mm
PolyEncap | 1502K040PE050 | BISCHOFF PolyEncap 300A Polymer/C4 5µm | C4 | 150 | 2 | 5 | 300 |  | no | HPLC Column | SS | 150 x 2,0 mm
PolyEncap | 1503K040PE050 | BISCHOFF PolyEncap 300A Polymer/C4 5µm | C4 | 150 | 3 | 5 | 300 |  | no | HPLC Column | SS | 150 x 3,0 mm
PolyEncap | 1504K040PE050 | BISCHOFF PolyEncap 300A Polymer/C4 5µm | C4 | 150 | 4 | 5 | 300 |  | no | HPLC Column | SS | 150 x 4,0 mm
PolyEncap | 1546K040PE050 | BISCHOFF PolyEncap 300A Polymer/C4 5µm | C4 | 150 | 4.6 | 5 | 300 |  | no | HPLC Column | SS | 150 x 4,6 mm
PolyEncap | 2002K040PE050 | BISCHOFF PolyEncap 300A Polymer/C4 5µm | C4 | 200 | 2 | 5 | 300 |  | no | HPLC Column | SS | 200 x 2,0 mm
PolyEncap | 2003K040PE050 | BISCHOFF PolyEncap 300A Polymer/C4 5µm | C4 | 200 | 3 | 5 | 300 |  | no | HPLC Column | SS | 200 x 3,0 mm
PolyEncap | 2004K040PE050 | BISCHOFF PolyEncap 300A Polymer/C4 5µm | C4 | 200 | 4 | 5 | 300 |  | no | HPLC Column | SS | 200 x 4,0 mm
PolyEncap | 2046K040PE050 | BISCHOFF PolyEncap 300A Polymer/C4 5µm | C4 | 200 | 4.6 | 5 | 300 |  | no | HPLC Column | SS | 200 x 4,6 mm
PolyEncap | 2502K040PE050 | BISCHOFF PolyEncap 300A Polymer/C4 5µm | C4 | 250 | 2 | 5 | 300 |  | no | HPLC Column | SS | 250 x 2,0 mm
PolyEncap | 2503K040PE050 | BISCHOFF PolyEncap 300A Polymer/C4 5µm | C4 | 250 | 3 | 5 | 300 |  | no | HPLC Column | SS | 250 x 3,0 mm
PolyEncap | 2504K040PE050 | BISCHOFF PolyEncap 300A Polymer/C4 5µm | C4 | 250 | 4 | 5 | 300 |  | no | HPLC Column | SS | 250 x 4,0 mm
PolyEncap | 2546K040PE050 | BISCHOFF PolyEncap 300A Polymer/C4 5µm | C4 | 250 | 4.6 | 5 | 300 |  | no | HPLC Column | SS | 250 x 4,6 mm
PolyEncap | 3002K040PE050 | BISCHOFF PolyEncap 300A Polymer/C4 5µm | C4 | 300 | 2 | 5 | 300 |  | no | HPLC Column | SS | 300 x 2,0 mm
PolyEncap | 3003K040PE050 | BISCHOFF PolyEncap 300A Polymer/C4 5µm | C4 | 300 | 3 | 5 | 300 |  | no | HPLC Column | SS | 300 x 3,0 mm
PolyEncap | 3004K040PE050 | BISCHOFF PolyEncap 300A Polymer/C4 5µm | C4 | 300 | 4 | 5 | 300 |  | no | HPLC Column | SS | 300 x 4,0 mm
PolyEncap | 3046K040PE050 | BISCHOFF PolyEncap 300A Polymer/C4 5µm | C4 | 300 | 4.6 | 5 | 300 |  | no | HPLC Column | SS | 300 x 4,6 mm
PolyEncap | 01P4K040PE050 | BISCHOFF PolyEncap 300A Polymer/C4 5µm | C4 | 14 | 4 | 5 | 300 |  | no | HPLC Column | PEEK | 14 x 4,0 mm
PolyEncap | A2P4K040PE050 | BISCHOFF PolyEncap 300A Polymer/C4 5µm | C4 | 20 | 4 | 5 | 300 |  | no | HPLC Column | PEEK | 20 x 4,0 mm
PolyEncap | 02P4K040PE050 | BISCHOFF PolyEncap 300A Polymer/C4 5µm | C4 | 25 | 4 | 5 | 300 |  | no | HPLC Column | PEEK | 25 x 4,0 mm
PolyEncap | 03P4K040PE050 | BISCHOFF PolyEncap 300A Polymer/C4 5µm | C4 | 30 | 4 | 5 | 300 |  | no | HPLC Column | PEEK | 30 x 4,0 mm
PolyEncap | 04P4K040PE050 | BISCHOFF PolyEncap 300A Polymer/C4 5µm | C4 | 33 | 4 | 5 | 300 |  | no | HPLC Column | PEEK | 33 x 4,0 mm
PolyEncap | A4P4K040PE050 | BISCHOFF PolyEncap 300A Polymer/C4 5µm | C4 | 40 | 4 | 5 | 300 |  | no | HPLC Column | PEEK | 40 x 4,0 mm
PolyEncap | 05P4K040PE050 | BISCHOFF PolyEncap 300A Polymer/C4 5µm | C4 | 50 | 4 | 5 | 300 |  | no | HPLC Column | PEEK | 50 x 4,0 mm
PolyEncap | 06P4K040PE050 | BISCHOFF PolyEncap 300A Polymer/C4 5µm | C4 | 53 | 4 | 5 | 300 |  | no | HPLC Column | PEEK | 53 x 4,0 mm
PolyEncap | A6P4K040PE050 | BISCHOFF PolyEncap 300A Polymer/C4 5µm | C4 | 60 | 4 | 5 | 300 |  | no | HPLC Column | PEEK | 60 x 4,0 mm
PolyEncap | 07P4K040PE050 | BISCHOFF PolyEncap 300A Polymer/C4 5µm | C4 | 75 | 4 | 5 | 300 |  | no | HPLC Column | PEEK | 75 x 4,0 mm
PolyEncap | 10P4K040PE050 | BISCHOFF PolyEncap 300A Polymer/C4 5µm | C4 | 100 | 4 | 5 | 300 |  | no | HPLC Column | PEEK | 100 x 4,0 mm
PolyEncap | 12P4K040PE050 | BISCHOFF PolyEncap 300A Polymer/C4 5µm | C4 | 125 | 4 | 5 | 300 |  | no | HPLC Column | PEEK | 125 x 4,0 mm
PolyEncap | 15P4K040PE050 | BISCHOFF PolyEncap 300A Polymer/C4 5µm | C4 | 150 | 4 | 5 | 300 |  | no | HPLC Column | PEEK | 150 x 4,0 mm
PolyEncap | 20P4K040PE050 | BISCHOFF PolyEncap 300A Polymer/C4 5µm | C4 | 200 | 4 | 5 | 300 |  | no | HPLC Column | PEEK | 200 x 4,0 mm
PolyEncap | 25P4K040PE050 | BISCHOFF PolyEncap 300A Polymer/C4 5µm | C4 | 250 | 4 | 5 | 300 |  | no | HPLC Column | PEEK | 250 x 4,0 mm
PolyEncap | 30P4K040PE050 | BISCHOFF PolyEncap 300A Polymer/C4 5µm | C4 | 300 | 4 | 5 | 300 |  | no | HPLC Column | PEEK | 300 x 4,0 mm
PolyEncap | 6305K040PE050 | BISCHOFF PolyEncap 300A Polymer/C4 5µm | C4 | 5 | 4 | 5 | 300 |  | no | Cartridges (5 pcs.) | SS | 5 x 4,0 mm
PolyEncap | 6301K040PE050 | BISCHOFF PolyEncap 300A Polymer/C4 5µm | C4 | 10 | 4 | 5 | 300 |  | no | Cartridges (5 pcs.) | SS | 10 x 4,0 mm
PolyEncap | 6302K040PE050 | BISCHOFF PolyEncap 300A Polymer/C4 5µm | C4 | 20 | 4 | 5 | 300 |  | no | Cartridges (5 pcs.) | SS | 20 x 4,0 mm
PolyEncap | 63P1K040PE050 | BISCHOFF PolyEncap 300A Polymer/C4 5µm | C4 | 10 | 4 | 5 | 300 |  | no | Cartridges (5 pcs.) | PEEK | 10 x 4,0 mm
PolyEncap | 63P2K040PE050 | BISCHOFF PolyEncap 300A Polymer/C4 5µm | C4 | 20 | 4 | 5 | 300 |  | no | Cartridges (5 pcs.) | PEEK | 20 x 4,0 mm
PolyEncap | 6335K040PE050 | BISCHOFF PolyEncap 300A Polymer/C4 5µm | C4 | 5 | 3 | 5 | 300 |  | no | Cartridges (5 pcs.) | SS | 5 x 3,0 mm
PolyEncap | 6331K040PE050 | BISCHOFF PolyEncap 300A Polymer/C4 5µm | C4 | 10 | 3 | 5 | 300 |  | no | Cartridges (5 pcs.) | SS | 10 x 3,0 mm
PolyEncap | 6332K040PE050 | BISCHOFF PolyEncap 300A Polymer/C4 5µm | C4 | 20 | 3 | 5 | 300 |  | no | Cartridges (5 pcs.) | SS | 20 x 3,0 mm
PolyEncap | 6325K040PE050 | BISCHOFF PolyEncap 300A Polymer/C4 5µm | C4 | 5 | 2 | 5 | 300 |  | no | Cartridges (5 pcs.) | SS | 5 x 2,0 mm
PolyEncap | 6321K040PE050 | BISCHOFF PolyEncap 300A Polymer/C4 5µm | C4 | 10 | 2 | 5 | 300 |  | no | Cartridges (5 pcs.) | SS | 10 x 2,0 mm
PolyEncap | 6322K040PE050 | BISCHOFF PolyEncap 300A Polymer/C4 5µm | C4 | 20 | 2 | 5 | 300 |  | no | Cartridges (5 pcs.) | SS | 20 x 2,0 mm
PolyEncap | 0102K040PE100 | BISCHOFF PolyEncap 300A Polymer/C4 10µm | C4 | 14 | 2 | 10 | 300 |  | no | HPLC Column | SS | 14 x 2,0 mm
PolyEncap | 0103K040PE100 | BISCHOFF PolyEncap 300A Polymer/C4 10µm | C4 | 14 | 3 | 10 | 300 |  | no | HPLC Column | SS | 14 x 3,0 mm
PolyEncap | 0104K040PE100 | BISCHOFF PolyEncap 300A Polymer/C4 10µm | C4 | 14 | 4 | 10 | 300 |  | no | HPLC Column | SS | 14 x 4,0 mm
PolyEncap | 0146K040PE100 | BISCHOFF PolyEncap 300A Polymer/C4 10µm | C4 | 14 | 4.6 | 10 | 300 |  | no | HPLC Column | SS | 14 x 4,6 mm
PolyEncap | A202K040PE100 | BISCHOFF PolyEncap 300A Polymer/C4 10µm | C4 | 20 | 2 | 10 | 300 |  | no | HPLC Column | SS | 20 x 2,0 mm
PolyEncap | A203K040PE100 | BISCHOFF PolyEncap 300A Polymer/C4 10µm | C4 | 20 | 3 | 10 | 300 |  | no | HPLC Column | SS | 20 x 3,0 mm
PolyEncap | A204K040PE100 | BISCHOFF PolyEncap 300A Polymer/C4 10µm | C4 | 20 | 4 | 10 | 300 |  | no | HPLC Column | SS | 20 x 4,0 mm
PolyEncap | A246K040PE100 | BISCHOFF PolyEncap 300A Polymer/C4 10µm | C4 | 20 | 4.6 | 10 | 300 |  | no | HPLC Column | SS | 20 x 4,6 mm
PolyEncap | 0202K040PE100 | BISCHOFF PolyEncap 300A Polymer/C4 10µm | C4 | 25 | 2 | 10 | 300 |  | no | HPLC Column | SS | 25 x 2,0 mm
PolyEncap | 0203K040PE100 | BISCHOFF PolyEncap 300A Polymer/C4 10µm | C4 | 25 | 3 | 10 | 300 |  | no | HPLC Column | SS | 25 x 3,0 mm
PolyEncap | 0204K040PE100 | BISCHOFF PolyEncap 300A Polymer/C4 10µm | C4 | 25 | 4 | 10 | 300 |  | no | HPLC Column | SS | 25 x 4,0 mm
PolyEncap | 0246K040PE100 | BISCHOFF PolyEncap 300A Polymer/C4 10µm | C4 | 25 | 4.6 | 10 | 300 |  | no | HPLC Column | SS | 25 x 4,6 mm
PolyEncap | 0302K040PE100 | BISCHOFF PolyEncap 300A Polymer/C4 10µm | C4 | 30 | 2 | 10 | 300 |  | no | HPLC Column | SS | 30 x 2,0 mm
PolyEncap | 0303K040PE100 | BISCHOFF PolyEncap 300A Polymer/C4 10µm | C4 | 30 | 3 | 10 | 300 |  | no | HPLC Column | SS | 30 x 3,0 mm
PolyEncap | 0304K040PE100 | BISCHOFF PolyEncap 300A Polymer/C4 10µm | C4 | 30 | 4 | 10 | 300 |  | no | HPLC Column | SS | 30 x 4,0 mm
PolyEncap | 0346K040PE100 | BISCHOFF PolyEncap 300A Polymer/C4 10µm | C4 | 30 | 4.6 | 10 | 300 |  | no | HPLC Column | SS | 30 x 4,6 mm
PolyEncap | 0402K040PE100 | BISCHOFF PolyEncap 300A Polymer/C4 10µm | C4 | 33 | 2 | 10 | 300 |  | no | HPLC Column | SS | 33 x 2,0 mm
PolyEncap | 0403K040PE100 | BISCHOFF PolyEncap 300A Polymer/C4 10µm | C4 | 33 | 3 | 10 | 300 |  | no | HPLC Column | SS | 33 x 3,0 mm
PolyEncap | 0404K040PE100 | BISCHOFF PolyEncap 300A Polymer/C4 10µm | C4 | 33 | 4 | 10 | 300 |  | no | HPLC Column | SS | 33 x 4,0 mm
PolyEncap | 0446K040PE100 | BISCHOFF PolyEncap 300A Polymer/C4 10µm | C4 | 33 | 4.6 | 10 | 300 |  | no | HPLC Column | SS | 33 x 4,6 mm
PolyEncap | A402K040PE100 | BISCHOFF PolyEncap 300A Polymer/C4 10µm | C4 | 40 | 2 | 10 | 300 |  | no | HPLC Column | SS | 40 x 2,0 mm
PolyEncap | A403K040PE100 | BISCHOFF PolyEncap 300A Polymer/C4 10µm | C4 | 40 | 3 | 10 | 300 |  | no | HPLC Column | SS | 40 x 3,0 mm
PolyEncap | A404K040PE100 | BISCHOFF PolyEncap 300A Polymer/C4 10µm | C4 | 40 | 4 | 10 | 300 |  | no | HPLC Column | SS | 40 x 4,0 mm
PolyEncap | A446K040PE100 | BISCHOFF PolyEncap 300A Polymer/C4 10µm | C4 | 40 | 4.6 | 10 | 300 |  | no | HPLC Column | SS | 40 x 4,6 mm
PolyEncap | 0502K040PE100 | BISCHOFF PolyEncap 300A Polymer/C4 10µm | C4 | 50 | 2 | 10 | 300 |  | no | HPLC Column | SS | 50 x 2,0 mm
PolyEncap | 0503K040PE100 | BISCHOFF PolyEncap 300A Polymer/C4 10µm | C4 | 50 | 3 | 10 | 300 |  | no | HPLC Column | SS | 50 x 3,0 mm
PolyEncap | 0504K040PE100 | BISCHOFF PolyEncap 300A Polymer/C4 10µm | C4 | 50 | 4 | 10 | 300 |  | no | HPLC Column | SS | 50 x 4,0 mm
PolyEncap | 0546K040PE100 | BISCHOFF PolyEncap 300A Polymer/C4 10µm | C4 | 50 | 4.6 | 10 | 300 |  | no | HPLC Column | SS | 50 x 4,6 mm
PolyEncap | 0602K040PE100 | BISCHOFF PolyEncap 300A Polymer/C4 10µm | C4 | 53 | 2 | 10 | 300 |  | no | HPLC Column | SS | 53 x 2,0 mm
PolyEncap | 0603K040PE100 | BISCHOFF PolyEncap 300A Polymer/C4 10µm | C4 | 53 | 3 | 10 | 300 |  | no | HPLC Column | SS | 53 x 3,0 mm
PolyEncap | 0604K040PE100 | BISCHOFF PolyEncap 300A Polymer/C4 10µm | C4 | 53 | 4 | 10 | 300 |  | no | HPLC Column | SS | 53 x 4,0 mm
PolyEncap | 0646K040PE100 | BISCHOFF PolyEncap 300A Polymer/C4 10µm | C4 | 53 | 4.6 | 10 | 300 |  | no | HPLC Column | SS | 53 x 4,6 mm
PolyEncap | A602K040PE100 | BISCHOFF PolyEncap 300A Polymer/C4 10µm | C4 | 60 | 2 | 10 | 300 |  | no | HPLC Column | SS | 60 x 2,0 mm
PolyEncap | A603K040PE100 | BISCHOFF PolyEncap 300A Polymer/C4 10µm | C4 | 60 | 3 | 10 | 300 |  | no | HPLC Column | SS | 60 x 3,0 mm
PolyEncap | A604K040PE100 | BISCHOFF PolyEncap 300A Polymer/C4 10µm | C4 | 60 | 4 | 10 | 300 |  | no | HPLC Column | SS | 60 x 4,0 mm
PolyEncap | A646K040PE100 | BISCHOFF PolyEncap 300A Polymer/C4 10µm | C4 | 60 | 4.6 | 10 | 300 |  | no | HPLC Column | SS | 60 x 4,6 mm
PolyEncap | 0702K040PE100 | BISCHOFF PolyEncap 300A Polymer/C4 10µm | C4 | 75 | 2 | 10 | 300 |  | no | HPLC Column | SS | 75 x 2,0 mm
PolyEncap | 0703K040PE100 | BISCHOFF PolyEncap 300A Polymer/C4 10µm | C4 | 75 | 3 | 10 | 300 |  | no | HPLC Column | SS | 75 x 3,0 mm
PolyEncap | 0704K040PE100 | BISCHOFF PolyEncap 300A Polymer/C4 10µm | C4 | 75 | 4 | 10 | 300 |  | no | HPLC Column | SS | 75 x 4,0 mm
PolyEncap | 0746K040PE100 | BISCHOFF PolyEncap 300A Polymer/C4 10µm | C4 | 75 | 4.6 | 10 | 300 |  | no | HPLC Column | SS | 75 x 4,6 mm
PolyEncap | 1002K040PE100 | BISCHOFF PolyEncap 300A Polymer/C4 10µm | C4 | 100 | 2 | 10 | 300 |  | no | HPLC Column | SS | 100 x 2,0 mm
PolyEncap | 1003K040PE100 | BISCHOFF PolyEncap 300A Polymer/C4 10µm | C4 | 100 | 3 | 10 | 300 |  | no | HPLC Column | SS | 100 x 3,0 mm
PolyEncap | 1004K040PE100 | BISCHOFF PolyEncap 300A Polymer/C4 10µm | C4 | 100 | 4 | 10 | 300 |  | no | HPLC Column | SS | 100 x 4,0 mm
PolyEncap | 1046K040PE100 | BISCHOFF PolyEncap 300A Polymer/C4 10µm | C4 | 100 | 4.6 | 10 | 300 |  | no | HPLC Column | SS | 100 x 4,6 mm
PolyEncap | 1202K040PE100 | BISCHOFF PolyEncap 300A Polymer/C4 10µm | C4 | 125 | 2 | 10 | 300 |  | no | HPLC Column | SS | 125 x 2,0 mm
PolyEncap | 1203K040PE100 | BISCHOFF PolyEncap 300A Polymer/C4 10µm | C4 | 125 | 3 | 10 | 300 |  | no | HPLC Column | SS | 125 x 3,0 mm
PolyEncap | 1204K040PE100 | BISCHOFF PolyEncap 300A Polymer/C4 10µm | C4 | 125 | 4 | 10 | 300 |  | no | HPLC Column | SS | 125 x 4,0 mm
PolyEncap | 1246K040PE100 | BISCHOFF PolyEncap 300A Polymer/C4 10µm | C4 | 125 | 4.6 | 10 | 300 |  | no | HPLC Column | SS | 125 x 4,6 mm
PolyEncap | 1502K040PE100 | BISCHOFF PolyEncap 300A Polymer/C4 10µm | C4 | 150 | 2 | 10 | 300 |  | no | HPLC Column | SS | 150 x 2,0 mm
PolyEncap | 1503K040PE100 | BISCHOFF PolyEncap 300A Polymer/C4 10µm | C4 | 150 | 3 | 10 | 300 |  | no | HPLC Column | SS | 150 x 3,0 mm
PolyEncap | 1504K040PE100 | BISCHOFF PolyEncap 300A Polymer/C4 10µm | C4 | 150 | 4 | 10 | 300 |  | no | HPLC Column | SS | 150 x 4,0 mm
PolyEncap | 1546K040PE100 | BISCHOFF PolyEncap 300A Polymer/C4 10µm | C4 | 150 | 4.6 | 10 | 300 |  | no | HPLC Column | SS | 150 x 4,6 mm
PolyEncap | 2002K040PE100 | BISCHOFF PolyEncap 300A Polymer/C4 10µm | C4 | 200 | 2 | 10 | 300 |  | no | HPLC Column | SS | 200 x 2,0 mm
PolyEncap | 2003K040PE100 | BISCHOFF PolyEncap 300A Polymer/C4 10µm | C4 | 200 | 3 | 10 | 300 |  | no | HPLC Column | SS | 200 x 3,0 mm
PolyEncap | 2004K040PE100 | BISCHOFF PolyEncap 300A Polymer/C4 10µm | C4 | 200 | 4 | 10 | 300 |  | no | HPLC Column | SS | 200 x 4,0 mm
PolyEncap | 2046K040PE100 | BISCHOFF PolyEncap 300A Polymer/C4 10µm | C4 | 200 | 4.6 | 10 | 300 |  | no | HPLC Column | SS | 200 x 4,6 mm
PolyEncap | 2502K040PE100 | BISCHOFF PolyEncap 300A Polymer/C4 10µm | C4 | 250 | 2 | 10 | 300 |  | no | HPLC Column | SS | 250 x 2,0 mm
PolyEncap | 2503K040PE100 | BISCHOFF PolyEncap 300A Polymer/C4 10µm | C4 | 250 | 3 | 10 | 300 |  | no | HPLC Column | SS | 250 x 3,0 mm
PolyEncap | 2504K040PE100 | BISCHOFF PolyEncap 300A Polymer/C4 10µm | C4 | 250 | 4 | 10 | 300 |  | no | HPLC Column | SS | 250 x 4,0 mm
PolyEncap | 2546K040PE100 | BISCHOFF PolyEncap 300A Polymer/C4 10µm | C4 | 250 | 4.6 | 10 | 300 |  | no | HPLC Column | SS | 250 x 4,6 mm
PolyEncap | 3002K040PE100 | BISCHOFF PolyEncap 300A Polymer/C4 10µm | C4 | 300 | 2 | 10 | 300 |  | no | HPLC Column | SS | 300 x 2,0 mm
PolyEncap | 3003K040PE100 | BISCHOFF PolyEncap 300A Polymer/C4 10µm | C4 | 300 | 3 | 10 | 300 |  | no | HPLC Column | SS | 300 x 3,0 mm
PolyEncap | 3004K040PE100 | BISCHOFF PolyEncap 300A Polymer/C4 10µm | C4 | 300 | 4 | 10 | 300 |  | no | HPLC Column | SS | 300 x 4,0 mm
PolyEncap | 3046K040PE100 | BISCHOFF PolyEncap 300A Polymer/C4 10µm | C4 | 300 | 4.6 | 10 | 300 |  | no | HPLC Column | SS | 300 x 4,6 mm
PolyEncap | 01P4K040PE100 | BISCHOFF PolyEncap 300A Polymer/C4 10µm | C4 | 14 | 4 | 10 | 300 |  | no | HPLC Column | PEEK | 14 x 4,0 mm
PolyEncap | A2P4K040PE100 | BISCHOFF PolyEncap 300A Polymer/C4 10µm | C4 | 20 | 4 | 10 | 300 |  | no | HPLC Column | PEEK | 20 x 4,0 mm
PolyEncap | 02P4K040PE100 | BISCHOFF PolyEncap 300A Polymer/C4 10µm | C4 | 25 | 4 | 10 | 300 |  | no | HPLC Column | PEEK | 25 x 4,0 mm
PolyEncap | 03P4K040PE100 | BISCHOFF PolyEncap 300A Polymer/C4 10µm | C4 | 30 | 4 | 10 | 300 |  | no | HPLC Column | PEEK | 30 x 4,0 mm
PolyEncap | 04P4K040PE100 | BISCHOFF PolyEncap 300A Polymer/C4 10µm | C4 | 33 | 4 | 10 | 300 |  | no | HPLC Column | PEEK | 33 x 4,0 mm
PolyEncap | A4P4K040PE100 | BISCHOFF PolyEncap 300A Polymer/C4 10µm | C4 | 40 | 4 | 10 | 300 |  | no | HPLC Column | PEEK | 40 x 4,0 mm
PolyEncap | 05P4K040PE100 | BISCHOFF PolyEncap 300A Polymer/C4 10µm | C4 | 50 | 4 | 10 | 300 |  | no | HPLC Column | PEEK | 50 x 4,0 mm
PolyEncap | 06P4K040PE100 | BISCHOFF PolyEncap 300A Polymer/C4 10µm | C4 | 53 | 4 | 10 | 300 |  | no | HPLC Column | PEEK | 53 x 4,0 mm
PolyEncap | A6P4K040PE100 | BISCHOFF PolyEncap 300A Polymer/C4 10µm | C4 | 60 | 4 | 10 | 300 |  | no | HPLC Column | PEEK | 60 x 4,0 mm
PolyEncap | 07P4K040PE100 | BISCHOFF PolyEncap 300A Polymer/C4 10µm | C4 | 75 | 4 | 10 | 300 |  | no | HPLC Column | PEEK | 75 x 4,0 mm
PolyEncap | 10P4K040PE100 | BISCHOFF PolyEncap 300A Polymer/C4 10µm | C4 | 100 | 4 | 10 | 300 |  | no | HPLC Column | PEEK | 100 x 4,0 mm
PolyEncap | 12P4K040PE100 | BISCHOFF PolyEncap 300A Polymer/C4 10µm | C4 | 125 | 4 | 10 | 300 |  | no | HPLC Column | PEEK | 125 x 4,0 mm
PolyEncap | 15P4K040PE100 | BISCHOFF PolyEncap 300A Polymer/C4 10µm | C4 | 150 | 4 | 10 | 300 |  | no | HPLC Column | PEEK | 150 x 4,0 mm
PolyEncap | 20P4K040PE100 | BISCHOFF PolyEncap 300A Polymer/C4 10µm | C4 | 200 | 4 | 10 | 300 |  | no | HPLC Column | PEEK | 200 x 4,0 mm
PolyEncap | 25P4K040PE100 | BISCHOFF PolyEncap 300A Polymer/C4 10µm | C4 | 250 | 4 | 10 | 300 |  | no | HPLC Column | PEEK | 250 x 4,0 mm
PolyEncap | 30P4K040PE100 | BISCHOFF PolyEncap 300A Polymer/C4 10µm | C4 | 300 | 4 | 10 | 300 |  | no | HPLC Column | PEEK | 300 x 4,0 mm
PolyEncap | 6305K040PE100 | BISCHOFF PolyEncap 300A Polymer/C4 10µm | C4 | 5 | 4 | 10 | 300 |  | no | Cartridges (5 pcs.) | SS | 5 x 4,0 mm
PolyEncap | 6301K040PE100 | BISCHOFF PolyEncap 300A Polymer/C4 10µm | C4 | 10 | 4 | 10 | 300 |  | no | Cartridges (5 pcs.) | SS | 10 x 4,0 mm
PolyEncap | 6302K040PE100 | BISCHOFF PolyEncap 300A Polymer/C4 10µm | C4 | 20 | 4 | 10 | 300 |  | no | Cartridges (5 pcs.) | SS | 20 x 4,0 mm
PolyEncap | 63P1K040PE100 | BISCHOFF PolyEncap 300A Polymer/C4 10µm | C4 | 10 | 4 | 10 | 300 |  | no | Cartridges (5 pcs.) | PEEK | 10 x 4,0 mm
PolyEncap | 63P2K040PE100 | BISCHOFF PolyEncap 300A Polymer/C4 10µm | C4 | 20 | 4 | 10 | 300 |  | no | Cartridges (5 pcs.) | PEEK | 20 x 4,0 mm
PolyEncap | 6335K040PE100 | BISCHOFF PolyEncap 300A Polymer/C4 10µm | C4 | 5 | 3 | 10 | 300 |  | no | Cartridges (5 pcs.) | SS | 5 x 3,0 mm
PolyEncap | 6331K040PE100 | BISCHOFF PolyEncap 300A Polymer/C4 10µm | C4 | 10 | 3 | 10 | 300 |  | no | Cartridges (5 pcs.) | SS | 10 x 3,0 mm
PolyEncap | 6332K040PE100 | BISCHOFF PolyEncap 300A Polymer/C4 10µm | C4 | 20 | 3 | 10 | 300 |  | no | Cartridges (5 pcs.) | SS | 20 x 3,0 mm
PolyEncap | 6325K040PE100 | BISCHOFF PolyEncap 300A Polymer/C4 10µm | C4 | 5 | 2 | 10 | 300 |  | no | Cartridges (5 pcs.) | SS | 5 x 2,0 mm
PolyEncap | 6321K040PE100 | BISCHOFF PolyEncap 300A Polymer/C4 10µm | C4 | 10 | 2 | 10 | 300 |  | no | Cartridges (5 pcs.) | SS | 10 x 2,0 mm
PolyEncap | 6322K040PE100 | BISCHOFF PolyEncap 300A Polymer/C4 10µm | C4 | 20 | 2 | 10 | 300 |  | no | Cartridges (5 pcs.) | SS | 20 x 2,0 mm
PolyEncap | 0102F180PE040 | BISCHOFF PolyEncap 120 C18 4µm | C18 | 14 | 2 | 4 | 120 |  | no | HPLC Column | SS | 14 x 2,0 mm
PolyEncap | 0103F180PE040 | BISCHOFF PolyEncap 120 C18 4µm | C18 | 14 | 3 | 4 | 120 |  | no | HPLC Column | SS | 14 x 3,0 mm
PolyEncap | 0104F180PE040 | BISCHOFF PolyEncap 120 C18 4µm | C18 | 14 | 4 | 4 | 120 |  | no | HPLC Column | SS | 14 x 4,0 mm
PolyEncap | 0146F180PE040 | BISCHOFF PolyEncap 120 C18 4µm | C18 | 14 | 4.6 | 4 | 120 |  | no | HPLC Column | SS | 14 x 4,6 mm
PolyEncap | A202F180PE040 | BISCHOFF PolyEncap 120 C18 4µm | C18 | 20 | 2 | 4 | 120 |  | no | HPLC Column | SS | 20 x 2,0 mm
PolyEncap | A203F180PE040 | BISCHOFF PolyEncap 120 C18 4µm | C18 | 20 | 3 | 4 | 120 |  | no | HPLC Column | SS | 20 x 3,0 mm
PolyEncap | A204F180PE040 | BISCHOFF PolyEncap 120 C18 4µm | C18 | 20 | 4 | 4 | 120 |  | no | HPLC Column | SS | 20 x 4,0 mm
PolyEncap | A246F180PE040 | BISCHOFF PolyEncap 120 C18 4µm | C18 | 20 | 4.6 | 4 | 120 |  | no | HPLC Column | SS | 20 x 4,6 mm
PolyEncap | 0202F180PE040 | BISCHOFF PolyEncap 120 C18 4µm | C18 | 25 | 2 | 4 | 120 |  | no | HPLC Column | SS | 25 x 2,0 mm
PolyEncap | 0203F180PE040 | BISCHOFF PolyEncap 120 C18 4µm | C18 | 25 | 3 | 4 | 120 |  | no | HPLC Column | SS | 25 x 3,0 mm
PolyEncap | 0204F180PE040 | BISCHOFF PolyEncap 120 C18 4µm | C18 | 25 | 4 | 4 | 120 |  | no | HPLC Column | SS | 25 x 4,0 mm
PolyEncap | 0246F180PE040 | BISCHOFF PolyEncap 120 C18 4µm | C18 | 25 | 4.6 | 4 | 120 |  | no | HPLC Column | SS | 25 x 4,6 mm
PolyEncap | 0302F180PE040 | BISCHOFF PolyEncap 120 C18 4µm | C18 | 30 | 2 | 4 | 120 |  | no | HPLC Column | SS | 30 x 2,0 mm
PolyEncap | 0303F180PE040 | BISCHOFF PolyEncap 120 C18 4µm | C18 | 30 | 3 | 4 | 120 |  | no | HPLC Column | SS | 30 x 3,0 mm
PolyEncap | 0304F180PE040 | BISCHOFF PolyEncap 120 C18 4µm | C18 | 30 | 4 | 4 | 120 |  | no | HPLC Column | SS | 30 x 4,0 mm
PolyEncap | 0346F180PE040 | BISCHOFF PolyEncap 120 C18 4µm | C18 | 30 | 4.6 | 4 | 120 |  | no | HPLC Column | SS | 30 x 4,6 mm
PolyEncap | 0402F180PE040 | BISCHOFF PolyEncap 120 C18 4µm | C18 | 33 | 2 | 4 | 120 |  | no | HPLC Column | SS | 33 x 2,0 mm
PolyEncap | 0403F180PE040 | BISCHOFF PolyEncap 120 C18 4µm | C18 | 33 | 3 | 4 | 120 |  | no | HPLC Column | SS | 33 x 3,0 mm
PolyEncap | 0404F180PE040 | BISCHOFF PolyEncap 120 C18 4µm | C18 | 33 | 4 | 4 | 120 |  | no | HPLC Column | SS | 33 x 4,0 mm
PolyEncap | 0446F180PE040 | BISCHOFF PolyEncap 120 C18 4µm | C18 | 33 | 4.6 | 4 | 120 |  | no | HPLC Column | SS | 33 x 4,6 mm
PolyEncap | A402F180PE040 | BISCHOFF PolyEncap 120 C18 4µm | C18 | 40 | 2 | 4 | 120 |  | no | HPLC Column | SS | 40 x 2,0 mm
PolyEncap | A403F180PE040 | BISCHOFF PolyEncap 120 C18 4µm | C18 | 40 | 3 | 4 | 120 |  | no | HPLC Column | SS | 40 x 3,0 mm
PolyEncap | A404F180PE040 | BISCHOFF PolyEncap 120 C18 4µm | C18 | 40 | 4 | 4 | 120 |  | no | HPLC Column | SS | 40 x 4,0 mm
PolyEncap | A446F180PE040 | BISCHOFF PolyEncap 120 C18 4µm | C18 | 40 | 4.6 | 4 | 120 |  | no | HPLC Column | SS | 40 x 4,6 mm
PolyEncap | 0502F180PE040 | BISCHOFF PolyEncap 120 C18 4µm | C18 | 50 | 2 | 4 | 120 |  | no | HPLC Column | SS | 50 x 2,0 mm
PolyEncap | 0503F180PE040 | BISCHOFF PolyEncap 120 C18 4µm | C18 | 50 | 3 | 4 | 120 |  | no | HPLC Column | SS | 50 x 3,0 mm
PolyEncap | 0504F180PE040 | BISCHOFF PolyEncap 120 C18 4µm | C18 | 50 | 4 | 4 | 120 |  | no | HPLC Column | SS | 50 x 4,0 mm
PolyEncap | 0546F180PE040 | BISCHOFF PolyEncap 120 C18 4µm | C18 | 50 | 4.6 | 4 | 120 |  | no | HPLC Column | SS | 50 x 4,6 mm
PolyEncap | 0602F180PE040 | BISCHOFF PolyEncap 120 C18 4µm | C18 | 53 | 2 | 4 | 120 |  | no | HPLC Column | SS | 53 x 2,0 mm
PolyEncap | 0603F180PE040 | BISCHOFF PolyEncap 120 C18 4µm | C18 | 53 | 3 | 4 | 120 |  | no | HPLC Column | SS | 53 x 3,0 mm
PolyEncap | 0604F180PE040 | BISCHOFF PolyEncap 120 C18 4µm | C18 | 53 | 4 | 4 | 120 |  | no | HPLC Column | SS | 53 x 4,0 mm
PolyEncap | 0646F180PE040 | BISCHOFF PolyEncap 120 C18 4µm | C18 | 53 | 4.6 | 4 | 120 |  | no | HPLC Column | SS | 53 x 4,6 mm
PolyEncap | A602F180PE040 | BISCHOFF PolyEncap 120 C18 4µm | C18 | 60 | 2 | 4 | 120 |  | no | HPLC Column | SS | 60 x 2,0 mm
PolyEncap | A603F180PE040 | BISCHOFF PolyEncap 120 C18 4µm | C18 | 60 | 3 | 4 | 120 |  | no | HPLC Column | SS | 60 x 3,0 mm
PolyEncap | A604F180PE040 | BISCHOFF PolyEncap 120 C18 4µm | C18 | 60 | 4 | 4 | 120 |  | no | HPLC Column | SS | 60 x 4,0 mm
PolyEncap | A646F180PE040 | BISCHOFF PolyEncap 120 C18 4µm | C18 | 60 | 4.6 | 4 | 120 |  | no | HPLC Column | SS | 60 x 4,6 mm
PolyEncap | 0702F180PE040 | BISCHOFF PolyEncap 120 C18 4µm | C18 | 75 | 2 | 4 | 120 |  | no | HPLC Column | SS | 75 x 2,0 mm
PolyEncap | 0703F180PE040 | BISCHOFF PolyEncap 120 C18 4µm | C18 | 75 | 3 | 4 | 120 |  | no | HPLC Column | SS | 75 x 3,0 mm
PolyEncap | 0704F180PE040 | BISCHOFF PolyEncap 120 C18 4µm | C18 | 75 | 4 | 4 | 120 |  | no | HPLC Column | SS | 75 x 4,0 mm
PolyEncap | 0746F180PE040 | BISCHOFF PolyEncap 120 C18 4µm | C18 | 75 | 4.6 | 4 | 120 |  | no | HPLC Column | SS | 75 x 4,6 mm
PolyEncap | 1002F180PE040 | BISCHOFF PolyEncap 120 C18 4µm | C18 | 100 | 2 | 4 | 120 |  | no | HPLC Column | SS | 100 x 2,0 mm
PolyEncap | 1003F180PE040 | BISCHOFF PolyEncap 120 C18 4µm | C18 | 100 | 3 | 4 | 120 |  | no | HPLC Column | SS | 100 x 3,0 mm
PolyEncap | 1004F180PE040 | BISCHOFF PolyEncap 120 C18 4µm | C18 | 100 | 4 | 4 | 120 |  | no | HPLC Column | SS | 100 x 4,0 mm
PolyEncap | 1046F180PE040 | BISCHOFF PolyEncap 120 C18 4µm | C18 | 100 | 4.6 | 4 | 120 |  | no | HPLC Column | SS | 100 x 4,6 mm
PolyEncap | 1202F180PE040 | BISCHOFF PolyEncap 120 C18 4µm | C18 | 125 | 2 | 4 | 120 |  | no | HPLC Column | SS | 125 x 2,0 mm
PolyEncap | 1203F180PE040 | BISCHOFF PolyEncap 120 C18 4µm | C18 | 125 | 3 | 4 | 120 |  | no | HPLC Column | SS | 125 x 3,0 mm
PolyEncap | 1204F180PE040 | BISCHOFF PolyEncap 120 C18 4µm | C18 | 125 | 4 | 4 | 120 |  | no | HPLC Column | SS | 125 x 4,0 mm
PolyEncap | 1246F180PE040 | BISCHOFF PolyEncap 120 C18 4µm | C18 | 125 | 4.6 | 4 | 120 |  | no | HPLC Column | SS | 125 x 4,6 mm
PolyEncap | 1502F180PE040 | BISCHOFF PolyEncap 120 C18 4µm | C18 | 150 | 2 | 4 | 120 |  | no | HPLC Column | SS | 150 x 2,0 mm
PolyEncap | 1503F180PE040 | BISCHOFF PolyEncap 120 C18 4µm | C18 | 150 | 3 | 4 | 120 |  | no | HPLC Column | SS | 150 x 3,0 mm
PolyEncap | 1504F180PE040 | BISCHOFF PolyEncap 120 C18 4µm | C18 | 150 | 4 | 4 | 120 |  | no | HPLC Column | SS | 150 x 4,0 mm
PolyEncap | 1546F180PE040 | BISCHOFF PolyEncap 120 C18 4µm | C18 | 150 | 4.6 | 4 | 120 |  | no | HPLC Column | SS | 150 x 4,6 mm
PolyEncap | 2002F180PE040 | BISCHOFF PolyEncap 120 C18 4µm | C18 | 200 | 2 | 4 | 120 |  | no | HPLC Column | SS | 200 x 2,0 mm
PolyEncap | 2003F180PE040 | BISCHOFF PolyEncap 120 C18 4µm | C18 | 200 | 3 | 4 | 120 |  | no | HPLC Column | SS | 200 x 3,0 mm
PolyEncap | 2004F180PE040 | BISCHOFF PolyEncap 120 C18 4µm | C18 | 200 | 4 | 4 | 120 |  | no | HPLC Column | SS | 200 x 4,0 mm
PolyEncap | 2046F180PE040 | BISCHOFF PolyEncap 120 C18 4µm | C18 | 200 | 4.6 | 4 | 120 |  | no | HPLC Column | SS | 200 x 4,6 mm
PolyEncap | 2502F180PE040 | BISCHOFF PolyEncap 120 C18 4µm | C18 | 250 | 2 | 4 | 120 |  | no | HPLC Column | SS | 250 x 2,0 mm
PolyEncap | 2503F180PE040 | BISCHOFF PolyEncap 120 C18 4µm | C18 | 250 | 3 | 4 | 120 |  | no | HPLC Column | SS | 250 x 3,0 mm
PolyEncap | 2504F180PE040 | BISCHOFF PolyEncap 120 C18 4µm | C18 | 250 | 4 | 4 | 120 |  | no | HPLC Column | SS | 250 x 4,0 mm
PolyEncap | 2546F180PE040 | BISCHOFF PolyEncap 120 C18 4µm | C18 | 250 | 4.6 | 4 | 120 |  | no | HPLC Column | SS | 250 x 4,6 mm
PolyEncap | 3002F180PE040 | BISCHOFF PolyEncap 120 C18 4µm | C18 | 300 | 2 | 4 | 120 |  | no | HPLC Column | SS | 300 x 2,0 mm
PolyEncap | 3003F180PE040 | BISCHOFF PolyEncap 120 C18 4µm | C18 | 300 | 3 | 4 | 120 |  | no | HPLC Column | SS | 300 x 3,0 mm
PolyEncap | 3004F180PE040 | BISCHOFF PolyEncap 120 C18 4µm | C18 | 300 | 4 | 4 | 120 |  | no | HPLC Column | SS | 300 x 4,0 mm
PolyEncap | 3046F180PE040 | BISCHOFF PolyEncap 120 C18 4µm | C18 | 300 | 4.6 | 4 | 120 |  | no | HPLC Column | SS | 300 x 4,6 mm
PolyEncap | 01P4F180PE040 | BISCHOFF PolyEncap 120 C18 4µm | C18 | 14 | 4 | 4 | 120 |  | no | HPLC Column | PEEK | 14 x 4,0 mm
PolyEncap | A2P4F180PE040 | BISCHOFF PolyEncap 120 C18 4µm | C18 | 20 | 4 | 4 | 120 |  | no | HPLC Column | PEEK | 20 x 4,0 mm
PolyEncap | 02P4F180PE040 | BISCHOFF PolyEncap 120 C18 4µm | C18 | 25 | 4 | 4 | 120 |  | no | HPLC Column | PEEK | 25 x 4,0 mm
PolyEncap | 03P4F180PE040 | BISCHOFF PolyEncap 120 C18 4µm | C18 | 30 | 4 | 4 | 120 |  | no | HPLC Column | PEEK | 30 x 4,0 mm
PolyEncap | 04P4F180PE040 | BISCHOFF PolyEncap 120 C18 4µm | C18 | 33 | 4 | 4 | 120 |  | no | HPLC Column | PEEK | 33 x 4,0 mm
PolyEncap | A4P4F180PE040 | BISCHOFF PolyEncap 120 C18 4µm | C18 | 40 | 4 | 4 | 120 |  | no | HPLC Column | PEEK | 40 x 4,0 mm
PolyEncap | 05P4F180PE040 | BISCHOFF PolyEncap 120 C18 4µm | C18 | 50 | 4 | 4 | 120 |  | no | HPLC Column | PEEK | 50 x 4,0 mm
PolyEncap | 06P4F180PE040 | BISCHOFF PolyEncap 120 C18 4µm | C18 | 53 | 4 | 4 | 120 |  | no | HPLC Column | PEEK | 53 x 4,0 mm
PolyEncap | A6P4F180PE040 | BISCHOFF PolyEncap 120 C18 4µm | C18 | 60 | 4 | 4 | 120 |  | no | HPLC Column | PEEK | 60 x 4,0 mm
PolyEncap | 07P4F180PE040 | BISCHOFF PolyEncap 120 C18 4µm | C18 | 75 | 4 | 4 | 120 |  | no | HPLC Column | PEEK | 75 x 4,0 mm
PolyEncap | 10P4F180PE040 | BISCHOFF PolyEncap 120 C18 4µm | C18 | 100 | 4 | 4 | 120 |  | no | HPLC Column | PEEK | 100 x 4,0 mm
PolyEncap | 12P4F180PE040 | BISCHOFF PolyEncap 120 C18 4µm | C18 | 125 | 4 | 4 | 120 |  | no | HPLC Column | PEEK | 125 x 4,0 mm
PolyEncap | 15P4F180PE040 | BISCHOFF PolyEncap 120 C18 4µm | C18 | 150 | 4 | 4 | 120 |  | no | HPLC Column | PEEK | 150 x 4,0 mm
PolyEncap | 20P4F180PE040 | BISCHOFF PolyEncap 120 C18 4µm | C18 | 200 | 4 | 4 | 120 |  | no | HPLC Column | PEEK | 200 x 4,0 mm
PolyEncap | 25P4F180PE040 | BISCHOFF PolyEncap 120 C18 4µm | C18 | 250 | 4 | 4 | 120 |  | no | HPLC Column | PEEK | 250 x 4,0 mm
PolyEncap | 30P4F180PE040 | BISCHOFF PolyEncap 120 C18 4µm | C18 | 300 | 4 | 4 | 120 |  | no | HPLC Column | PEEK | 300 x 4,0 mm
PolyEncap | 6305F180PE040 | BISCHOFF PolyEncap 120 C18 4µm | C18 | 5 | 4 | 4 | 120 |  | no | Cartridges (5 pcs.) | SS | 5 x 4,0 mm
PolyEncap | 6301F180PE040 | BISCHOFF PolyEncap 120 C18 4µm | C18 | 10 | 4 | 4 | 120 |  | no | Cartridges (5 pcs.) | SS | 10 x 4,0 mm
PolyEncap | 6302F180PE040 | BISCHOFF PolyEncap 120 C18 4µm | C18 | 20 | 4 | 4 | 120 |  | no | Cartridges (5 pcs.) | SS | 20 x 4,0 mm
PolyEncap | 63P1F180PE040 | BISCHOFF PolyEncap 120 C18 4µm | C18 | 10 | 4 | 4 | 120 |  | no | Cartridges (5 pcs.) | PEEK | 10 x 4,0 mm
PolyEncap | 63P2F180PE040 | BISCHOFF PolyEncap 120 C18 4µm | C18 | 20 | 4 | 4 | 120 |  | no | Cartridges (5 pcs.) | PEEK | 20 x 4,0 mm
PolyEncap | 6335F180PE040 | BISCHOFF PolyEncap 120 C18 4µm | C18 | 5 | 3 | 4 | 120 |  | no | Cartridges (5 pcs.) | SS | 5 x 3,0 mm
PolyEncap | 6331F180PE040 | BISCHOFF PolyEncap 120 C18 4µm | C18 | 10 | 3 | 4 | 120 |  | no | Cartridges (5 pcs.) | SS | 10 x 3,0 mm
PolyEncap | 6332F180PE040 | BISCHOFF PolyEncap 120 C18 4µm | C18 | 20 | 3 | 4 | 120 |  | no | Cartridges (5 pcs.) | SS | 20 x 3,0 mm
PolyEncap | 6325F180PE040 | BISCHOFF PolyEncap 120 C18 4µm | C18 | 5 | 2 | 4 | 120 |  | no | Cartridges (5 pcs.) | SS | 5 x 2,0 mm
PolyEncap | 6321F180PE040 | BISCHOFF PolyEncap 120 C18 4µm | C18 | 10 | 2 | 4 | 120 |  | no | Cartridges (5 pcs.) | SS | 10 x 2,0 mm
PolyEncap | 6322F180PE040 | BISCHOFF PolyEncap 120 C18 4µm | C18 | 20 | 2 | 4 | 120 |  | no | Cartridges (5 pcs.) | SS | 20 x 2,0 mm
PolyEncap | 0102F180PE050 | BISCHOFF PolyEncap 120 C18 5µm | C18 | 14 | 2 | 5 | 120 |  | no | HPLC Column | SS | 14 x 2,0 mm
PolyEncap | 0103F180PE050 | BISCHOFF PolyEncap 120 C18 5µm | C18 | 14 | 3 | 5 | 120 |  | no | HPLC Column | SS | 14 x 3,0 mm
PolyEncap | 0104F180PE050 | BISCHOFF PolyEncap 120 C18 5µm | C18 | 14 | 4 | 5 | 120 |  | no | HPLC Column | SS | 14 x 4,0 mm
PolyEncap | 0146F180PE050 | BISCHOFF PolyEncap 120 C18 5µm | C18 | 14 | 4.6 | 5 | 120 |  | no | HPLC Column | SS | 14 x 4,6 mm
PolyEncap | A202F180PE050 | BISCHOFF PolyEncap 120 C18 5µm | C18 | 20 | 2 | 5 | 120 |  | no | HPLC Column | SS | 20 x 2,0 mm
PolyEncap | A203F180PE050 | BISCHOFF PolyEncap 120 C18 5µm | C18 | 20 | 3 | 5 | 120 |  | no | HPLC Column | SS | 20 x 3,0 mm
PolyEncap | A204F180PE050 | BISCHOFF PolyEncap 120 C18 5µm | C18 | 20 | 4 | 5 | 120 |  | no | HPLC Column | SS | 20 x 4,0 mm
PolyEncap | A246F180PE050 | BISCHOFF PolyEncap 120 C18 5µm | C18 | 20 | 4.6 | 5 | 120 |  | no | HPLC Column | SS | 20 x 4,6 mm
PolyEncap | 0202F180PE050 | BISCHOFF PolyEncap 120 C18 5µm | C18 | 25 | 2 | 5 | 120 |  | no | HPLC Column | SS | 25 x 2,0 mm
PolyEncap | 0203F180PE050 | BISCHOFF PolyEncap 120 C18 5µm | C18 | 25 | 3 | 5 | 120 |  | no | HPLC Column | SS | 25 x 3,0 mm
PolyEncap | 0204F180PE050 | BISCHOFF PolyEncap 120 C18 5µm | C18 | 25 | 4 | 5 | 120 |  | no | HPLC Column | SS | 25 x 4,0 mm
PolyEncap | 0246F180PE050 | BISCHOFF PolyEncap 120 C18 5µm | C18 | 25 | 4.6 | 5 | 120 |  | no | HPLC Column | SS | 25 x 4,6 mm
PolyEncap | 0302F180PE050 | BISCHOFF PolyEncap 120 C18 5µm | C18 | 30 | 2 | 5 | 120 |  | no | HPLC Column | SS | 30 x 2,0 mm
PolyEncap | 0303F180PE050 | BISCHOFF PolyEncap 120 C18 5µm | C18 | 30 | 3 | 5 | 120 |  | no | HPLC Column | SS | 30 x 3,0 mm
PolyEncap | 0304F180PE050 | BISCHOFF PolyEncap 120 C18 5µm | C18 | 30 | 4 | 5 | 120 |  | no | HPLC Column | SS | 30 x 4,0 mm
PolyEncap | 0346F180PE050 | BISCHOFF PolyEncap 120 C18 5µm | C18 | 30 | 4.6 | 5 | 120 |  | no | HPLC Column | SS | 30 x 4,6 mm
PolyEncap | 0402F180PE050 | BISCHOFF PolyEncap 120 C18 5µm | C18 | 33 | 2 | 5 | 120 |  | no | HPLC Column | SS | 33 x 2,0 mm
PolyEncap | 0403F180PE050 | BISCHOFF PolyEncap 120 C18 5µm | C18 | 33 | 3 | 5 | 120 |  | no | HPLC Column | SS | 33 x 3,0 mm
PolyEncap | 0404F180PE050 | BISCHOFF PolyEncap 120 C18 5µm | C18 | 33 | 4 | 5 | 120 |  | no | HPLC Column | SS | 33 x 4,0 mm
PolyEncap | 0446F180PE050 | BISCHOFF PolyEncap 120 C18 5µm | C18 | 33 | 4.6 | 5 | 120 |  | no | HPLC Column | SS | 33 x 4,6 mm
PolyEncap | A402F180PE050 | BISCHOFF PolyEncap 120 C18 5µm | C18 | 40 | 2 | 5 | 120 |  | no | HPLC Column | SS | 40 x 2,0 mm
PolyEncap | A403F180PE050 | BISCHOFF PolyEncap 120 C18 5µm | C18 | 40 | 3 | 5 | 120 |  | no | HPLC Column | SS | 40 x 3,0 mm
PolyEncap | A404F180PE050 | BISCHOFF PolyEncap 120 C18 5µm | C18 | 40 | 4 | 5 | 120 |  | no | HPLC Column | SS | 40 x 4,0 mm
PolyEncap | A446F180PE050 | BISCHOFF PolyEncap 120 C18 5µm | C18 | 40 | 4.6 | 5 | 120 |  | no | HPLC Column | SS | 40 x 4,6 mm
PolyEncap | 0502F180PE050 | BISCHOFF PolyEncap 120 C18 5µm | C18 | 50 | 2 | 5 | 120 |  | no | HPLC Column | SS | 50 x 2,0 mm
PolyEncap | 0503F180PE050 | BISCHOFF PolyEncap 120 C18 5µm | C18 | 50 | 3 | 5 | 120 |  | no | HPLC Column | SS | 50 x 3,0 mm
PolyEncap | 0504F180PE050 | BISCHOFF PolyEncap 120 C18 5µm | C18 | 50 | 4 | 5 | 120 |  | no | HPLC Column | SS | 50 x 4,0 mm
PolyEncap | 0546F180PE050 | BISCHOFF PolyEncap 120 C18 5µm | C18 | 50 | 4.6 | 5 | 120 |  | no | HPLC Column | SS | 50 x 4,6 mm
PolyEncap | 0602F180PE050 | BISCHOFF PolyEncap 120 C18 5µm | C18 | 53 | 2 | 5 | 120 |  | no | HPLC Column | SS | 53 x 2,0 mm
PolyEncap | 0603F180PE050 | BISCHOFF PolyEncap 120 C18 5µm | C18 | 53 | 3 | 5 | 120 |  | no | HPLC Column | SS | 53 x 3,0 mm
PolyEncap | 0604F180PE050 | BISCHOFF PolyEncap 120 C18 5µm | C18 | 53 | 4 | 5 | 120 |  | no | HPLC Column | SS | 53 x 4,0 mm
PolyEncap | 0646F180PE050 | BISCHOFF PolyEncap 120 C18 5µm | C18 | 53 | 4.6 | 5 | 120 |  | no | HPLC Column | SS | 53 x 4,6 mm
PolyEncap | A602F180PE050 | BISCHOFF PolyEncap 120 C18 5µm | C18 | 60 | 2 | 5 | 120 |  | no | HPLC Column | SS | 60 x 2,0 mm
PolyEncap | A603F180PE050 | BISCHOFF PolyEncap 120 C18 5µm | C18 | 60 | 3 | 5 | 120 |  | no | HPLC Column | SS | 60 x 3,0 mm
PolyEncap | A604F180PE050 | BISCHOFF PolyEncap 120 C18 5µm | C18 | 60 | 4 | 5 | 120 |  | no | HPLC Column | SS | 60 x 4,0 mm
PolyEncap | A646F180PE050 | BISCHOFF PolyEncap 120 C18 5µm | C18 | 60 | 4.6 | 5 | 120 |  | no | HPLC Column | SS | 60 x 4,6 mm
PolyEncap | 0702F180PE050 | BISCHOFF PolyEncap 120 C18 5µm | C18 | 75 | 2 | 5 | 120 |  | no | HPLC Column | SS | 75 x 2,0 mm
PolyEncap | 0703F180PE050 | BISCHOFF PolyEncap 120 C18 5µm | C18 | 75 | 3 | 5 | 120 |  | no | HPLC Column | SS | 75 x 3,0 mm
PolyEncap | 0704F180PE050 | BISCHOFF PolyEncap 120 C18 5µm | C18 | 75 | 4 | 5 | 120 |  | no | HPLC Column | SS | 75 x 4,0 mm
PolyEncap | 0746F180PE050 | BISCHOFF PolyEncap 120 C18 5µm | C18 | 75 | 4.6 | 5 | 120 |  | no | HPLC Column | SS | 75 x 4,6 mm
PolyEncap | 1002F180PE050 | BISCHOFF PolyEncap 120 C18 5µm | C18 | 100 | 2 | 5 | 120 |  | no | HPLC Column | SS | 100 x 2,0 mm
PolyEncap | 1003F180PE050 | BISCHOFF PolyEncap 120 C18 5µm | C18 | 100 | 3 | 5 | 120 |  | no | HPLC Column | SS | 100 x 3,0 mm
PolyEncap | 1004F180PE050 | BISCHOFF PolyEncap 120 C18 5µm | C18 | 100 | 4 | 5 | 120 |  | no | HPLC Column | SS | 100 x 4,0 mm
PolyEncap | 1046F180PE050 | BISCHOFF PolyEncap 120 C18 5µm | C18 | 100 | 4.6 | 5 | 120 |  | no | HPLC Column | SS | 100 x 4,6 mm
PolyEncap | 1202F180PE050 | BISCHOFF PolyEncap 120 C18 5µm | C18 | 125 | 2 | 5 | 120 |  | no | HPLC Column | SS | 125 x 2,0 mm
PolyEncap | 1203F180PE050 | BISCHOFF PolyEncap 120 C18 5µm | C18 | 125 | 3 | 5 | 120 |  | no | HPLC Column | SS | 125 x 3,0 mm
PolyEncap | 1204F180PE050 | BISCHOFF PolyEncap 120 C18 5µm | C18 | 125 | 4 | 5 | 120 |  | no | HPLC Column | SS | 125 x 4,0 mm
PolyEncap | 1246F180PE050 | BISCHOFF PolyEncap 120 C18 5µm | C18 | 125 | 4.6 | 5 | 120 |  | no | HPLC Column | SS | 125 x 4,6 mm
PolyEncap | 1502F180PE050 | BISCHOFF PolyEncap 120 C18 5µm | C18 | 150 | 2 | 5 | 120 |  | no | HPLC Column | SS | 150 x 2,0 mm
PolyEncap | 1503F180PE050 | BISCHOFF PolyEncap 120 C18 5µm | C18 | 150 | 3 | 5 | 120 |  | no | HPLC Column | SS | 150 x 3,0 mm
PolyEncap | 1504F180PE050 | BISCHOFF PolyEncap 120 C18 5µm | C18 | 150 | 4 | 5 | 120 |  | no | HPLC Column | SS | 150 x 4,0 mm
PolyEncap | 1546F180PE050 | BISCHOFF PolyEncap 120 C18 5µm | C18 | 150 | 4.6 | 5 | 120 |  | no | HPLC Column | SS | 150 x 4,6 mm
PolyEncap | 2002F180PE050 | BISCHOFF PolyEncap 120 C18 5µm | C18 | 200 | 2 | 5 | 120 |  | no | HPLC Column | SS | 200 x 2,0 mm
PolyEncap | 2003F180PE050 | BISCHOFF PolyEncap 120 C18 5µm | C18 | 200 | 3 | 5 | 120 |  | no | HPLC Column | SS | 200 x 3,0 mm
PolyEncap | 2004F180PE050 | BISCHOFF PolyEncap 120 C18 5µm | C18 | 200 | 4 | 5 | 120 |  | no | HPLC Column | SS | 200 x 4,0 mm
PolyEncap | 2046F180PE050 | BISCHOFF PolyEncap 120 C18 5µm | C18 | 200 | 4.6 | 5 | 120 |  | no | HPLC Column | SS | 200 x 4,6 mm
PolyEncap | 2502F180PE050 | BISCHOFF PolyEncap 120 C18 5µm | C18 | 250 | 2 | 5 | 120 |  | no | HPLC Column | SS | 250 x 2,0 mm
PolyEncap | 2503F180PE050 | BISCHOFF PolyEncap 120 C18 5µm | C18 | 250 | 3 | 5 | 120 |  | no | HPLC Column | SS | 250 x 3,0 mm
PolyEncap | 2504F180PE050 | BISCHOFF PolyEncap 120 C18 5µm | C18 | 250 | 4 | 5 | 120 |  | no | HPLC Column | SS | 250 x 4,0 mm
PolyEncap | 2546F180PE050 | BISCHOFF PolyEncap 120 C18 5µm | C18 | 250 | 4.6 | 5 | 120 |  | no | HPLC Column | SS | 250 x 4,6 mm
PolyEncap | 3002F180PE050 | BISCHOFF PolyEncap 120 C18 5µm | C18 | 300 | 2 | 5 | 120 |  | no | HPLC Column | SS | 300 x 2,0 mm
PolyEncap | 3003F180PE050 | BISCHOFF PolyEncap 120 C18 5µm | C18 | 300 | 3 | 5 | 120 |  | no | HPLC Column | SS | 300 x 3,0 mm
PolyEncap | 3004F180PE050 | BISCHOFF PolyEncap 120 C18 5µm | C18 | 300 | 4 | 5 | 120 |  | no | HPLC Column | SS | 300 x 4,0 mm
PolyEncap | 3046F180PE050 | BISCHOFF PolyEncap 120 C18 5µm | C18 | 300 | 4.6 | 5 | 120 |  | no | HPLC Column | SS | 300 x 4,6 mm
PolyEncap | 01P4F180PE050 | BISCHOFF PolyEncap 120 C18 5µm | C18 | 14 | 4 | 5 | 120 |  | no | HPLC Column | PEEK | 14 x 4,0 mm
PolyEncap | A2P4F180PE050 | BISCHOFF PolyEncap 120 C18 5µm | C18 | 20 | 4 | 5 | 120 |  | no | HPLC Column | PEEK | 20 x 4,0 mm
PolyEncap | 02P4F180PE050 | BISCHOFF PolyEncap 120 C18 5µm | C18 | 25 | 4 | 5 | 120 |  | no | HPLC Column | PEEK | 25 x 4,0 mm
PolyEncap | 03P4F180PE050 | BISCHOFF PolyEncap 120 C18 5µm | C18 | 30 | 4 | 5 | 120 |  | no | HPLC Column | PEEK | 30 x 4,0 mm
PolyEncap | 04P4F180PE050 | BISCHOFF PolyEncap 120 C18 5µm | C18 | 33 | 4 | 5 | 120 |  | no | HPLC Column | PEEK | 33 x 4,0 mm
PolyEncap | A4P4F180PE050 | BISCHOFF PolyEncap 120 C18 5µm | C18 | 40 | 4 | 5 | 120 |  | no | HPLC Column | PEEK | 40 x 4,0 mm
PolyEncap | 05P4F180PE050 | BISCHOFF PolyEncap 120 C18 5µm | C18 | 50 | 4 | 5 | 120 |  | no | HPLC Column | PEEK | 50 x 4,0 mm
PolyEncap | 06P4F180PE050 | BISCHOFF PolyEncap 120 C18 5µm | C18 | 53 | 4 | 5 | 120 |  | no | HPLC Column | PEEK | 53 x 4,0 mm
PolyEncap | A6P4F180PE050 | BISCHOFF PolyEncap 120 C18 5µm | C18 | 60 | 4 | 5 | 120 |  | no | HPLC Column | PEEK | 60 x 4,0 mm
PolyEncap | 07P4F180PE050 | BISCHOFF PolyEncap 120 C18 5µm | C18 | 75 | 4 | 5 | 120 |  | no | HPLC Column | PEEK | 75 x 4,0 mm
PolyEncap | 10P4F180PE050 | BISCHOFF PolyEncap 120 C18 5µm | C18 | 100 | 4 | 5 | 120 |  | no | HPLC Column | PEEK | 100 x 4,0 mm
PolyEncap | 12P4F180PE050 | BISCHOFF PolyEncap 120 C18 5µm | C18 | 125 | 4 | 5 | 120 |  | no | HPLC Column | PEEK | 125 x 4,0 mm
PolyEncap | 15P4F180PE050 | BISCHOFF PolyEncap 120 C18 5µm | C18 | 150 | 4 | 5 | 120 |  | no | HPLC Column | PEEK | 150 x 4,0 mm
PolyEncap | 20P4F180PE050 | BISCHOFF PolyEncap 120 C18 5µm | C18 | 200 | 4 | 5 | 120 |  | no | HPLC Column | PEEK | 200 x 4,0 mm
PolyEncap | 25P4F180PE050 | BISCHOFF PolyEncap 120 C18 5µm | C18 | 250 | 4 | 5 | 120 |  | no | HPLC Column | PEEK | 250 x 4,0 mm
PolyEncap | 30P4F180PE050 | BISCHOFF PolyEncap 120 C18 5µm | C18 | 300 | 4 | 5 | 120 |  | no | HPLC Column | PEEK | 300 x 4,0 mm
PolyEncap | 6305F180PE050 | BISCHOFF PolyEncap 120 C18 5µm | C18 | 5 | 4 | 5 | 120 |  | no | Cartridges (5 pcs.) | SS | 5 x 4,0 mm
PolyEncap | 6301F180PE050 | BISCHOFF PolyEncap 120 C18 5µm | C18 | 10 | 4 | 5 | 120 |  | no | Cartridges (5 pcs.) | SS | 10 x 4,0 mm
PolyEncap | 6302F180PE050 | BISCHOFF PolyEncap 120 C18 5µm | C18 | 20 | 4 | 5 | 120 |  | no | Cartridges (5 pcs.) | SS | 20 x 4,0 mm
PolyEncap | 63P1F180PE050 | BISCHOFF PolyEncap 120 C18 5µm | C18 | 10 | 4 | 5 | 120 |  | no | Cartridges (5 pcs.) | PEEK | 10 x 4,0 mm
PolyEncap | 63P2F180PE050 | BISCHOFF PolyEncap 120 C18 5µm | C18 | 20 | 4 | 5 | 120 |  | no | Cartridges (5 pcs.) | PEEK | 20 x 4,0 mm
PolyEncap | 6335F180PE050 | BISCHOFF PolyEncap 120 C18 5µm | C18 | 5 | 3 | 5 | 120 |  | no | Cartridges (5 pcs.) | SS | 5 x 3,0 mm
PolyEncap | 6331F180PE050 | BISCHOFF PolyEncap 120 C18 5µm | C18 | 10 | 3 | 5 | 120 |  | no | Cartridges (5 pcs.) | SS | 10 x 3,0 mm
PolyEncap | 6332F180PE050 | BISCHOFF PolyEncap 120 C18 5µm | C18 | 20 | 3 | 5 | 120 |  | no | Cartridges (5 pcs.) | SS | 20 x 3,0 mm
PolyEncap | 6325F180PE050 | BISCHOFF PolyEncap 120 C18 5µm | C18 | 5 | 2 | 5 | 120 |  | no | Cartridges (5 pcs.) | SS | 5 x 2,0 mm
PolyEncap | 6321F180PE050 | BISCHOFF PolyEncap 120 C18 5µm | C18 | 10 | 2 | 5 | 120 |  | no | Cartridges (5 pcs.) | SS | 10 x 2,0 mm
PolyEncap | 6322F180PE050 | BISCHOFF PolyEncap 120 C18 5µm | C18 | 20 | 2 | 5 | 120 |  | no | Cartridges (5 pcs.) | SS | 20 x 2,0 mm
PolyEncap | 0102F180PE070 | BISCHOFF PolyEncap 120 C18 7µm | C18 | 14 | 2 | 7 | 120 |  | no | HPLC Column | SS | 14 x 2,0 mm
PolyEncap | 0103F180PE070 | BISCHOFF PolyEncap 120 C18 7µm | C18 | 14 | 3 | 7 | 120 |  | no | HPLC Column | SS | 14 x 3,0 mm
PolyEncap | 0104F180PE070 | BISCHOFF PolyEncap 120 C18 7µm | C18 | 14 | 4 | 7 | 120 |  | no | HPLC Column | SS | 14 x 4,0 mm
PolyEncap | 0146F180PE070 | BISCHOFF PolyEncap 120 C18 7µm | C18 | 14 | 4.6 | 7 | 120 |  | no | HPLC Column | SS | 14 x 4,6 mm
PolyEncap | A202F180PE070 | BISCHOFF PolyEncap 120 C18 7µm | C18 | 20 | 2 | 7 | 120 |  | no | HPLC Column | SS | 20 x 2,0 mm
PolyEncap | A203F180PE070 | BISCHOFF PolyEncap 120 C18 7µm | C18 | 20 | 3 | 7 | 120 |  | no | HPLC Column | SS | 20 x 3,0 mm
PolyEncap | A204F180PE070 | BISCHOFF PolyEncap 120 C18 7µm | C18 | 20 | 4 | 7 | 120 |  | no | HPLC Column | SS | 20 x 4,0 mm
PolyEncap | A246F180PE070 | BISCHOFF PolyEncap 120 C18 7µm | C18 | 20 | 4.6 | 7 | 120 |  | no | HPLC Column | SS | 20 x 4,6 mm
PolyEncap | 0202F180PE070 | BISCHOFF PolyEncap 120 C18 7µm | C18 | 25 | 2 | 7 | 120 |  | no | HPLC Column | SS | 25 x 2,0 mm
PolyEncap | 0203F180PE070 | BISCHOFF PolyEncap 120 C18 7µm | C18 | 25 | 3 | 7 | 120 |  | no | HPLC Column | SS | 25 x 3,0 mm
PolyEncap | 0204F180PE070 | BISCHOFF PolyEncap 120 C18 7µm | C18 | 25 | 4 | 7 | 120 |  | no | HPLC Column | SS | 25 x 4,0 mm
PolyEncap | 0246F180PE070 | BISCHOFF PolyEncap 120 C18 7µm | C18 | 25 | 4.6 | 7 | 120 |  | no | HPLC Column | SS | 25 x 4,6 mm
PolyEncap | 0302F180PE070 | BISCHOFF PolyEncap 120 C18 7µm | C18 | 30 | 2 | 7 | 120 |  | no | HPLC Column | SS | 30 x 2,0 mm
PolyEncap | 0303F180PE070 | BISCHOFF PolyEncap 120 C18 7µm | C18 | 30 | 3 | 7 | 120 |  | no | HPLC Column | SS | 30 x 3,0 mm
PolyEncap | 0304F180PE070 | BISCHOFF PolyEncap 120 C18 7µm | C18 | 30 | 4 | 7 | 120 |  | no | HPLC Column | SS | 30 x 4,0 mm
PolyEncap | 0346F180PE070 | BISCHOFF PolyEncap 120 C18 7µm | C18 | 30 | 4.6 | 7 | 120 |  | no | HPLC Column | SS | 30 x 4,6 mm
PolyEncap | 0402F180PE070 | BISCHOFF PolyEncap 120 C18 7µm | C18 | 33 | 2 | 7 | 120 |  | no | HPLC Column | SS | 33 x 2,0 mm
PolyEncap | 0403F180PE070 | BISCHOFF PolyEncap 120 C18 7µm | C18 | 33 | 3 | 7 | 120 |  | no | HPLC Column | SS | 33 x 3,0 mm
PolyEncap | 0404F180PE070 | BISCHOFF PolyEncap 120 C18 7µm | C18 | 33 | 4 | 7 | 120 |  | no | HPLC Column | SS | 33 x 4,0 mm
PolyEncap | 0446F180PE070 | BISCHOFF PolyEncap 120 C18 7µm | C18 | 33 | 4.6 | 7 | 120 |  | no | HPLC Column | SS | 33 x 4,6 mm
PolyEncap | A402F180PE070 | BISCHOFF PolyEncap 120 C18 7µm | C18 | 40 | 2 | 7 | 120 |  | no | HPLC Column | SS | 40 x 2,0 mm
PolyEncap | A403F180PE070 | BISCHOFF PolyEncap 120 C18 7µm | C18 | 40 | 3 | 7 | 120 |  | no | HPLC Column | SS | 40 x 3,0 mm
PolyEncap | A404F180PE070 | BISCHOFF PolyEncap 120 C18 7µm | C18 | 40 | 4 | 7 | 120 |  | no | HPLC Column | SS | 40 x 4,0 mm
PolyEncap | A446F180PE070 | BISCHOFF PolyEncap 120 C18 7µm | C18 | 40 | 4.6 | 7 | 120 |  | no | HPLC Column | SS | 40 x 4,6 mm
PolyEncap | 0502F180PE070 | BISCHOFF PolyEncap 120 C18 7µm | C18 | 50 | 2 | 7 | 120 |  | no | HPLC Column | SS | 50 x 2,0 mm
PolyEncap | 0503F180PE070 | BISCHOFF PolyEncap 120 C18 7µm | C18 | 50 | 3 | 7 | 120 |  | no | HPLC Column | SS | 50 x 3,0 mm
PolyEncap | 0504F180PE070 | BISCHOFF PolyEncap 120 C18 7µm | C18 | 50 | 4 | 7 | 120 |  | no | HPLC Column | SS | 50 x 4,0 mm
PolyEncap | 0546F180PE070 | BISCHOFF PolyEncap 120 C18 7µm | C18 | 50 | 4.6 | 7 | 120 |  | no | HPLC Column | SS | 50 x 4,6 mm
PolyEncap | 0602F180PE070 | BISCHOFF PolyEncap 120 C18 7µm | C18 | 53 | 2 | 7 | 120 |  | no | HPLC Column | SS | 53 x 2,0 mm
PolyEncap | 0603F180PE070 | BISCHOFF PolyEncap 120 C18 7µm | C18 | 53 | 3 | 7 | 120 |  | no | HPLC Column | SS | 53 x 3,0 mm
PolyEncap | 0604F180PE070 | BISCHOFF PolyEncap 120 C18 7µm | C18 | 53 | 4 | 7 | 120 |  | no | HPLC Column | SS | 53 x 4,0 mm
PolyEncap | 0646F180PE070 | BISCHOFF PolyEncap 120 C18 7µm | C18 | 53 | 4.6 | 7 | 120 |  | no | HPLC Column | SS | 53 x 4,6 mm
PolyEncap | A602F180PE070 | BISCHOFF PolyEncap 120 C18 7µm | C18 | 60 | 2 | 7 | 120 |  | no | HPLC Column | SS | 60 x 2,0 mm
PolyEncap | A603F180PE070 | BISCHOFF PolyEncap 120 C18 7µm | C18 | 60 | 3 | 7 | 120 |  | no | HPLC Column | SS | 60 x 3,0 mm
PolyEncap | A604F180PE070 | BISCHOFF PolyEncap 120 C18 7µm | C18 | 60 | 4 | 7 | 120 |  | no | HPLC Column | SS | 60 x 4,0 mm
PolyEncap | A646F180PE070 | BISCHOFF PolyEncap 120 C18 7µm | C18 | 60 | 4.6 | 7 | 120 |  | no | HPLC Column | SS | 60 x 4,6 mm
PolyEncap | 0702F180PE070 | BISCHOFF PolyEncap 120 C18 7µm | C18 | 75 | 2 | 7 | 120 |  | no | HPLC Column | SS | 75 x 2,0 mm
PolyEncap | 0703F180PE070 | BISCHOFF PolyEncap 120 C18 7µm | C18 | 75 | 3 | 7 | 120 |  | no | HPLC Column | SS | 75 x 3,0 mm
PolyEncap | 0704F180PE070 | BISCHOFF PolyEncap 120 C18 7µm | C18 | 75 | 4 | 7 | 120 |  | no | HPLC Column | SS | 75 x 4,0 mm
PolyEncap | 0746F180PE070 | BISCHOFF PolyEncap 120 C18 7µm | C18 | 75 | 4.6 | 7 | 120 |  | no | HPLC Column | SS | 75 x 4,6 mm
PolyEncap | 1002F180PE070 | BISCHOFF PolyEncap 120 C18 7µm | C18 | 100 | 2 | 7 | 120 |  | no | HPLC Column | SS | 100 x 2,0 mm
PolyEncap | 1003F180PE070 | BISCHOFF PolyEncap 120 C18 7µm | C18 | 100 | 3 | 7 | 120 |  | no | HPLC Column | SS | 100 x 3,0 mm
PolyEncap | 1004F180PE070 | BISCHOFF PolyEncap 120 C18 7µm | C18 | 100 | 4 | 7 | 120 |  | no | HPLC Column | SS | 100 x 4,0 mm
PolyEncap | 1046F180PE070 | BISCHOFF PolyEncap 120 C18 7µm | C18 | 100 | 4.6 | 7 | 120 |  | no | HPLC Column | SS | 100 x 4,6 mm
PolyEncap | 1202F180PE070 | BISCHOFF PolyEncap 120 C18 7µm | C18 | 125 | 2 | 7 | 120 |  | no | HPLC Column | SS | 125 x 2,0 mm
PolyEncap | 1203F180PE070 | BISCHOFF PolyEncap 120 C18 7µm | C18 | 125 | 3 | 7 | 120 |  | no | HPLC Column | SS | 125 x 3,0 mm
PolyEncap | 1204F180PE070 | BISCHOFF PolyEncap 120 C18 7µm | C18 | 125 | 4 | 7 | 120 |  | no | HPLC Column | SS | 125 x 4,0 mm
PolyEncap | 1246F180PE070 | BISCHOFF PolyEncap 120 C18 7µm | C18 | 125 | 4.6 | 7 | 120 |  | no | HPLC Column | SS | 125 x 4,6 mm
PolyEncap | 1502F180PE070 | BISCHOFF PolyEncap 120 C18 7µm | C18 | 150 | 2 | 7 | 120 |  | no | HPLC Column | SS | 150 x 2,0 mm
PolyEncap | 1503F180PE070 | BISCHOFF PolyEncap 120 C18 7µm | C18 | 150 | 3 | 7 | 120 |  | no | HPLC Column | SS | 150 x 3,0 mm
PolyEncap | 1504F180PE070 | BISCHOFF PolyEncap 120 C18 7µm | C18 | 150 | 4 | 7 | 120 |  | no | HPLC Column | SS | 150 x 4,0 mm
PolyEncap | 1546F180PE070 | BISCHOFF PolyEncap 120 C18 7µm | C18 | 150 | 4.6 | 7 | 120 |  | no | HPLC Column | SS | 150 x 4,6 mm
PolyEncap | 2002F180PE070 | BISCHOFF PolyEncap 120 C18 7µm | C18 | 200 | 2 | 7 | 120 |  | no | HPLC Column | SS | 200 x 2,0 mm
PolyEncap | 2003F180PE070 | BISCHOFF PolyEncap 120 C18 7µm | C18 | 200 | 3 | 7 | 120 |  | no | HPLC Column | SS | 200 x 3,0 mm
PolyEncap | 2004F180PE070 | BISCHOFF PolyEncap 120 C18 7µm | C18 | 200 | 4 | 7 | 120 |  | no | HPLC Column | SS | 200 x 4,0 mm
PolyEncap | 2046F180PE070 | BISCHOFF PolyEncap 120 C18 7µm | C18 | 200 | 4.6 | 7 | 120 |  | no | HPLC Column | SS | 200 x 4,6 mm
PolyEncap | 2502F180PE070 | BISCHOFF PolyEncap 120 C18 7µm | C18 | 250 | 2 | 7 | 120 |  | no | HPLC Column | SS | 250 x 2,0 mm
PolyEncap | 2503F180PE070 | BISCHOFF PolyEncap 120 C18 7µm | C18 | 250 | 3 | 7 | 120 |  | no | HPLC Column | SS | 250 x 3,0 mm
PolyEncap | 2504F180PE070 | BISCHOFF PolyEncap 120 C18 7µm | C18 | 250 | 4 | 7 | 120 |  | no | HPLC Column | SS | 250 x 4,0 mm
PolyEncap | 2546F180PE070 | BISCHOFF PolyEncap 120 C18 7µm | C18 | 250 | 4.6 | 7 | 120 |  | no | HPLC Column | SS | 250 x 4,6 mm
PolyEncap | 3002F180PE070 | BISCHOFF PolyEncap 120 C18 7µm | C18 | 300 | 2 | 7 | 120 |  | no | HPLC Column | SS | 300 x 2,0 mm
PolyEncap | 3003F180PE070 | BISCHOFF PolyEncap 120 C18 7µm | C18 | 300 | 3 | 7 | 120 |  | no | HPLC Column | SS | 300 x 3,0 mm
PolyEncap | 3004F180PE070 | BISCHOFF PolyEncap 120 C18 7µm | C18 | 300 | 4 | 7 | 120 |  | no | HPLC Column | SS | 300 x 4,0 mm
PolyEncap | 3046F180PE070 | BISCHOFF PolyEncap 120 C18 7µm | C18 | 300 | 4.6 | 7 | 120 |  | no | HPLC Column | SS | 300 x 4,6 mm
PolyEncap | 01P4F180PE070 | BISCHOFF PolyEncap 120 C18 7µm | C18 | 14 | 4 | 7 | 120 |  | no | HPLC Column | PEEK | 14 x 4,0 mm
PolyEncap | A2P4F180PE070 | BISCHOFF PolyEncap 120 C18 7µm | C18 | 20 | 4 | 7 | 120 |  | no | HPLC Column | PEEK | 20 x 4,0 mm
PolyEncap | 02P4F180PE070 | BISCHOFF PolyEncap 120 C18 7µm | C18 | 25 | 4 | 7 | 120 |  | no | HPLC Column | PEEK | 25 x 4,0 mm
PolyEncap | 03P4F180PE070 | BISCHOFF PolyEncap 120 C18 7µm | C18 | 30 | 4 | 7 | 120 |  | no | HPLC Column | PEEK | 30 x 4,0 mm
PolyEncap | 04P4F180PE070 | BISCHOFF PolyEncap 120 C18 7µm | C18 | 33 | 4 | 7 | 120 |  | no | HPLC Column | PEEK | 33 x 4,0 mm
PolyEncap | A4P4F180PE070 | BISCHOFF PolyEncap 120 C18 7µm | C18 | 40 | 4 | 7 | 120 |  | no | HPLC Column | PEEK | 40 x 4,0 mm
PolyEncap | 05P4F180PE070 | BISCHOFF PolyEncap 120 C18 7µm | C18 | 50 | 4 | 7 | 120 |  | no | HPLC Column | PEEK | 50 x 4,0 mm
PolyEncap | 06P4F180PE070 | BISCHOFF PolyEncap 120 C18 7µm | C18 | 53 | 4 | 7 | 120 |  | no | HPLC Column | PEEK | 53 x 4,0 mm
PolyEncap | A6P4F180PE070 | BISCHOFF PolyEncap 120 C18 7µm | C18 | 60 | 4 | 7 | 120 |  | no | HPLC Column | PEEK | 60 x 4,0 mm
PolyEncap | 07P4F180PE070 | BISCHOFF PolyEncap 120 C18 7µm | C18 | 75 | 4 | 7 | 120 |  | no | HPLC Column | PEEK | 75 x 4,0 mm
PolyEncap | 10P4F180PE070 | BISCHOFF PolyEncap 120 C18 7µm | C18 | 100 | 4 | 7 | 120 |  | no | HPLC Column | PEEK | 100 x 4,0 mm
PolyEncap | 12P4F180PE070 | BISCHOFF PolyEncap 120 C18 7µm | C18 | 125 | 4 | 7 | 120 |  | no | HPLC Column | PEEK | 125 x 4,0 mm
PolyEncap | 15P4F180PE070 | BISCHOFF PolyEncap 120 C18 7µm | C18 | 150 | 4 | 7 | 120 |  | no | HPLC Column | PEEK | 150 x 4,0 mm
PolyEncap | 20P4F180PE070 | BISCHOFF PolyEncap 120 C18 7µm | C18 | 200 | 4 | 7 | 120 |  | no | HPLC Column | PEEK | 200 x 4,0 mm
PolyEncap | 25P4F180PE070 | BISCHOFF PolyEncap 120 C18 7µm | C18 | 250 | 4 | 7 | 120 |  | no | HPLC Column | PEEK | 250 x 4,0 mm
PolyEncap | 30P4F180PE070 | BISCHOFF PolyEncap 120 C18 7µm | C18 | 300 | 4 | 7 | 120 |  | no | HPLC Column | PEEK | 300 x 4,0 mm
PolyEncap | 6305F180PE070 | BISCHOFF PolyEncap 120 C18 7µm | C18 | 5 | 4 | 7 | 120 |  | no | Cartridges (5 pcs.) | SS | 5 x 4,0 mm
PolyEncap | 6301F180PE070 | BISCHOFF PolyEncap 120 C18 7µm | C18 | 10 | 4 | 7 | 120 |  | no | Cartridges (5 pcs.) | SS | 10 x 4,0 mm
PolyEncap | 6302F180PE070 | BISCHOFF PolyEncap 120 C18 7µm | C18 | 20 | 4 | 7 | 120 |  | no | Cartridges (5 pcs.) | SS | 20 x 4,0 mm
PolyEncap | 63P1F180PE070 | BISCHOFF PolyEncap 120 C18 7µm | C18 | 10 | 4 | 7 | 120 |  | no | Cartridges (5 pcs.) | PEEK | 10 x 4,0 mm
PolyEncap | 63P2F180PE070 | BISCHOFF PolyEncap 120 C18 7µm | C18 | 20 | 4 | 7 | 120 |  | no | Cartridges (5 pcs.) | PEEK | 20 x 4,0 mm
PolyEncap | 6335F180PE070 | BISCHOFF PolyEncap 120 C18 7µm | C18 | 5 | 3 | 7 | 120 |  | no | Cartridges (5 pcs.) | SS | 5 x 3,0 mm
PolyEncap | 6331F180PE070 | BISCHOFF PolyEncap 120 C18 7µm | C18 | 10 | 3 | 7 | 120 |  | no | Cartridges (5 pcs.) | SS | 10 x 3,0 mm
PolyEncap | 6332F180PE070 | BISCHOFF PolyEncap 120 C18 7µm | C18 | 20 | 3 | 7 | 120 |  | no | Cartridges (5 pcs.) | SS | 20 x 3,0 mm
PolyEncap | 6325F180PE070 | BISCHOFF PolyEncap 120 C18 7µm | C18 | 5 | 2 | 7 | 120 |  | no | Cartridges (5 pcs.) | SS | 5 x 2,0 mm
PolyEncap | 6321F180PE070 | BISCHOFF PolyEncap 120 C18 7µm | C18 | 10 | 2 | 7 | 120 |  | no | Cartridges (5 pcs.) | SS | 10 x 2,0 mm
PolyEncap | 6322F180PE070 | BISCHOFF PolyEncap 120 C18 7µm | C18 | 20 | 2 | 7 | 120 |  | no | Cartridges (5 pcs.) | SS | 20 x 2,0 mm
PolyEncap | 0102F140PE050 | BISCHOFF PolyEncap WCX 5µm | IonExchange | 14 | 2 | 5 | 120 |  | no | HPLC Column | SS | 14 x 2,0 mm
PolyEncap | 0103F140PE050 | BISCHOFF PolyEncap WCX 5µm | IonExchange | 14 | 3 | 5 | 120 |  | no | HPLC Column | SS | 14 x 3,0 mm
PolyEncap | 0104F140PE050 | BISCHOFF PolyEncap WCX 5µm | IonExchange | 14 | 4 | 5 | 120 |  | no | HPLC Column | SS | 14 x 4,0 mm
PolyEncap | 0146F140PE050 | BISCHOFF PolyEncap WCX 5µm | IonExchange | 14 | 4.6 | 5 | 120 |  | no | HPLC Column | SS | 14 x 4,6 mm
PolyEncap | A202F140PE050 | BISCHOFF PolyEncap WCX 5µm | IonExchange | 20 | 2 | 5 | 120 |  | no | HPLC Column | SS | 20 x 2,0 mm
PolyEncap | A203F140PE050 | BISCHOFF PolyEncap WCX 5µm | IonExchange | 20 | 3 | 5 | 120 |  | no | HPLC Column | SS | 20 x 3,0 mm
PolyEncap | A204F140PE050 | BISCHOFF PolyEncap WCX 5µm | IonExchange | 20 | 4 | 5 | 120 |  | no | HPLC Column | SS | 20 x 4,0 mm
PolyEncap | A246F140PE050 | BISCHOFF PolyEncap WCX 5µm | IonExchange | 20 | 4.6 | 5 | 120 |  | no | HPLC Column | SS | 20 x 4,6 mm
PolyEncap | 0202F140PE050 | BISCHOFF PolyEncap WCX 5µm | IonExchange | 25 | 2 | 5 | 120 |  | no | HPLC Column | SS | 25 x 2,0 mm
PolyEncap | 0203F140PE050 | BISCHOFF PolyEncap WCX 5µm | IonExchange | 25 | 3 | 5 | 120 |  | no | HPLC Column | SS | 25 x 3,0 mm
PolyEncap | 0204F140PE050 | BISCHOFF PolyEncap WCX 5µm | IonExchange | 25 | 4 | 5 | 120 |  | no | HPLC Column | SS | 25 x 4,0 mm
PolyEncap | 0246F140PE050 | BISCHOFF PolyEncap WCX 5µm | IonExchange | 25 | 4.6 | 5 | 120 |  | no | HPLC Column | SS | 25 x 4,6 mm
PolyEncap | 0302F140PE050 | BISCHOFF PolyEncap WCX 5µm | IonExchange | 30 | 2 | 5 | 120 |  | no | HPLC Column | SS | 30 x 2,0 mm
PolyEncap | 0303F140PE050 | BISCHOFF PolyEncap WCX 5µm | IonExchange | 30 | 3 | 5 | 120 |  | no | HPLC Column | SS | 30 x 3,0 mm
PolyEncap | 0304F140PE050 | BISCHOFF PolyEncap WCX 5µm | IonExchange | 30 | 4 | 5 | 120 |  | no | HPLC Column | SS | 30 x 4,0 mm
PolyEncap | 0346F140PE050 | BISCHOFF PolyEncap WCX 5µm | IonExchange | 30 | 4.6 | 5 | 120 |  | no | HPLC Column | SS | 30 x 4,6 mm
PolyEncap | 0402F140PE050 | BISCHOFF PolyEncap WCX 5µm | IonExchange | 33 | 2 | 5 | 120 |  | no | HPLC Column | SS | 33 x 2,0 mm
PolyEncap | 0403F140PE050 | BISCHOFF PolyEncap WCX 5µm | IonExchange | 33 | 3 | 5 | 120 |  | no | HPLC Column | SS | 33 x 3,0 mm
PolyEncap | 0404F140PE050 | BISCHOFF PolyEncap WCX 5µm | IonExchange | 33 | 4 | 5 | 120 |  | no | HPLC Column | SS | 33 x 4,0 mm
PolyEncap | 0446F140PE050 | BISCHOFF PolyEncap WCX 5µm | IonExchange | 33 | 4.6 | 5 | 120 |  | no | HPLC Column | SS | 33 x 4,6 mm
PolyEncap | A402F140PE050 | BISCHOFF PolyEncap WCX 5µm | IonExchange | 40 | 2 | 5 | 120 |  | no | HPLC Column | SS | 40 x 2,0 mm
PolyEncap | A403F140PE050 | BISCHOFF PolyEncap WCX 5µm | IonExchange | 40 | 3 | 5 | 120 |  | no | HPLC Column | SS | 40 x 3,0 mm
PolyEncap | A404F140PE050 | BISCHOFF PolyEncap WCX 5µm | IonExchange | 40 | 4 | 5 | 120 |  | no | HPLC Column | SS | 40 x 4,0 mm
PolyEncap | A446F140PE050 | BISCHOFF PolyEncap WCX 5µm | IonExchange | 40 | 4.6 | 5 | 120 |  | no | HPLC Column | SS | 40 x 4,6 mm
PolyEncap | 0502F140PE050 | BISCHOFF PolyEncap WCX 5µm | IonExchange | 50 | 2 | 5 | 120 |  | no | HPLC Column | SS | 50 x 2,0 mm
PolyEncap | 0503F140PE050 | BISCHOFF PolyEncap WCX 5µm | IonExchange | 50 | 3 | 5 | 120 |  | no | HPLC Column | SS | 50 x 3,0 mm
PolyEncap | 0504F140PE050 | BISCHOFF PolyEncap WCX 5µm | IonExchange | 50 | 4 | 5 | 120 |  | no | HPLC Column | SS | 50 x 4,0 mm
PolyEncap | 0546F140PE050 | BISCHOFF PolyEncap WCX 5µm | IonExchange | 50 | 4.6 | 5 | 120 |  | no | HPLC Column | SS | 50 x 4,6 mm
PolyEncap | 0602F140PE050 | BISCHOFF PolyEncap WCX 5µm | IonExchange | 53 | 2 | 5 | 120 |  | no | HPLC Column | SS | 53 x 2,0 mm
PolyEncap | 0603F140PE050 | BISCHOFF PolyEncap WCX 5µm | IonExchange | 53 | 3 | 5 | 120 |  | no | HPLC Column | SS | 53 x 3,0 mm
PolyEncap | 0604F140PE050 | BISCHOFF PolyEncap WCX 5µm | IonExchange | 53 | 4 | 5 | 120 |  | no | HPLC Column | SS | 53 x 4,0 mm
PolyEncap | 0646F140PE050 | BISCHOFF PolyEncap WCX 5µm | IonExchange | 53 | 4.6 | 5 | 120 |  | no | HPLC Column | SS | 53 x 4,6 mm
PolyEncap | A602F140PE050 | BISCHOFF PolyEncap WCX 5µm | IonExchange | 60 | 2 | 5 | 120 |  | no | HPLC Column | SS | 60 x 2,0 mm
PolyEncap | A603F140PE050 | BISCHOFF PolyEncap WCX 5µm | IonExchange | 60 | 3 | 5 | 120 |  | no | HPLC Column | SS | 60 x 3,0 mm
PolyEncap | A604F140PE050 | BISCHOFF PolyEncap WCX 5µm | IonExchange | 60 | 4 | 5 | 120 |  | no | HPLC Column | SS | 60 x 4,0 mm
PolyEncap | A646F140PE050 | BISCHOFF PolyEncap WCX 5µm | IonExchange | 60 | 4.6 | 5 | 120 |  | no | HPLC Column | SS | 60 x 4,6 mm
PolyEncap | 0702F140PE050 | BISCHOFF PolyEncap WCX 5µm | IonExchange | 75 | 2 | 5 | 120 |  | no | HPLC Column | SS | 75 x 2,0 mm
PolyEncap | 0703F140PE050 | BISCHOFF PolyEncap WCX 5µm | IonExchange | 75 | 3 | 5 | 120 |  | no | HPLC Column | SS | 75 x 3,0 mm
PolyEncap | 0704F140PE050 | BISCHOFF PolyEncap WCX 5µm | IonExchange | 75 | 4 | 5 | 120 |  | no | HPLC Column | SS | 75 x 4,0 mm
PolyEncap | 0746F140PE050 | BISCHOFF PolyEncap WCX 5µm | IonExchange | 75 | 4.6 | 5 | 120 |  | no | HPLC Column | SS | 75 x 4,6 mm
PolyEncap | 1002F140PE050 | BISCHOFF PolyEncap WCX 5µm | IonExchange | 100 | 2 | 5 | 120 |  | no | HPLC Column | SS | 100 x 2,0 mm
PolyEncap | 1003F140PE050 | BISCHOFF PolyEncap WCX 5µm | IonExchange | 100 | 3 | 5 | 120 |  | no | HPLC Column | SS | 100 x 3,0 mm
PolyEncap | 1004F140PE050 | BISCHOFF PolyEncap WCX 5µm | IonExchange | 100 | 4 | 5 | 120 |  | no | HPLC Column | SS | 100 x 4,0 mm
PolyEncap | 1046F140PE050 | BISCHOFF PolyEncap WCX 5µm | IonExchange | 100 | 4.6 | 5 | 120 |  | no | HPLC Column | SS | 100 x 4,6 mm
PolyEncap | 1202F140PE050 | BISCHOFF PolyEncap WCX 5µm | IonExchange | 125 | 2 | 5 | 120 |  | no | HPLC Column | SS | 125 x 2,0 mm
PolyEncap | 1203F140PE050 | BISCHOFF PolyEncap WCX 5µm | IonExchange | 125 | 3 | 5 | 120 |  | no | HPLC Column | SS | 125 x 3,0 mm
PolyEncap | 1204F140PE050 | BISCHOFF PolyEncap WCX 5µm | IonExchange | 125 | 4 | 5 | 120 |  | no | HPLC Column | SS | 125 x 4,0 mm
PolyEncap | 1246F140PE050 | BISCHOFF PolyEncap WCX 5µm | IonExchange | 125 | 4.6 | 5 | 120 |  | no | HPLC Column | SS | 125 x 4,6 mm
PolyEncap | 1502F140PE050 | BISCHOFF PolyEncap WCX 5µm | IonExchange | 150 | 2 | 5 | 120 |  | no | HPLC Column | SS | 150 x 2,0 mm
PolyEncap | 1503F140PE050 | BISCHOFF PolyEncap WCX 5µm | IonExchange | 150 | 3 | 5 | 120 |  | no | HPLC Column | SS | 150 x 3,0 mm
PolyEncap | 1504F140PE050 | BISCHOFF PolyEncap WCX 5µm | IonExchange | 150 | 4 | 5 | 120 |  | no | HPLC Column | SS | 150 x 4,0 mm
PolyEncap | 1546F140PE050 | BISCHOFF PolyEncap WCX 5µm | IonExchange | 150 | 4.6 | 5 | 120 |  | no | HPLC Column | SS | 150 x 4,6 mm
PolyEncap | 2002F140PE050 | BISCHOFF PolyEncap WCX 5µm | IonExchange | 200 | 2 | 5 | 120 |  | no | HPLC Column | SS | 200 x 2,0 mm
PolyEncap | 2003F140PE050 | BISCHOFF PolyEncap WCX 5µm | IonExchange | 200 | 3 | 5 | 120 |  | no | HPLC Column | SS | 200 x 3,0 mm
PolyEncap | 2004F140PE050 | BISCHOFF PolyEncap WCX 5µm | IonExchange | 200 | 4 | 5 | 120 |  | no | HPLC Column | SS | 200 x 4,0 mm
PolyEncap | 2046F140PE050 | BISCHOFF PolyEncap WCX 5µm | IonExchange | 200 | 4.6 | 5 | 120 |  | no | HPLC Column | SS | 200 x 4,6 mm
PolyEncap | 2502F140PE050 | BISCHOFF PolyEncap WCX 5µm | IonExchange | 250 | 2 | 5 | 120 |  | no | HPLC Column | SS | 250 x 2,0 mm
PolyEncap | 2503F140PE050 | BISCHOFF PolyEncap WCX 5µm | IonExchange | 250 | 3 | 5 | 120 |  | no | HPLC Column | SS | 250 x 3,0 mm
PolyEncap | 2504F140PE050 | BISCHOFF PolyEncap WCX 5µm | IonExchange | 250 | 4 | 5 | 120 |  | no | HPLC Column | SS | 250 x 4,0 mm
PolyEncap | 2546F140PE050 | BISCHOFF PolyEncap WCX 5µm | IonExchange | 250 | 4.6 | 5 | 120 |  | no | HPLC Column | SS | 250 x 4,6 mm
PolyEncap | 3002F140PE050 | BISCHOFF PolyEncap WCX 5µm | IonExchange | 300 | 2 | 5 | 120 |  | no | HPLC Column | SS | 300 x 2,0 mm
PolyEncap | 3003F140PE050 | BISCHOFF PolyEncap WCX 5µm | IonExchange | 300 | 3 | 5 | 120 |  | no | HPLC Column | SS | 300 x 3,0 mm
PolyEncap | 3004F140PE050 | BISCHOFF PolyEncap WCX 5µm | IonExchange | 300 | 4 | 5 | 120 |  | no | HPLC Column | SS | 300 x 4,0 mm
PolyEncap | 3046F140PE050 | BISCHOFF PolyEncap WCX 5µm | IonExchange | 300 | 4.6 | 5 | 120 |  | no | HPLC Column | SS | 300 x 4,6 mm
PolyEncap | 01P4F140PE050 | BISCHOFF PolyEncap WCX 5µm | IonExchange | 14 | 4 | 5 | 120 |  | no | HPLC Column | PEEK | 14 x 4,0 mm
PolyEncap | A2P4F140PE050 | BISCHOFF PolyEncap WCX 5µm | IonExchange | 20 | 4 | 5 | 120 |  | no | HPLC Column | PEEK | 20 x 4,0 mm
PolyEncap | 02P4F140PE050 | BISCHOFF PolyEncap WCX 5µm | IonExchange | 25 | 4 | 5 | 120 |  | no | HPLC Column | PEEK | 25 x 4,0 mm
PolyEncap | 03P4F140PE050 | BISCHOFF PolyEncap WCX 5µm | IonExchange | 30 | 4 | 5 | 120 |  | no | HPLC Column | PEEK | 30 x 4,0 mm
PolyEncap | 04P4F140PE050 | BISCHOFF PolyEncap WCX 5µm | IonExchange | 33 | 4 | 5 | 120 |  | no | HPLC Column | PEEK | 33 x 4,0 mm
PolyEncap | A4P4F140PE050 | BISCHOFF PolyEncap WCX 5µm | IonExchange | 40 | 4 | 5 | 120 |  | no | HPLC Column | PEEK | 40 x 4,0 mm
PolyEncap | 05P4F140PE050 | BISCHOFF PolyEncap WCX 5µm | IonExchange | 50 | 4 | 5 | 120 |  | no | HPLC Column | PEEK | 50 x 4,0 mm
PolyEncap | 06P4F140PE050 | BISCHOFF PolyEncap WCX 5µm | IonExchange | 53 | 4 | 5 | 120 |  | no | HPLC Column | PEEK | 53 x 4,0 mm
PolyEncap | A6P4F140PE050 | BISCHOFF PolyEncap WCX 5µm | IonExchange | 60 | 4 | 5 | 120 |  | no | HPLC Column | PEEK | 60 x 4,0 mm
PolyEncap | 07P4F140PE050 | BISCHOFF PolyEncap WCX 5µm | IonExchange | 75 | 4 | 5 | 120 |  | no | HPLC Column | PEEK | 75 x 4,0 mm
PolyEncap | 10P4F140PE050 | BISCHOFF PolyEncap WCX 5µm | IonExchange | 100 | 4 | 5 | 120 |  | no | HPLC Column | PEEK | 100 x 4,0 mm
PolyEncap | 12P4F140PE050 | BISCHOFF PolyEncap WCX 5µm | IonExchange | 125 | 4 | 5 | 120 |  | no | HPLC Column | PEEK | 125 x 4,0 mm
PolyEncap | 15P4F140PE050 | BISCHOFF PolyEncap WCX 5µm | IonExchange | 150 | 4 | 5 | 120 |  | no | HPLC Column | PEEK | 150 x 4,0 mm
PolyEncap | 20P4F140PE050 | BISCHOFF PolyEncap WCX 5µm | IonExchange | 200 | 4 | 5 | 120 |  | no | HPLC Column | PEEK | 200 x 4,0 mm
PolyEncap | 25P4F140PE050 | BISCHOFF PolyEncap WCX 5µm | IonExchange | 250 | 4 | 5 | 120 |  | no | HPLC Column | PEEK | 250 x 4,0 mm
PolyEncap | 30P4F140PE050 | BISCHOFF PolyEncap WCX 5µm | IonExchange | 300 | 4 | 5 | 120 |  | no | HPLC Column | PEEK | 300 x 4,0 mm
PolyEncap | 6305F140PE050 | BISCHOFF PolyEncap WCX 5µm | IonExchange | 5 | 4 | 5 | 120 |  | no | Cartridges (5 pcs.) | SS | 5 x 4,0 mm
PolyEncap | 6301F140PE050 | BISCHOFF PolyEncap WCX 5µm | IonExchange | 10 | 4 | 5 | 120 |  | no | Cartridges (5 pcs.) | SS | 10 x 4,0 mm
PolyEncap | 6302F140PE050 | BISCHOFF PolyEncap WCX 5µm | IonExchange | 20 | 4 | 5 | 120 |  | no | Cartridges (5 pcs.) | SS | 20 x 4,0 mm
PolyEncap | 63P1F140PE050 | BISCHOFF PolyEncap WCX 5µm | IonExchange | 10 | 4 | 5 | 120 |  | no | Cartridges (5 pcs.) | PEEK | 10 x 4,0 mm
PolyEncap | 63P2F140PE050 | BISCHOFF PolyEncap WCX 5µm | IonExchange | 20 | 4 | 5 | 120 |  | no | Cartridges (5 pcs.) | PEEK | 20 x 4,0 mm
PolyEncap | 6335F140PE050 | BISCHOFF PolyEncap WCX 5µm | IonExchange | 5 | 3 | 5 | 120 |  | no | Cartridges (5 pcs.) | SS | 5 x 3,0 mm
PolyEncap | 6331F140PE050 | BISCHOFF PolyEncap WCX 5µm | IonExchange | 10 | 3 | 5 | 120 |  | no | Cartridges (5 pcs.) | SS | 10 x 3,0 mm
PolyEncap | 6332F140PE050 | BISCHOFF PolyEncap WCX 5µm | IonExchange | 20 | 3 | 5 | 120 |  | no | Cartridges (5 pcs.) | SS | 20 x 3,0 mm
PolyEncap | 6325F140PE050 | BISCHOFF PolyEncap WCX 5µm | IonExchange | 5 | 2 | 5 | 120 |  | no | Cartridges (5 pcs.) | SS | 5 x 2,0 mm
PolyEncap | 6321F140PE050 | BISCHOFF PolyEncap WCX 5µm | IonExchange | 10 | 2 | 5 | 120 |  | no | Cartridges (5 pcs.) | SS | 10 x 2,0 mm
PolyEncap | 6322F140PE050 | BISCHOFF PolyEncap WCX 5µm | IonExchange | 20 | 2 | 5 | 120 |  | no | Cartridges (5 pcs.) | SS | 20 x 2,0 mm
Ultrasep | 0102E180US040 | MAISCH UltraSep ES 100 RP18 4µm packed by BISCHOFF | C18 | 14 | 2 | 4 | 100 | L1 | no | HPLC Column | SS | 14 x 2,0 mm
Ultrasep | 0103E180US040 | MAISCH UltraSep ES 100 RP18 4µm packed by BISCHOFF | C18 | 14 | 3 | 4 | 100 | L1 | no | HPLC Column | SS | 14 x 3,0 mm
Ultrasep | 0104E180US040 | MAISCH UltraSep ES 100 RP18 4µm packed by BISCHOFF | C18 | 14 | 4 | 4 | 100 | L1 | no | HPLC Column | SS | 14 x 4,0 mm
Ultrasep | 0146E180US040 | MAISCH UltraSep ES 100 RP18 4µm packed by BISCHOFF | C18 | 14 | 4.6 | 4 | 100 | L1 | no | HPLC Column | SS | 14 x 4,6 mm
Ultrasep | A202E180US040 | MAISCH UltraSep ES 100 RP18 4µm packed by BISCHOFF | C18 | 20 | 2 | 4 | 100 | L1 | no | HPLC Column | SS | 20 x 2,0 mm
Ultrasep | A203E180US040 | MAISCH UltraSep ES 100 RP18 4µm packed by BISCHOFF | C18 | 20 | 3 | 4 | 100 | L1 | no | HPLC Column | SS | 20 x 3,0 mm
Ultrasep | A204E180US040 | MAISCH UltraSep ES 100 RP18 4µm packed by BISCHOFF | C18 | 20 | 4 | 4 | 100 | L1 | no | HPLC Column | SS | 20 x 4,0 mm
Ultrasep | A246E180US040 | MAISCH UltraSep ES 100 RP18 4µm packed by BISCHOFF | C18 | 20 | 4.6 | 4 | 100 | L1 | no | HPLC Column | SS | 20 x 4,6 mm
Ultrasep | 0202E180US040 | MAISCH UltraSep ES 100 RP18 4µm packed by BISCHOFF | C18 | 25 | 2 | 4 | 100 | L1 | no | HPLC Column | SS | 25 x 2,0 mm
Ultrasep | 0203E180US040 | MAISCH UltraSep ES 100 RP18 4µm packed by BISCHOFF | C18 | 25 | 3 | 4 | 100 | L1 | no | HPLC Column | SS | 25 x 3,0 mm
Ultrasep | 0204E180US040 | MAISCH UltraSep ES 100 RP18 4µm packed by BISCHOFF | C18 | 25 | 4 | 4 | 100 | L1 | no | HPLC Column | SS | 25 x 4,0 mm
Ultrasep | 0246E180US040 | MAISCH UltraSep ES 100 RP18 4µm packed by BISCHOFF | C18 | 25 | 4.6 | 4 | 100 | L1 | no | HPLC Column | SS | 25 x 4,6 mm
Ultrasep | 0302E180US040 | MAISCH UltraSep ES 100 RP18 4µm packed by BISCHOFF | C18 | 30 | 2 | 4 | 100 | L1 | no | HPLC Column | SS | 30 x 2,0 mm
Ultrasep | 0303E180US040 | MAISCH UltraSep ES 100 RP18 4µm packed by BISCHOFF | C18 | 30 | 3 | 4 | 100 | L1 | no | HPLC Column | SS | 30 x 3,0 mm
Ultrasep | 0304E180US040 | MAISCH UltraSep ES 100 RP18 4µm packed by BISCHOFF | C18 | 30 | 4 | 4 | 100 | L1 | no | HPLC Column | SS | 30 x 4,0 mm
Ultrasep | 0346E180US040 | MAISCH UltraSep ES 100 RP18 4µm packed by BISCHOFF | C18 | 30 | 4.6 | 4 | 100 | L1 | no | HPLC Column | SS | 30 x 4,6 mm
Ultrasep | 0402E180US040 | MAISCH UltraSep ES 100 RP18 4µm packed by BISCHOFF | C18 | 33 | 2 | 4 | 100 | L1 | no | HPLC Column | SS | 33 x 2,0 mm
Ultrasep | 0403E180US040 | MAISCH UltraSep ES 100 RP18 4µm packed by BISCHOFF | C18 | 33 | 3 | 4 | 100 | L1 | no | HPLC Column | SS | 33 x 3,0 mm
Ultrasep | 0404E180US040 | MAISCH UltraSep ES 100 RP18 4µm packed by BISCHOFF | C18 | 33 | 4 | 4 | 100 | L1 | no | HPLC Column | SS | 33 x 4,0 mm
Ultrasep | 0446E180US040 | MAISCH UltraSep ES 100 RP18 4µm packed by BISCHOFF | C18 | 33 | 4.6 | 4 | 100 | L1 | no | HPLC Column | SS | 33 x 4,6 mm
Ultrasep | A402E180US040 | MAISCH UltraSep ES 100 RP18 4µm packed by BISCHOFF | C18 | 40 | 2 | 4 | 100 | L1 | no | HPLC Column | SS | 40 x 2,0 mm
Ultrasep | A403E180US040 | MAISCH UltraSep ES 100 RP18 4µm packed by BISCHOFF | C18 | 40 | 3 | 4 | 100 | L1 | no | HPLC Column | SS | 40 x 3,0 mm
Ultrasep | A404E180US040 | MAISCH UltraSep ES 100 RP18 4µm packed by BISCHOFF | C18 | 40 | 4 | 4 | 100 | L1 | no | HPLC Column | SS | 40 x 4,0 mm
Ultrasep | A446E180US040 | MAISCH UltraSep ES 100 RP18 4µm packed by BISCHOFF | C18 | 40 | 4.6 | 4 | 100 | L1 | no | HPLC Column | SS | 40 x 4,6 mm
Ultrasep | 0502E180US040 | MAISCH UltraSep ES 100 RP18 4µm packed by BISCHOFF | C18 | 50 | 2 | 4 | 100 | L1 | no | HPLC Column | SS | 50 x 2,0 mm
Ultrasep | 0503E180US040 | MAISCH UltraSep ES 100 RP18 4µm packed by BISCHOFF | C18 | 50 | 3 | 4 | 100 | L1 | no | HPLC Column | SS | 50 x 3,0 mm
Ultrasep | 0504E180US040 | MAISCH UltraSep ES 100 RP18 4µm packed by BISCHOFF | C18 | 50 | 4 | 4 | 100 | L1 | no | HPLC Column | SS | 50 x 4,0 mm
Ultrasep | 0546E180US040 | MAISCH UltraSep ES 100 RP18 4µm packed by BISCHOFF | C18 | 50 | 4.6 | 4 | 100 | L1 | no | HPLC Column | SS | 50 x 4,6 mm
Ultrasep | 0602E180US040 | MAISCH UltraSep ES 100 RP18 4µm packed by BISCHOFF | C18 | 53 | 2 | 4 | 100 | L1 | no | HPLC Column | SS | 53 x 2,0 mm
Ultrasep | 0603E180US040 | MAISCH UltraSep ES 100 RP18 4µm packed by BISCHOFF | C18 | 53 | 3 | 4 | 100 | L1 | no | HPLC Column | SS | 53 x 3,0 mm
Ultrasep | 0604E180US040 | MAISCH UltraSep ES 100 RP18 4µm packed by BISCHOFF | C18 | 53 | 4 | 4 | 100 | L1 | no | HPLC Column | SS | 53 x 4,0 mm
Ultrasep | 0646E180US040 | MAISCH UltraSep ES 100 RP18 4µm packed by BISCHOFF | C18 | 53 | 4.6 | 4 | 100 | L1 | no | HPLC Column | SS | 53 x 4,6 mm
Ultrasep | A602E180US040 | MAISCH UltraSep ES 100 RP18 4µm packed by BISCHOFF | C18 | 60 | 2 | 4 | 100 | L1 | no | HPLC Column | SS | 60 x 2,0 mm
Ultrasep | A603E180US040 | MAISCH UltraSep ES 100 RP18 4µm packed by BISCHOFF | C18 | 60 | 3 | 4 | 100 | L1 | no | HPLC Column | SS | 60 x 3,0 mm
Ultrasep | A604E180US040 | MAISCH UltraSep ES 100 RP18 4µm packed by BISCHOFF | C18 | 60 | 4 | 4 | 100 | L1 | no | HPLC Column | SS | 60 x 4,0 mm
Ultrasep | A646E180US040 | MAISCH UltraSep ES 100 RP18 4µm packed by BISCHOFF | C18 | 60 | 4.6 | 4 | 100 | L1 | no | HPLC Column | SS | 60 x 4,6 mm
Ultrasep | 0702E180US040 | MAISCH UltraSep ES 100 RP18 4µm packed by BISCHOFF | C18 | 75 | 2 | 4 | 100 | L1 | no | HPLC Column | SS | 75 x 2,0 mm
Ultrasep | 0703E180US040 | MAISCH UltraSep ES 100 RP18 4µm packed by BISCHOFF | C18 | 75 | 3 | 4 | 100 | L1 | no | HPLC Column | SS | 75 x 3,0 mm
Ultrasep | 0704E180US040 | MAISCH UltraSep ES 100 RP18 4µm packed by BISCHOFF | C18 | 75 | 4 | 4 | 100 | L1 | no | HPLC Column | SS | 75 x 4,0 mm
Ultrasep | 0746E180US040 | MAISCH UltraSep ES 100 RP18 4µm packed by BISCHOFF | C18 | 75 | 4.6 | 4 | 100 | L1 | no | HPLC Column | SS | 75 x 4,6 mm
Ultrasep | 1002E180US040 | MAISCH UltraSep ES 100 RP18 4µm packed by BISCHOFF | C18 | 100 | 2 | 4 | 100 | L1 | no | HPLC Column | SS | 100 x 2,0 mm
Ultrasep | 1003E180US040 | MAISCH UltraSep ES 100 RP18 4µm packed by BISCHOFF | C18 | 100 | 3 | 4 | 100 | L1 | no | HPLC Column | SS | 100 x 3,0 mm
Ultrasep | 1004E180US040 | MAISCH UltraSep ES 100 RP18 4µm packed by BISCHOFF | C18 | 100 | 4 | 4 | 100 | L1 | no | HPLC Column | SS | 100 x 4,0 mm
Ultrasep | 1046E180US040 | MAISCH UltraSep ES 100 RP18 4µm packed by BISCHOFF | C18 | 100 | 4.6 | 4 | 100 | L1 | no | HPLC Column | SS | 100 x 4,6 mm
Ultrasep | 1202E180US040 | MAISCH UltraSep ES 100 RP18 4µm packed by BISCHOFF | C18 | 125 | 2 | 4 | 100 | L1 | no | HPLC Column | SS | 125 x 2,0 mm
Ultrasep | 1203E180US040 | MAISCH UltraSep ES 100 RP18 4µm packed by BISCHOFF | C18 | 125 | 3 | 4 | 100 | L1 | no | HPLC Column | SS | 125 x 3,0 mm
Ultrasep | 1204E180US040 | MAISCH UltraSep ES 100 RP18 4µm packed by BISCHOFF | C18 | 125 | 4 | 4 | 100 | L1 | no | HPLC Column | SS | 125 x 4,0 mm
Ultrasep | 1246E180US040 | MAISCH UltraSep ES 100 RP18 4µm packed by BISCHOFF | C18 | 125 | 4.6 | 4 | 100 | L1 | no | HPLC Column | SS | 125 x 4,6 mm
Ultrasep | 1502E180US040 | MAISCH UltraSep ES 100 RP18 4µm packed by BISCHOFF | C18 | 150 | 2 | 4 | 100 | L1 | no | HPLC Column | SS | 150 x 2,0 mm
Ultrasep | 1503E180US040 | MAISCH UltraSep ES 100 RP18 4µm packed by BISCHOFF | C18 | 150 | 3 | 4 | 100 | L1 | no | HPLC Column | SS | 150 x 3,0 mm
Ultrasep | 1504E180US040 | MAISCH UltraSep ES 100 RP18 4µm packed by BISCHOFF | C18 | 150 | 4 | 4 | 100 | L1 | no | HPLC Column | SS | 150 x 4,0 mm
Ultrasep | 1546E180US040 | MAISCH UltraSep ES 100 RP18 4µm packed by BISCHOFF | C18 | 150 | 4.6 | 4 | 100 | L1 | no | HPLC Column | SS | 150 x 4,6 mm
Ultrasep | 2002E180US040 | MAISCH UltraSep ES 100 RP18 4µm packed by BISCHOFF | C18 | 200 | 2 | 4 | 100 | L1 | no | HPLC Column | SS | 200 x 2,0 mm
Ultrasep | 2003E180US040 | MAISCH UltraSep ES 100 RP18 4µm packed by BISCHOFF | C18 | 200 | 3 | 4 | 100 | L1 | no | HPLC Column | SS | 200 x 3,0 mm
Ultrasep | 2004E180US040 | MAISCH UltraSep ES 100 RP18 4µm packed by BISCHOFF | C18 | 200 | 4 | 4 | 100 | L1 | no | HPLC Column | SS | 200 x 4,0 mm
Ultrasep | 2046E180US040 | MAISCH UltraSep ES 100 RP18 4µm packed by BISCHOFF | C18 | 200 | 4.6 | 4 | 100 | L1 | no | HPLC Column | SS | 200 x 4,6 mm
Ultrasep | 2502E180US040 | MAISCH UltraSep ES 100 RP18 4µm packed by BISCHOFF | C18 | 250 | 2 | 4 | 100 | L1 | no | HPLC Column | SS | 250 x 2,0 mm
Ultrasep | 2503E180US040 | MAISCH UltraSep ES 100 RP18 4µm packed by BISCHOFF | C18 | 250 | 3 | 4 | 100 | L1 | no | HPLC Column | SS | 250 x 3,0 mm
Ultrasep | 2504E180US040 | MAISCH UltraSep ES 100 RP18 4µm packed by BISCHOFF | C18 | 250 | 4 | 4 | 100 | L1 | no | HPLC Column | SS | 250 x 4,0 mm
Ultrasep | 2546E180US040 | MAISCH UltraSep ES 100 RP18 4µm packed by BISCHOFF | C18 | 250 | 4.6 | 4 | 100 | L1 | no | HPLC Column | SS | 250 x 4,6 mm
Ultrasep | 3002E180US040 | MAISCH UltraSep ES 100 RP18 4µm packed by BISCHOFF | C18 | 300 | 2 | 4 | 100 | L1 | no | HPLC Column | SS | 300 x 2,0 mm
Ultrasep | 3003E180US040 | MAISCH UltraSep ES 100 RP18 4µm packed by BISCHOFF | C18 | 300 | 3 | 4 | 100 | L1 | no | HPLC Column | SS | 300 x 3,0 mm
Ultrasep | 3004E180US040 | MAISCH UltraSep ES 100 RP18 4µm packed by BISCHOFF | C18 | 300 | 4 | 4 | 100 | L1 | no | HPLC Column | SS | 300 x 4,0 mm
Ultrasep | 3046E180US040 | MAISCH UltraSep ES 100 RP18 4µm packed by BISCHOFF | C18 | 300 | 4.6 | 4 | 100 | L1 | no | HPLC Column | SS | 300 x 4,6 mm
Ultrasep | 01P4E180US040 | MAISCH UltraSep ES 100 RP18 4µm packed by BISCHOFF | C18 | 14 | 4 | 4 | 100 | L1 | no | HPLC Column | PEEK | 14 x 4,0 mm
Ultrasep | A2P4E180US040 | MAISCH UltraSep ES 100 RP18 4µm packed by BISCHOFF | C18 | 20 | 4 | 4 | 100 | L1 | no | HPLC Column | PEEK | 20 x 4,0 mm
Ultrasep | 02P4E180US040 | MAISCH UltraSep ES 100 RP18 4µm packed by BISCHOFF | C18 | 25 | 4 | 4 | 100 | L1 | no | HPLC Column | PEEK | 25 x 4,0 mm
Ultrasep | 03P4E180US040 | MAISCH UltraSep ES 100 RP18 4µm packed by BISCHOFF | C18 | 30 | 4 | 4 | 100 | L1 | no | HPLC Column | PEEK | 30 x 4,0 mm
Ultrasep | 04P4E180US040 | MAISCH UltraSep ES 100 RP18 4µm packed by BISCHOFF | C18 | 33 | 4 | 4 | 100 | L1 | no | HPLC Column | PEEK | 33 x 4,0 mm
Ultrasep | A4P4E180US040 | MAISCH UltraSep ES 100 RP18 4µm packed by BISCHOFF | C18 | 40 | 4 | 4 | 100 | L1 | no | HPLC Column | PEEK | 40 x 4,0 mm
Ultrasep | 05P4E180US040 | MAISCH UltraSep ES 100 RP18 4µm packed by BISCHOFF | C18 | 50 | 4 | 4 | 100 | L1 | no | HPLC Column | PEEK | 50 x 4,0 mm
Ultrasep | 06P4E180US040 | MAISCH UltraSep ES 100 RP18 4µm packed by BISCHOFF | C18 | 53 | 4 | 4 | 100 | L1 | no | HPLC Column | PEEK | 53 x 4,0 mm
Ultrasep | A6P4E180US040 | MAISCH UltraSep ES 100 RP18 4µm packed by BISCHOFF | C18 | 60 | 4 | 4 | 100 | L1 | no | HPLC Column | PEEK | 60 x 4,0 mm
Ultrasep | 07P4E180US040 | MAISCH UltraSep ES 100 RP18 4µm packed by BISCHOFF | C18 | 75 | 4 | 4 | 100 | L1 | no | HPLC Column | PEEK | 75 x 4,0 mm
Ultrasep | 10P4E180US040 | MAISCH UltraSep ES 100 RP18 4µm packed by BISCHOFF | C18 | 100 | 4 | 4 | 100 | L1 | no | HPLC Column | PEEK | 100 x 4,0 mm
Ultrasep | 12P4E180US040 | MAISCH UltraSep ES 100 RP18 4µm packed by BISCHOFF | C18 | 125 | 4 | 4 | 100 | L1 | no | HPLC Column | PEEK | 125 x 4,0 mm
Ultrasep | 15P4E180US040 | MAISCH UltraSep ES 100 RP18 4µm packed by BISCHOFF | C18 | 150 | 4 | 4 | 100 | L1 | no | HPLC Column | PEEK | 150 x 4,0 mm
Ultrasep | 20P4E180US040 | MAISCH UltraSep ES 100 RP18 4µm packed by BISCHOFF | C18 | 200 | 4 | 4 | 100 | L1 | no | HPLC Column | PEEK | 200 x 4,0 mm
Ultrasep | 25P4E180US040 | MAISCH UltraSep ES 100 RP18 4µm packed by BISCHOFF | C18 | 250 | 4 | 4 | 100 | L1 | no | HPLC Column | PEEK | 250 x 4,0 mm
Ultrasep | 30P4E180US040 | MAISCH UltraSep ES 100 RP18 4µm packed by BISCHOFF | C18 | 300 | 4 | 4 | 100 | L1 | no | HPLC Column | PEEK | 300 x 4,0 mm
Ultrasep | 6305E180US040 | MAISCH UltraSep ES 100 RP18 4µm packed by BISCHOFF | C18 | 5 | 4 | 4 | 100 | L1 | no | Cartridges (5 pcs.) | SS | 5 x 4,0 mm
Ultrasep | 6301E180US040 | MAISCH UltraSep ES 100 RP18 4µm packed by BISCHOFF | C18 | 10 | 4 | 4 | 100 | L1 | no | Cartridges (5 pcs.) | SS | 10 x 4,0 mm
Ultrasep | 6302E180US040 | MAISCH UltraSep ES 100 RP18 4µm packed by BISCHOFF | C18 | 20 | 4 | 4 | 100 | L1 | no | Cartridges (5 pcs.) | SS | 20 x 4,0 mm
Ultrasep | 63P1E180US040 | MAISCH UltraSep ES 100 RP18 4µm packed by BISCHOFF | C18 | 10 | 4 | 4 | 100 | L1 | no | Cartridges (5 pcs.) | PEEK | 10 x 4,0 mm
Ultrasep | 63P2E180US040 | MAISCH UltraSep ES 100 RP18 4µm packed by BISCHOFF | C18 | 20 | 4 | 4 | 100 | L1 | no | Cartridges (5 pcs.) | PEEK | 20 x 4,0 mm
Ultrasep | 6335E180US040 | MAISCH UltraSep ES 100 RP18 4µm packed by BISCHOFF | C18 | 5 | 3 | 4 | 100 | L1 | no | Cartridges (5 pcs.) | SS | 5 x 3,0 mm
Ultrasep | 6331E180US040 | MAISCH UltraSep ES 100 RP18 4µm packed by BISCHOFF | C18 | 10 | 3 | 4 | 100 | L1 | no | Cartridges (5 pcs.) | SS | 10 x 3,0 mm
Ultrasep | 6332E180US040 | MAISCH UltraSep ES 100 RP18 4µm packed by BISCHOFF | C18 | 20 | 3 | 4 | 100 | L1 | no | Cartridges (5 pcs.) | SS | 20 x 3,0 mm
Ultrasep | 6325E180US040 | MAISCH UltraSep ES 100 RP18 4µm packed by BISCHOFF | C18 | 5 | 2 | 4 | 100 | L1 | no | Cartridges (5 pcs.) | SS | 5 x 2,0 mm
Ultrasep | 6321E180US040 | MAISCH UltraSep ES 100 RP18 4µm packed by BISCHOFF | C18 | 10 | 2 | 4 | 100 | L1 | no | Cartridges (5 pcs.) | SS | 10 x 2,0 mm
Ultrasep | 6322E180US040 | MAISCH UltraSep ES 100 RP18 4µm packed by BISCHOFF | C18 | 20 | 2 | 4 | 100 | L1 | no | Cartridges (5 pcs.) | SS | 20 x 2,0 mm
Ultrasep | 0102E180US060 | MAISCH UltraSep ES 100 RP18 6µm packed by BISCHOFF | C18 | 14 | 2 | 6 | 100 | L1 | no | HPLC Column | SS | 14 x 2,0 mm
Ultrasep | 0103E180US060 | MAISCH UltraSep ES 100 RP18 6µm packed by BISCHOFF | C18 | 14 | 3 | 6 | 100 | L1 | no | HPLC Column | SS | 14 x 3,0 mm
Ultrasep | 0104E180US060 | MAISCH UltraSep ES 100 RP18 6µm packed by BISCHOFF | C18 | 14 | 4 | 6 | 100 | L1 | no | HPLC Column | SS | 14 x 4,0 mm
Ultrasep | 0146E180US060 | MAISCH UltraSep ES 100 RP18 6µm packed by BISCHOFF | C18 | 14 | 4.6 | 6 | 100 | L1 | no | HPLC Column | SS | 14 x 4,6 mm
Ultrasep | A202E180US060 | MAISCH UltraSep ES 100 RP18 6µm packed by BISCHOFF | C18 | 20 | 2 | 6 | 100 | L1 | no | HPLC Column | SS | 20 x 2,0 mm
Ultrasep | A203E180US060 | MAISCH UltraSep ES 100 RP18 6µm packed by BISCHOFF | C18 | 20 | 3 | 6 | 100 | L1 | no | HPLC Column | SS | 20 x 3,0 mm
Ultrasep | A204E180US060 | MAISCH UltraSep ES 100 RP18 6µm packed by BISCHOFF | C18 | 20 | 4 | 6 | 100 | L1 | no | HPLC Column | SS | 20 x 4,0 mm
Ultrasep | A246E180US060 | MAISCH UltraSep ES 100 RP18 6µm packed by BISCHOFF | C18 | 20 | 4.6 | 6 | 100 | L1 | no | HPLC Column | SS | 20 x 4,6 mm
Ultrasep | 0202E180US060 | MAISCH UltraSep ES 100 RP18 6µm packed by BISCHOFF | C18 | 25 | 2 | 6 | 100 | L1 | no | HPLC Column | SS | 25 x 2,0 mm
Ultrasep | 0203E180US060 | MAISCH UltraSep ES 100 RP18 6µm packed by BISCHOFF | C18 | 25 | 3 | 6 | 100 | L1 | no | HPLC Column | SS | 25 x 3,0 mm
Ultrasep | 0204E180US060 | MAISCH UltraSep ES 100 RP18 6µm packed by BISCHOFF | C18 | 25 | 4 | 6 | 100 | L1 | no | HPLC Column | SS | 25 x 4,0 mm
Ultrasep | 0246E180US060 | MAISCH UltraSep ES 100 RP18 6µm packed by BISCHOFF | C18 | 25 | 4.6 | 6 | 100 | L1 | no | HPLC Column | SS | 25 x 4,6 mm
Ultrasep | 0302E180US060 | MAISCH UltraSep ES 100 RP18 6µm packed by BISCHOFF | C18 | 30 | 2 | 6 | 100 | L1 | no | HPLC Column | SS | 30 x 2,0 mm
Ultrasep | 0303E180US060 | MAISCH UltraSep ES 100 RP18 6µm packed by BISCHOFF | C18 | 30 | 3 | 6 | 100 | L1 | no | HPLC Column | SS | 30 x 3,0 mm
Ultrasep | 0304E180US060 | MAISCH UltraSep ES 100 RP18 6µm packed by BISCHOFF | C18 | 30 | 4 | 6 | 100 | L1 | no | HPLC Column | SS | 30 x 4,0 mm
Ultrasep | 0346E180US060 | MAISCH UltraSep ES 100 RP18 6µm packed by BISCHOFF | C18 | 30 | 4.6 | 6 | 100 | L1 | no | HPLC Column | SS | 30 x 4,6 mm
Ultrasep | 0402E180US060 | MAISCH UltraSep ES 100 RP18 6µm packed by BISCHOFF | C18 | 33 | 2 | 6 | 100 | L1 | no | HPLC Column | SS | 33 x 2,0 mm
Ultrasep | 0403E180US060 | MAISCH UltraSep ES 100 RP18 6µm packed by BISCHOFF | C18 | 33 | 3 | 6 | 100 | L1 | no | HPLC Column | SS | 33 x 3,0 mm
Ultrasep | 0404E180US060 | MAISCH UltraSep ES 100 RP18 6µm packed by BISCHOFF | C18 | 33 | 4 | 6 | 100 | L1 | no | HPLC Column | SS | 33 x 4,0 mm
Ultrasep | 0446E180US060 | MAISCH UltraSep ES 100 RP18 6µm packed by BISCHOFF | C18 | 33 | 4.6 | 6 | 100 | L1 | no | HPLC Column | SS | 33 x 4,6 mm
Ultrasep | A402E180US060 | MAISCH UltraSep ES 100 RP18 6µm packed by BISCHOFF | C18 | 40 | 2 | 6 | 100 | L1 | no | HPLC Column | SS | 40 x 2,0 mm
Ultrasep | A403E180US060 | MAISCH UltraSep ES 100 RP18 6µm packed by BISCHOFF | C18 | 40 | 3 | 6 | 100 | L1 | no | HPLC Column | SS | 40 x 3,0 mm
Ultrasep | A404E180US060 | MAISCH UltraSep ES 100 RP18 6µm packed by BISCHOFF | C18 | 40 | 4 | 6 | 100 | L1 | no | HPLC Column | SS | 40 x 4,0 mm
Ultrasep | A446E180US060 | MAISCH UltraSep ES 100 RP18 6µm packed by BISCHOFF | C18 | 40 | 4.6 | 6 | 100 | L1 | no | HPLC Column | SS | 40 x 4,6 mm
Ultrasep | 0502E180US060 | MAISCH UltraSep ES 100 RP18 6µm packed by BISCHOFF | C18 | 50 | 2 | 6 | 100 | L1 | no | HPLC Column | SS | 50 x 2,0 mm
Ultrasep | 0503E180US060 | MAISCH UltraSep ES 100 RP18 6µm packed by BISCHOFF | C18 | 50 | 3 | 6 | 100 | L1 | no | HPLC Column | SS | 50 x 3,0 mm
Ultrasep | 0504E180US060 | MAISCH UltraSep ES 100 RP18 6µm packed by BISCHOFF | C18 | 50 | 4 | 6 | 100 | L1 | no | HPLC Column | SS | 50 x 4,0 mm
Ultrasep | 0546E180US060 | MAISCH UltraSep ES 100 RP18 6µm packed by BISCHOFF | C18 | 50 | 4.6 | 6 | 100 | L1 | no | HPLC Column | SS | 50 x 4,6 mm
Ultrasep | 0602E180US060 | MAISCH UltraSep ES 100 RP18 6µm packed by BISCHOFF | C18 | 53 | 2 | 6 | 100 | L1 | no | HPLC Column | SS | 53 x 2,0 mm
Ultrasep | 0603E180US060 | MAISCH UltraSep ES 100 RP18 6µm packed by BISCHOFF | C18 | 53 | 3 | 6 | 100 | L1 | no | HPLC Column | SS | 53 x 3,0 mm
Ultrasep | 0604E180US060 | MAISCH UltraSep ES 100 RP18 6µm packed by BISCHOFF | C18 | 53 | 4 | 6 | 100 | L1 | no | HPLC Column | SS | 53 x 4,0 mm
Ultrasep | 0646E180US060 | MAISCH UltraSep ES 100 RP18 6µm packed by BISCHOFF | C18 | 53 | 4.6 | 6 | 100 | L1 | no | HPLC Column | SS | 53 x 4,6 mm
Ultrasep | A602E180US060 | MAISCH UltraSep ES 100 RP18 6µm packed by BISCHOFF | C18 | 60 | 2 | 6 | 100 | L1 | no | HPLC Column | SS | 60 x 2,0 mm
Ultrasep | A603E180US060 | MAISCH UltraSep ES 100 RP18 6µm packed by BISCHOFF | C18 | 60 | 3 | 6 | 100 | L1 | no | HPLC Column | SS | 60 x 3,0 mm
Ultrasep | A604E180US060 | MAISCH UltraSep ES 100 RP18 6µm packed by BISCHOFF | C18 | 60 | 4 | 6 | 100 | L1 | no | HPLC Column | SS | 60 x 4,0 mm
Ultrasep | A646E180US060 | MAISCH UltraSep ES 100 RP18 6µm packed by BISCHOFF | C18 | 60 | 4.6 | 6 | 100 | L1 | no | HPLC Column | SS | 60 x 4,6 mm
Ultrasep | 0702E180US060 | MAISCH UltraSep ES 100 RP18 6µm packed by BISCHOFF | C18 | 75 | 2 | 6 | 100 | L1 | no | HPLC Column | SS | 75 x 2,0 mm
Ultrasep | 0703E180US060 | MAISCH UltraSep ES 100 RP18 6µm packed by BISCHOFF | C18 | 75 | 3 | 6 | 100 | L1 | no | HPLC Column | SS | 75 x 3,0 mm
Ultrasep | 0704E180US060 | MAISCH UltraSep ES 100 RP18 6µm packed by BISCHOFF | C18 | 75 | 4 | 6 | 100 | L1 | no | HPLC Column | SS | 75 x 4,0 mm
Ultrasep | 0746E180US060 | MAISCH UltraSep ES 100 RP18 6µm packed by BISCHOFF | C18 | 75 | 4.6 | 6 | 100 | L1 | no | HPLC Column | SS | 75 x 4,6 mm
Ultrasep | 1002E180US060 | MAISCH UltraSep ES 100 RP18 6µm packed by BISCHOFF | C18 | 100 | 2 | 6 | 100 | L1 | no | HPLC Column | SS | 100 x 2,0 mm
Ultrasep | 1003E180US060 | MAISCH UltraSep ES 100 RP18 6µm packed by BISCHOFF | C18 | 100 | 3 | 6 | 100 | L1 | no | HPLC Column | SS | 100 x 3,0 mm
Ultrasep | 1004E180US060 | MAISCH UltraSep ES 100 RP18 6µm packed by BISCHOFF | C18 | 100 | 4 | 6 | 100 | L1 | no | HPLC Column | SS | 100 x 4,0 mm
Ultrasep | 1046E180US060 | MAISCH UltraSep ES 100 RP18 6µm packed by BISCHOFF | C18 | 100 | 4.6 | 6 | 100 | L1 | no | HPLC Column | SS | 100 x 4,6 mm
Ultrasep | 1202E180US060 | MAISCH UltraSep ES 100 RP18 6µm packed by BISCHOFF | C18 | 125 | 2 | 6 | 100 | L1 | no | HPLC Column | SS | 125 x 2,0 mm
Ultrasep | 1203E180US060 | MAISCH UltraSep ES 100 RP18 6µm packed by BISCHOFF | C18 | 125 | 3 | 6 | 100 | L1 | no | HPLC Column | SS | 125 x 3,0 mm
Ultrasep | 1204E180US060 | MAISCH UltraSep ES 100 RP18 6µm packed by BISCHOFF | C18 | 125 | 4 | 6 | 100 | L1 | no | HPLC Column | SS | 125 x 4,0 mm
Ultrasep | 1246E180US060 | MAISCH UltraSep ES 100 RP18 6µm packed by BISCHOFF | C18 | 125 | 4.6 | 6 | 100 | L1 | no | HPLC Column | SS | 125 x 4,6 mm
Ultrasep | 1502E180US060 | MAISCH UltraSep ES 100 RP18 6µm packed by BISCHOFF | C18 | 150 | 2 | 6 | 100 | L1 | no | HPLC Column | SS | 150 x 2,0 mm
Ultrasep | 1503E180US060 | MAISCH UltraSep ES 100 RP18 6µm packed by BISCHOFF | C18 | 150 | 3 | 6 | 100 | L1 | no | HPLC Column | SS | 150 x 3,0 mm
Ultrasep | 1504E180US060 | MAISCH UltraSep ES 100 RP18 6µm packed by BISCHOFF | C18 | 150 | 4 | 6 | 100 | L1 | no | HPLC Column | SS | 150 x 4,0 mm
Ultrasep | 1546E180US060 | MAISCH UltraSep ES 100 RP18 6µm packed by BISCHOFF | C18 | 150 | 4.6 | 6 | 100 | L1 | no | HPLC Column | SS | 150 x 4,6 mm
Ultrasep | 2002E180US060 | MAISCH UltraSep ES 100 RP18 6µm packed by BISCHOFF | C18 | 200 | 2 | 6 | 100 | L1 | no | HPLC Column | SS | 200 x 2,0 mm
Ultrasep | 2003E180US060 | MAISCH UltraSep ES 100 RP18 6µm packed by BISCHOFF | C18 | 200 | 3 | 6 | 100 | L1 | no | HPLC Column | SS | 200 x 3,0 mm
Ultrasep | 2004E180US060 | MAISCH UltraSep ES 100 RP18 6µm packed by BISCHOFF | C18 | 200 | 4 | 6 | 100 | L1 | no | HPLC Column | SS | 200 x 4,0 mm
Ultrasep | 2046E180US060 | MAISCH UltraSep ES 100 RP18 6µm packed by BISCHOFF | C18 | 200 | 4.6 | 6 | 100 | L1 | no | HPLC Column | SS | 200 x 4,6 mm
Ultrasep | 2502E180US060 | MAISCH UltraSep ES 100 RP18 6µm packed by BISCHOFF | C18 | 250 | 2 | 6 | 100 | L1 | no | HPLC Column | SS | 250 x 2,0 mm
Ultrasep | 2503E180US060 | MAISCH UltraSep ES 100 RP18 6µm packed by BISCHOFF | C18 | 250 | 3 | 6 | 100 | L1 | no | HPLC Column | SS | 250 x 3,0 mm
Ultrasep | 2504E180US060 | MAISCH UltraSep ES 100 RP18 6µm packed by BISCHOFF | C18 | 250 | 4 | 6 | 100 | L1 | no | HPLC Column | SS | 250 x 4,0 mm
Ultrasep | 2546E180US060 | MAISCH UltraSep ES 100 RP18 6µm packed by BISCHOFF | C18 | 250 | 4.6 | 6 | 100 | L1 | no | HPLC Column | SS | 250 x 4,6 mm
Ultrasep | 3002E180US060 | MAISCH UltraSep ES 100 RP18 6µm packed by BISCHOFF | C18 | 300 | 2 | 6 | 100 | L1 | no | HPLC Column | SS | 300 x 2,0 mm
Ultrasep | 3003E180US060 | MAISCH UltraSep ES 100 RP18 6µm packed by BISCHOFF | C18 | 300 | 3 | 6 | 100 | L1 | no | HPLC Column | SS | 300 x 3,0 mm
Ultrasep | 3004E180US060 | MAISCH UltraSep ES 100 RP18 6µm packed by BISCHOFF | C18 | 300 | 4 | 6 | 100 | L1 | no | HPLC Column | SS | 300 x 4,0 mm
Ultrasep | 3046E180US060 | MAISCH UltraSep ES 100 RP18 6µm packed by BISCHOFF | C18 | 300 | 4.6 | 6 | 100 | L1 | no | HPLC Column | SS | 300 x 4,6 mm
Ultrasep | 01P4E180US060 | MAISCH UltraSep ES 100 RP18 6µm packed by BISCHOFF | C18 | 14 | 4 | 6 | 100 | L1 | no | HPLC Column | PEEK | 14 x 4,0 mm
Ultrasep | A2P4E180US060 | MAISCH UltraSep ES 100 RP18 6µm packed by BISCHOFF | C18 | 20 | 4 | 6 | 100 | L1 | no | HPLC Column | PEEK | 20 x 4,0 mm
Ultrasep | 02P4E180US060 | MAISCH UltraSep ES 100 RP18 6µm packed by BISCHOFF | C18 | 25 | 4 | 6 | 100 | L1 | no | HPLC Column | PEEK | 25 x 4,0 mm
Ultrasep | 03P4E180US060 | MAISCH UltraSep ES 100 RP18 6µm packed by BISCHOFF | C18 | 30 | 4 | 6 | 100 | L1 | no | HPLC Column | PEEK | 30 x 4,0 mm
Ultrasep | 04P4E180US060 | MAISCH UltraSep ES 100 RP18 6µm packed by BISCHOFF | C18 | 33 | 4 | 6 | 100 | L1 | no | HPLC Column | PEEK | 33 x 4,0 mm
Ultrasep | A4P4E180US060 | MAISCH UltraSep ES 100 RP18 6µm packed by BISCHOFF | C18 | 40 | 4 | 6 | 100 | L1 | no | HPLC Column | PEEK | 40 x 4,0 mm
Ultrasep | 05P4E180US060 | MAISCH UltraSep ES 100 RP18 6µm packed by BISCHOFF | C18 | 50 | 4 | 6 | 100 | L1 | no | HPLC Column | PEEK | 50 x 4,0 mm
Ultrasep | 06P4E180US060 | MAISCH UltraSep ES 100 RP18 6µm packed by BISCHOFF | C18 | 53 | 4 | 6 | 100 | L1 | no | HPLC Column | PEEK | 53 x 4,0 mm
Ultrasep | A6P4E180US060 | MAISCH UltraSep ES 100 RP18 6µm packed by BISCHOFF | C18 | 60 | 4 | 6 | 100 | L1 | no | HPLC Column | PEEK | 60 x 4,0 mm
Ultrasep | 07P4E180US060 | MAISCH UltraSep ES 100 RP18 6µm packed by BISCHOFF | C18 | 75 | 4 | 6 | 100 | L1 | no | HPLC Column | PEEK | 75 x 4,0 mm
Ultrasep | 10P4E180US060 | MAISCH UltraSep ES 100 RP18 6µm packed by BISCHOFF | C18 | 100 | 4 | 6 | 100 | L1 | no | HPLC Column | PEEK | 100 x 4,0 mm
Ultrasep | 12P4E180US060 | MAISCH UltraSep ES 100 RP18 6µm packed by BISCHOFF | C18 | 125 | 4 | 6 | 100 | L1 | no | HPLC Column | PEEK | 125 x 4,0 mm
Ultrasep | 15P4E180US060 | MAISCH UltraSep ES 100 RP18 6µm packed by BISCHOFF | C18 | 150 | 4 | 6 | 100 | L1 | no | HPLC Column | PEEK | 150 x 4,0 mm
Ultrasep | 20P4E180US060 | MAISCH UltraSep ES 100 RP18 6µm packed by BISCHOFF | C18 | 200 | 4 | 6 | 100 | L1 | no | HPLC Column | PEEK | 200 x 4,0 mm
Ultrasep | 25P4E180US060 | MAISCH UltraSep ES 100 RP18 6µm packed by BISCHOFF | C18 | 250 | 4 | 6 | 100 | L1 | no | HPLC Column | PEEK | 250 x 4,0 mm
Ultrasep | 30P4E180US060 | MAISCH UltraSep ES 100 RP18 6µm packed by BISCHOFF | C18 | 300 | 4 | 6 | 100 | L1 | no | HPLC Column | PEEK | 300 x 4,0 mm
Ultrasep | 6305E180US060 | MAISCH UltraSep ES 100 RP18 6µm packed by BISCHOFF | C18 | 5 | 4 | 6 | 100 | L1 | no | Cartridges (5 pcs.) | SS | 5 x 4,0 mm
Ultrasep | 6301E180US060 | MAISCH UltraSep ES 100 RP18 6µm packed by BISCHOFF | C18 | 10 | 4 | 6 | 100 | L1 | no | Cartridges (5 pcs.) | SS | 10 x 4,0 mm
Ultrasep | 6302E180US060 | MAISCH UltraSep ES 100 RP18 6µm packed by BISCHOFF | C18 | 20 | 4 | 6 | 100 | L1 | no | Cartridges (5 pcs.) | SS | 20 x 4,0 mm
Ultrasep | 63P1E180US060 | MAISCH UltraSep ES 100 RP18 6µm packed by BISCHOFF | C18 | 10 | 4 | 6 | 100 | L1 | no | Cartridges (5 pcs.) | PEEK | 10 x 4,0 mm
Ultrasep | 63P2E180US060 | MAISCH UltraSep ES 100 RP18 6µm packed by BISCHOFF | C18 | 20 | 4 | 6 | 100 | L1 | no | Cartridges (5 pcs.) | PEEK | 20 x 4,0 mm
Ultrasep | 6335E180US060 | MAISCH UltraSep ES 100 RP18 6µm packed by BISCHOFF | C18 | 5 | 3 | 6 | 100 | L1 | no | Cartridges (5 pcs.) | SS | 5 x 3,0 mm
Ultrasep | 6331E180US060 | MAISCH UltraSep ES 100 RP18 6µm packed by BISCHOFF | C18 | 10 | 3 | 6 | 100 | L1 | no | Cartridges (5 pcs.) | SS | 10 x 3,0 mm
Ultrasep | 6332E180US060 | MAISCH UltraSep ES 100 RP18 6µm packed by BISCHOFF | C18 | 20 | 3 | 6 | 100 | L1 | no | Cartridges (5 pcs.) | SS | 20 x 3,0 mm
Ultrasep | 6325E180US060 | MAISCH UltraSep ES 100 RP18 6µm packed by BISCHOFF | C18 | 5 | 2 | 6 | 100 | L1 | no | Cartridges (5 pcs.) | SS | 5 x 2,0 mm
Ultrasep | 6321E180US060 | MAISCH UltraSep ES 100 RP18 6µm packed by BISCHOFF | C18 | 10 | 2 | 6 | 100 | L1 | no | Cartridges (5 pcs.) | SS | 10 x 2,0 mm
Ultrasep | 6322E180US060 | MAISCH UltraSep ES 100 RP18 6µm packed by BISCHOFF | C18 | 20 | 2 | 6 | 100 | L1 | no | Cartridges (5 pcs.) | SS | 20 x 2,0 mm
Ultrasep | 0102E180US100 | MAISCH UltraSep ES 100 RP18 10µm packed by BISCHOFF | C18 | 14 | 2 | 10 | 100 | L1 | no | HPLC Column | SS | 14 x 2,0 mm
Ultrasep | 0103E180US100 | MAISCH UltraSep ES 100 RP18 10µm packed by BISCHOFF | C18 | 14 | 3 | 10 | 100 | L1 | no | HPLC Column | SS | 14 x 3,0 mm
Ultrasep | 0104E180US100 | MAISCH UltraSep ES 100 RP18 10µm packed by BISCHOFF | C18 | 14 | 4 | 10 | 100 | L1 | no | HPLC Column | SS | 14 x 4,0 mm
Ultrasep | 0146E180US100 | MAISCH UltraSep ES 100 RP18 10µm packed by BISCHOFF | C18 | 14 | 4.6 | 10 | 100 | L1 | no | HPLC Column | SS | 14 x 4,6 mm
Ultrasep | A202E180US100 | MAISCH UltraSep ES 100 RP18 10µm packed by BISCHOFF | C18 | 20 | 2 | 10 | 100 | L1 | no | HPLC Column | SS | 20 x 2,0 mm
Ultrasep | A203E180US100 | MAISCH UltraSep ES 100 RP18 10µm packed by BISCHOFF | C18 | 20 | 3 | 10 | 100 | L1 | no | HPLC Column | SS | 20 x 3,0 mm
Ultrasep | A204E180US100 | MAISCH UltraSep ES 100 RP18 10µm packed by BISCHOFF | C18 | 20 | 4 | 10 | 100 | L1 | no | HPLC Column | SS | 20 x 4,0 mm
Ultrasep | A246E180US100 | MAISCH UltraSep ES 100 RP18 10µm packed by BISCHOFF | C18 | 20 | 4.6 | 10 | 100 | L1 | no | HPLC Column | SS | 20 x 4,6 mm
Ultrasep | 0202E180US100 | MAISCH UltraSep ES 100 RP18 10µm packed by BISCHOFF | C18 | 25 | 2 | 10 | 100 | L1 | no | HPLC Column | SS | 25 x 2,0 mm
Ultrasep | 0203E180US100 | MAISCH UltraSep ES 100 RP18 10µm packed by BISCHOFF | C18 | 25 | 3 | 10 | 100 | L1 | no | HPLC Column | SS | 25 x 3,0 mm
Ultrasep | 0204E180US100 | MAISCH UltraSep ES 100 RP18 10µm packed by BISCHOFF | C18 | 25 | 4 | 10 | 100 | L1 | no | HPLC Column | SS | 25 x 4,0 mm
Ultrasep | 0246E180US100 | MAISCH UltraSep ES 100 RP18 10µm packed by BISCHOFF | C18 | 25 | 4.6 | 10 | 100 | L1 | no | HPLC Column | SS | 25 x 4,6 mm
Ultrasep | 0302E180US100 | MAISCH UltraSep ES 100 RP18 10µm packed by BISCHOFF | C18 | 30 | 2 | 10 | 100 | L1 | no | HPLC Column | SS | 30 x 2,0 mm
Ultrasep | 0303E180US100 | MAISCH UltraSep ES 100 RP18 10µm packed by BISCHOFF | C18 | 30 | 3 | 10 | 100 | L1 | no | HPLC Column | SS | 30 x 3,0 mm
Ultrasep | 0304E180US100 | MAISCH UltraSep ES 100 RP18 10µm packed by BISCHOFF | C18 | 30 | 4 | 10 | 100 | L1 | no | HPLC Column | SS | 30 x 4,0 mm
Ultrasep | 0346E180US100 | MAISCH UltraSep ES 100 RP18 10µm packed by BISCHOFF | C18 | 30 | 4.6 | 10 | 100 | L1 | no | HPLC Column | SS | 30 x 4,6 mm
Ultrasep | 0402E180US100 | MAISCH UltraSep ES 100 RP18 10µm packed by BISCHOFF | C18 | 33 | 2 | 10 | 100 | L1 | no | HPLC Column | SS | 33 x 2,0 mm
Ultrasep | 0403E180US100 | MAISCH UltraSep ES 100 RP18 10µm packed by BISCHOFF | C18 | 33 | 3 | 10 | 100 | L1 | no | HPLC Column | SS | 33 x 3,0 mm
Ultrasep | 0404E180US100 | MAISCH UltraSep ES 100 RP18 10µm packed by BISCHOFF | C18 | 33 | 4 | 10 | 100 | L1 | no | HPLC Column | SS | 33 x 4,0 mm
Ultrasep | 0446E180US100 | MAISCH UltraSep ES 100 RP18 10µm packed by BISCHOFF | C18 | 33 | 4.6 | 10 | 100 | L1 | no | HPLC Column | SS | 33 x 4,6 mm
Ultrasep | A402E180US100 | MAISCH UltraSep ES 100 RP18 10µm packed by BISCHOFF | C18 | 40 | 2 | 10 | 100 | L1 | no | HPLC Column | SS | 40 x 2,0 mm
Ultrasep | A403E180US100 | MAISCH UltraSep ES 100 RP18 10µm packed by BISCHOFF | C18 | 40 | 3 | 10 | 100 | L1 | no | HPLC Column | SS | 40 x 3,0 mm
Ultrasep | A404E180US100 | MAISCH UltraSep ES 100 RP18 10µm packed by BISCHOFF | C18 | 40 | 4 | 10 | 100 | L1 | no | HPLC Column | SS | 40 x 4,0 mm
Ultrasep | A446E180US100 | MAISCH UltraSep ES 100 RP18 10µm packed by BISCHOFF | C18 | 40 | 4.6 | 10 | 100 | L1 | no | HPLC Column | SS | 40 x 4,6 mm
Ultrasep | 0502E180US100 | MAISCH UltraSep ES 100 RP18 10µm packed by BISCHOFF | C18 | 50 | 2 | 10 | 100 | L1 | no | HPLC Column | SS | 50 x 2,0 mm
Ultrasep | 0503E180US100 | MAISCH UltraSep ES 100 RP18 10µm packed by BISCHOFF | C18 | 50 | 3 | 10 | 100 | L1 | no | HPLC Column | SS | 50 x 3,0 mm
Ultrasep | 0504E180US100 | MAISCH UltraSep ES 100 RP18 10µm packed by BISCHOFF | C18 | 50 | 4 | 10 | 100 | L1 | no | HPLC Column | SS | 50 x 4,0 mm
Ultrasep | 0546E180US100 | MAISCH UltraSep ES 100 RP18 10µm packed by BISCHOFF | C18 | 50 | 4.6 | 10 | 100 | L1 | no | HPLC Column | SS | 50 x 4,6 mm
Ultrasep | 0602E180US100 | MAISCH UltraSep ES 100 RP18 10µm packed by BISCHOFF | C18 | 53 | 2 | 10 | 100 | L1 | no | HPLC Column | SS | 53 x 2,0 mm
Ultrasep | 0603E180US100 | MAISCH UltraSep ES 100 RP18 10µm packed by BISCHOFF | C18 | 53 | 3 | 10 | 100 | L1 | no | HPLC Column | SS | 53 x 3,0 mm
Ultrasep | 0604E180US100 | MAISCH UltraSep ES 100 RP18 10µm packed by BISCHOFF | C18 | 53 | 4 | 10 | 100 | L1 | no | HPLC Column | SS | 53 x 4,0 mm
Ultrasep | 0646E180US100 | MAISCH UltraSep ES 100 RP18 10µm packed by BISCHOFF | C18 | 53 | 4.6 | 10 | 100 | L1 | no | HPLC Column | SS | 53 x 4,6 mm
Ultrasep | A602E180US100 | MAISCH UltraSep ES 100 RP18 10µm packed by BISCHOFF | C18 | 60 | 2 | 10 | 100 | L1 | no | HPLC Column | SS | 60 x 2,0 mm
Ultrasep | A603E180US100 | MAISCH UltraSep ES 100 RP18 10µm packed by BISCHOFF | C18 | 60 | 3 | 10 | 100 | L1 | no | HPLC Column | SS | 60 x 3,0 mm
Ultrasep | A604E180US100 | MAISCH UltraSep ES 100 RP18 10µm packed by BISCHOFF | C18 | 60 | 4 | 10 | 100 | L1 | no | HPLC Column | SS | 60 x 4,0 mm
Ultrasep | A646E180US100 | MAISCH UltraSep ES 100 RP18 10µm packed by BISCHOFF | C18 | 60 | 4.6 | 10 | 100 | L1 | no | HPLC Column | SS | 60 x 4,6 mm
Ultrasep | 0702E180US100 | MAISCH UltraSep ES 100 RP18 10µm packed by BISCHOFF | C18 | 75 | 2 | 10 | 100 | L1 | no | HPLC Column | SS | 75 x 2,0 mm
Ultrasep | 0703E180US100 | MAISCH UltraSep ES 100 RP18 10µm packed by BISCHOFF | C18 | 75 | 3 | 10 | 100 | L1 | no | HPLC Column | SS | 75 x 3,0 mm
Ultrasep | 0704E180US100 | MAISCH UltraSep ES 100 RP18 10µm packed by BISCHOFF | C18 | 75 | 4 | 10 | 100 | L1 | no | HPLC Column | SS | 75 x 4,0 mm
Ultrasep | 0746E180US100 | MAISCH UltraSep ES 100 RP18 10µm packed by BISCHOFF | C18 | 75 | 4.6 | 10 | 100 | L1 | no | HPLC Column | SS | 75 x 4,6 mm
Ultrasep | 1002E180US100 | MAISCH UltraSep ES 100 RP18 10µm packed by BISCHOFF | C18 | 100 | 2 | 10 | 100 | L1 | no | HPLC Column | SS | 100 x 2,0 mm
Ultrasep | 1003E180US100 | MAISCH UltraSep ES 100 RP18 10µm packed by BISCHOFF | C18 | 100 | 3 | 10 | 100 | L1 | no | HPLC Column | SS | 100 x 3,0 mm
Ultrasep | 1004E180US100 | MAISCH UltraSep ES 100 RP18 10µm packed by BISCHOFF | C18 | 100 | 4 | 10 | 100 | L1 | no | HPLC Column | SS | 100 x 4,0 mm
Ultrasep | 1046E180US100 | MAISCH UltraSep ES 100 RP18 10µm packed by BISCHOFF | C18 | 100 | 4.6 | 10 | 100 | L1 | no | HPLC Column | SS | 100 x 4,6 mm
Ultrasep | 1202E180US100 | MAISCH UltraSep ES 100 RP18 10µm packed by BISCHOFF | C18 | 125 | 2 | 10 | 100 | L1 | no | HPLC Column | SS | 125 x 2,0 mm
Ultrasep | 1203E180US100 | MAISCH UltraSep ES 100 RP18 10µm packed by BISCHOFF | C18 | 125 | 3 | 10 | 100 | L1 | no | HPLC Column | SS | 125 x 3,0 mm
Ultrasep | 1204E180US100 | MAISCH UltraSep ES 100 RP18 10µm packed by BISCHOFF | C18 | 125 | 4 | 10 | 100 | L1 | no | HPLC Column | SS | 125 x 4,0 mm
Ultrasep | 1246E180US100 | MAISCH UltraSep ES 100 RP18 10µm packed by BISCHOFF | C18 | 125 | 4.6 | 10 | 100 | L1 | no | HPLC Column | SS | 125 x 4,6 mm
Ultrasep | 1502E180US100 | MAISCH UltraSep ES 100 RP18 10µm packed by BISCHOFF | C18 | 150 | 2 | 10 | 100 | L1 | no | HPLC Column | SS | 150 x 2,0 mm
Ultrasep | 1503E180US100 | MAISCH UltraSep ES 100 RP18 10µm packed by BISCHOFF | C18 | 150 | 3 | 10 | 100 | L1 | no | HPLC Column | SS | 150 x 3,0 mm
Ultrasep | 1504E180US100 | MAISCH UltraSep ES 100 RP18 10µm packed by BISCHOFF | C18 | 150 | 4 | 10 | 100 | L1 | no | HPLC Column | SS | 150 x 4,0 mm
Ultrasep | 1546E180US100 | MAISCH UltraSep ES 100 RP18 10µm packed by BISCHOFF | C18 | 150 | 4.6 | 10 | 100 | L1 | no | HPLC Column | SS | 150 x 4,6 mm
Ultrasep | 2002E180US100 | MAISCH UltraSep ES 100 RP18 10µm packed by BISCHOFF | C18 | 200 | 2 | 10 | 100 | L1 | no | HPLC Column | SS | 200 x 2,0 mm
Ultrasep | 2003E180US100 | MAISCH UltraSep ES 100 RP18 10µm packed by BISCHOFF | C18 | 200 | 3 | 10 | 100 | L1 | no | HPLC Column | SS | 200 x 3,0 mm
Ultrasep | 2004E180US100 | MAISCH UltraSep ES 100 RP18 10µm packed by BISCHOFF | C18 | 200 | 4 | 10 | 100 | L1 | no | HPLC Column | SS | 200 x 4,0 mm
Ultrasep | 2046E180US100 | MAISCH UltraSep ES 100 RP18 10µm packed by BISCHOFF | C18 | 200 | 4.6 | 10 | 100 | L1 | no | HPLC Column | SS | 200 x 4,6 mm
Ultrasep | 2502E180US100 | MAISCH UltraSep ES 100 RP18 10µm packed by BISCHOFF | C18 | 250 | 2 | 10 | 100 | L1 | no | HPLC Column | SS | 250 x 2,0 mm
Ultrasep | 2503E180US100 | MAISCH UltraSep ES 100 RP18 10µm packed by BISCHOFF | C18 | 250 | 3 | 10 | 100 | L1 | no | HPLC Column | SS | 250 x 3,0 mm
Ultrasep | 2504E180US100 | MAISCH UltraSep ES 100 RP18 10µm packed by BISCHOFF | C18 | 250 | 4 | 10 | 100 | L1 | no | HPLC Column | SS | 250 x 4,0 mm
Ultrasep | 2546E180US100 | MAISCH UltraSep ES 100 RP18 10µm packed by BISCHOFF | C18 | 250 | 4.6 | 10 | 100 | L1 | no | HPLC Column | SS | 250 x 4,6 mm
Ultrasep | 3002E180US100 | MAISCH UltraSep ES 100 RP18 10µm packed by BISCHOFF | C18 | 300 | 2 | 10 | 100 | L1 | no | HPLC Column | SS | 300 x 2,0 mm
Ultrasep | 3003E180US100 | MAISCH UltraSep ES 100 RP18 10µm packed by BISCHOFF | C18 | 300 | 3 | 10 | 100 | L1 | no | HPLC Column | SS | 300 x 3,0 mm
Ultrasep | 3004E180US100 | MAISCH UltraSep ES 100 RP18 10µm packed by BISCHOFF | C18 | 300 | 4 | 10 | 100 | L1 | no | HPLC Column | SS | 300 x 4,0 mm
Ultrasep | 3046E180US100 | MAISCH UltraSep ES 100 RP18 10µm packed by BISCHOFF | C18 | 300 | 4.6 | 10 | 100 | L1 | no | HPLC Column | SS | 300 x 4,6 mm
Ultrasep | 01P4E180US100 | MAISCH UltraSep ES 100 RP18 10µm packed by BISCHOFF | C18 | 14 | 4 | 10 | 100 | L1 | no | HPLC Column | PEEK | 14 x 4,0 mm
Ultrasep | A2P4E180US100 | MAISCH UltraSep ES 100 RP18 10µm packed by BISCHOFF | C18 | 20 | 4 | 10 | 100 | L1 | no | HPLC Column | PEEK | 20 x 4,0 mm
Ultrasep | 02P4E180US100 | MAISCH UltraSep ES 100 RP18 10µm packed by BISCHOFF | C18 | 25 | 4 | 10 | 100 | L1 | no | HPLC Column | PEEK | 25 x 4,0 mm
Ultrasep | 03P4E180US100 | MAISCH UltraSep ES 100 RP18 10µm packed by BISCHOFF | C18 | 30 | 4 | 10 | 100 | L1 | no | HPLC Column | PEEK | 30 x 4,0 mm
Ultrasep | 04P4E180US100 | MAISCH UltraSep ES 100 RP18 10µm packed by BISCHOFF | C18 | 33 | 4 | 10 | 100 | L1 | no | HPLC Column | PEEK | 33 x 4,0 mm
Ultrasep | A4P4E180US100 | MAISCH UltraSep ES 100 RP18 10µm packed by BISCHOFF | C18 | 40 | 4 | 10 | 100 | L1 | no | HPLC Column | PEEK | 40 x 4,0 mm
Ultrasep | 05P4E180US100 | MAISCH UltraSep ES 100 RP18 10µm packed by BISCHOFF | C18 | 50 | 4 | 10 | 100 | L1 | no | HPLC Column | PEEK | 50 x 4,0 mm
Ultrasep | 06P4E180US100 | MAISCH UltraSep ES 100 RP18 10µm packed by BISCHOFF | C18 | 53 | 4 | 10 | 100 | L1 | no | HPLC Column | PEEK | 53 x 4,0 mm
Ultrasep | A6P4E180US100 | MAISCH UltraSep ES 100 RP18 10µm packed by BISCHOFF | C18 | 60 | 4 | 10 | 100 | L1 | no | HPLC Column | PEEK | 60 x 4,0 mm
Ultrasep | 07P4E180US100 | MAISCH UltraSep ES 100 RP18 10µm packed by BISCHOFF | C18 | 75 | 4 | 10 | 100 | L1 | no | HPLC Column | PEEK | 75 x 4,0 mm
Ultrasep | 10P4E180US100 | MAISCH UltraSep ES 100 RP18 10µm packed by BISCHOFF | C18 | 100 | 4 | 10 | 100 | L1 | no | HPLC Column | PEEK | 100 x 4,0 mm
Ultrasep | 12P4E180US100 | MAISCH UltraSep ES 100 RP18 10µm packed by BISCHOFF | C18 | 125 | 4 | 10 | 100 | L1 | no | HPLC Column | PEEK | 125 x 4,0 mm
Ultrasep | 15P4E180US100 | MAISCH UltraSep ES 100 RP18 10µm packed by BISCHOFF | C18 | 150 | 4 | 10 | 100 | L1 | no | HPLC Column | PEEK | 150 x 4,0 mm
Ultrasep | 20P4E180US100 | MAISCH UltraSep ES 100 RP18 10µm packed by BISCHOFF | C18 | 200 | 4 | 10 | 100 | L1 | no | HPLC Column | PEEK | 200 x 4,0 mm
Ultrasep | 25P4E180US100 | MAISCH UltraSep ES 100 RP18 10µm packed by BISCHOFF | C18 | 250 | 4 | 10 | 100 | L1 | no | HPLC Column | PEEK | 250 x 4,0 mm
Ultrasep | 30P4E180US100 | MAISCH UltraSep ES 100 RP18 10µm packed by BISCHOFF | C18 | 300 | 4 | 10 | 100 | L1 | no | HPLC Column | PEEK | 300 x 4,0 mm
Ultrasep | 6305E180US100 | MAISCH UltraSep ES 100 RP18 10µm packed by BISCHOFF | C18 | 5 | 4 | 10 | 100 | L1 | no | Cartridges (5 pcs.) | SS | 5 x 4,0 mm
Ultrasep | 6301E180US100 | MAISCH UltraSep ES 100 RP18 10µm packed by BISCHOFF | C18 | 10 | 4 | 10 | 100 | L1 | no | Cartridges (5 pcs.) | SS | 10 x 4,0 mm
Ultrasep | 6302E180US100 | MAISCH UltraSep ES 100 RP18 10µm packed by BISCHOFF | C18 | 20 | 4 | 10 | 100 | L1 | no | Cartridges (5 pcs.) | SS | 20 x 4,0 mm
Ultrasep | 63P1E180US100 | MAISCH UltraSep ES 100 RP18 10µm packed by BISCHOFF | C18 | 10 | 4 | 10 | 100 | L1 | no | Cartridges (5 pcs.) | PEEK | 10 x 4,0 mm
Ultrasep | 63P2E180US100 | MAISCH UltraSep ES 100 RP18 10µm packed by BISCHOFF | C18 | 20 | 4 | 10 | 100 | L1 | no | Cartridges (5 pcs.) | PEEK | 20 x 4,0 mm
Ultrasep | 6335E180US100 | MAISCH UltraSep ES 100 RP18 10µm packed by BISCHOFF | C18 | 5 | 3 | 10 | 100 | L1 | no | Cartridges (5 pcs.) | SS | 5 x 3,0 mm
Ultrasep | 6331E180US100 | MAISCH UltraSep ES 100 RP18 10µm packed by BISCHOFF | C18 | 10 | 3 | 10 | 100 | L1 | no | Cartridges (5 pcs.) | SS | 10 x 3,0 mm
Ultrasep | 6332E180US100 | MAISCH UltraSep ES 100 RP18 10µm packed by BISCHOFF | C18 | 20 | 3 | 10 | 100 | L1 | no | Cartridges (5 pcs.) | SS | 20 x 3,0 mm
Ultrasep | 6325E180US100 | MAISCH UltraSep ES 100 RP18 10µm packed by BISCHOFF | C18 | 5 | 2 | 10 | 100 | L1 | no | Cartridges (5 pcs.) | SS | 5 x 2,0 mm
Ultrasep | 6321E180US100 | MAISCH UltraSep ES 100 RP18 10µm packed by BISCHOFF | C18 | 10 | 2 | 10 | 100 | L1 | no | Cartridges (5 pcs.) | SS | 10 x 2,0 mm
Ultrasep | 6322E180US100 | MAISCH UltraSep ES 100 RP18 10µm packed by BISCHOFF | C18 | 20 | 2 | 10 | 100 | L1 | no | Cartridges (5 pcs.) | SS | 20 x 2,0 mm
Ultrasep | 0102E080US040 | MAISCH UltraSep ES 100 RP8 4µm packed by BISCHOFF | C8 | 14 | 2 | 4 | 100 | L7 | no | HPLC Column | SS | 14 x 2,0 mm
Ultrasep | 0103E080US040 | MAISCH UltraSep ES 100 RP8 4µm packed by BISCHOFF | C8 | 14 | 3 | 4 | 100 | L7 | no | HPLC Column | SS | 14 x 3,0 mm
Ultrasep | 0104E080US040 | MAISCH UltraSep ES 100 RP8 4µm packed by BISCHOFF | C8 | 14 | 4 | 4 | 100 | L7 | no | HPLC Column | SS | 14 x 4,0 mm
Ultrasep | 0146E080US040 | MAISCH UltraSep ES 100 RP8 4µm packed by BISCHOFF | C8 | 14 | 4.6 | 4 | 100 | L7 | no | HPLC Column | SS | 14 x 4,6 mm
Ultrasep | A202E080US040 | MAISCH UltraSep ES 100 RP8 4µm packed by BISCHOFF | C8 | 20 | 2 | 4 | 100 | L7 | no | HPLC Column | SS | 20 x 2,0 mm
Ultrasep | A203E080US040 | MAISCH UltraSep ES 100 RP8 4µm packed by BISCHOFF | C8 | 20 | 3 | 4 | 100 | L7 | no | HPLC Column | SS | 20 x 3,0 mm
Ultrasep | A204E080US040 | MAISCH UltraSep ES 100 RP8 4µm packed by BISCHOFF | C8 | 20 | 4 | 4 | 100 | L7 | no | HPLC Column | SS | 20 x 4,0 mm
Ultrasep | A246E080US040 | MAISCH UltraSep ES 100 RP8 4µm packed by BISCHOFF | C8 | 20 | 4.6 | 4 | 100 | L7 | no | HPLC Column | SS | 20 x 4,6 mm
Ultrasep | 0202E080US040 | MAISCH UltraSep ES 100 RP8 4µm packed by BISCHOFF | C8 | 25 | 2 | 4 | 100 | L7 | no | HPLC Column | SS | 25 x 2,0 mm
Ultrasep | 0203E080US040 | MAISCH UltraSep ES 100 RP8 4µm packed by BISCHOFF | C8 | 25 | 3 | 4 | 100 | L7 | no | HPLC Column | SS | 25 x 3,0 mm
Ultrasep | 0204E080US040 | MAISCH UltraSep ES 100 RP8 4µm packed by BISCHOFF | C8 | 25 | 4 | 4 | 100 | L7 | no | HPLC Column | SS | 25 x 4,0 mm
Ultrasep | 0246E080US040 | MAISCH UltraSep ES 100 RP8 4µm packed by BISCHOFF | C8 | 25 | 4.6 | 4 | 100 | L7 | no | HPLC Column | SS | 25 x 4,6 mm
Ultrasep | 0302E080US040 | MAISCH UltraSep ES 100 RP8 4µm packed by BISCHOFF | C8 | 30 | 2 | 4 | 100 | L7 | no | HPLC Column | SS | 30 x 2,0 mm
Ultrasep | 0303E080US040 | MAISCH UltraSep ES 100 RP8 4µm packed by BISCHOFF | C8 | 30 | 3 | 4 | 100 | L7 | no | HPLC Column | SS | 30 x 3,0 mm
Ultrasep | 0304E080US040 | MAISCH UltraSep ES 100 RP8 4µm packed by BISCHOFF | C8 | 30 | 4 | 4 | 100 | L7 | no | HPLC Column | SS | 30 x 4,0 mm
Ultrasep | 0346E080US040 | MAISCH UltraSep ES 100 RP8 4µm packed by BISCHOFF | C8 | 30 | 4.6 | 4 | 100 | L7 | no | HPLC Column | SS | 30 x 4,6 mm
Ultrasep | 0402E080US040 | MAISCH UltraSep ES 100 RP8 4µm packed by BISCHOFF | C8 | 33 | 2 | 4 | 100 | L7 | no | HPLC Column | SS | 33 x 2,0 mm
Ultrasep | 0403E080US040 | MAISCH UltraSep ES 100 RP8 4µm packed by BISCHOFF | C8 | 33 | 3 | 4 | 100 | L7 | no | HPLC Column | SS | 33 x 3,0 mm
Ultrasep | 0404E080US040 | MAISCH UltraSep ES 100 RP8 4µm packed by BISCHOFF | C8 | 33 | 4 | 4 | 100 | L7 | no | HPLC Column | SS | 33 x 4,0 mm
Ultrasep | 0446E080US040 | MAISCH UltraSep ES 100 RP8 4µm packed by BISCHOFF | C8 | 33 | 4.6 | 4 | 100 | L7 | no | HPLC Column | SS | 33 x 4,6 mm
Ultrasep | A402E080US040 | MAISCH UltraSep ES 100 RP8 4µm packed by BISCHOFF | C8 | 40 | 2 | 4 | 100 | L7 | no | HPLC Column | SS | 40 x 2,0 mm
Ultrasep | A403E080US040 | MAISCH UltraSep ES 100 RP8 4µm packed by BISCHOFF | C8 | 40 | 3 | 4 | 100 | L7 | no | HPLC Column | SS | 40 x 3,0 mm
Ultrasep | A404E080US040 | MAISCH UltraSep ES 100 RP8 4µm packed by BISCHOFF | C8 | 40 | 4 | 4 | 100 | L7 | no | HPLC Column | SS | 40 x 4,0 mm
Ultrasep | A446E080US040 | MAISCH UltraSep ES 100 RP8 4µm packed by BISCHOFF | C8 | 40 | 4.6 | 4 | 100 | L7 | no | HPLC Column | SS | 40 x 4,6 mm
Ultrasep | 0502E080US040 | MAISCH UltraSep ES 100 RP8 4µm packed by BISCHOFF | C8 | 50 | 2 | 4 | 100 | L7 | no | HPLC Column | SS | 50 x 2,0 mm
Ultrasep | 0503E080US040 | MAISCH UltraSep ES 100 RP8 4µm packed by BISCHOFF | C8 | 50 | 3 | 4 | 100 | L7 | no | HPLC Column | SS | 50 x 3,0 mm
Ultrasep | 0504E080US040 | MAISCH UltraSep ES 100 RP8 4µm packed by BISCHOFF | C8 | 50 | 4 | 4 | 100 | L7 | no | HPLC Column | SS | 50 x 4,0 mm
Ultrasep | 0546E080US040 | MAISCH UltraSep ES 100 RP8 4µm packed by BISCHOFF | C8 | 50 | 4.6 | 4 | 100 | L7 | no | HPLC Column | SS | 50 x 4,6 mm
Ultrasep | 0602E080US040 | MAISCH UltraSep ES 100 RP8 4µm packed by BISCHOFF | C8 | 53 | 2 | 4 | 100 | L7 | no | HPLC Column | SS | 53 x 2,0 mm
Ultrasep | 0603E080US040 | MAISCH UltraSep ES 100 RP8 4µm packed by BISCHOFF | C8 | 53 | 3 | 4 | 100 | L7 | no | HPLC Column | SS | 53 x 3,0 mm
Ultrasep | 0604E080US040 | MAISCH UltraSep ES 100 RP8 4µm packed by BISCHOFF | C8 | 53 | 4 | 4 | 100 | L7 | no | HPLC Column | SS | 53 x 4,0 mm
Ultrasep | 0646E080US040 | MAISCH UltraSep ES 100 RP8 4µm packed by BISCHOFF | C8 | 53 | 4.6 | 4 | 100 | L7 | no | HPLC Column | SS | 53 x 4,6 mm
Ultrasep | A602E080US040 | MAISCH UltraSep ES 100 RP8 4µm packed by BISCHOFF | C8 | 60 | 2 | 4 | 100 | L7 | no | HPLC Column | SS | 60 x 2,0 mm
Ultrasep | A603E080US040 | MAISCH UltraSep ES 100 RP8 4µm packed by BISCHOFF | C8 | 60 | 3 | 4 | 100 | L7 | no | HPLC Column | SS | 60 x 3,0 mm
Ultrasep | A604E080US040 | MAISCH UltraSep ES 100 RP8 4µm packed by BISCHOFF | C8 | 60 | 4 | 4 | 100 | L7 | no | HPLC Column | SS | 60 x 4,0 mm
Ultrasep | A646E080US040 | MAISCH UltraSep ES 100 RP8 4µm packed by BISCHOFF | C8 | 60 | 4.6 | 4 | 100 | L7 | no | HPLC Column | SS | 60 x 4,6 mm
Ultrasep | 0702E080US040 | MAISCH UltraSep ES 100 RP8 4µm packed by BISCHOFF | C8 | 75 | 2 | 4 | 100 | L7 | no | HPLC Column | SS | 75 x 2,0 mm
Ultrasep | 0703E080US040 | MAISCH UltraSep ES 100 RP8 4µm packed by BISCHOFF | C8 | 75 | 3 | 4 | 100 | L7 | no | HPLC Column | SS | 75 x 3,0 mm
Ultrasep | 0704E080US040 | MAISCH UltraSep ES 100 RP8 4µm packed by BISCHOFF | C8 | 75 | 4 | 4 | 100 | L7 | no | HPLC Column | SS | 75 x 4,0 mm
Ultrasep | 0746E080US040 | MAISCH UltraSep ES 100 RP8 4µm packed by BISCHOFF | C8 | 75 | 4.6 | 4 | 100 | L7 | no | HPLC Column | SS | 75 x 4,6 mm
Ultrasep | 1002E080US040 | MAISCH UltraSep ES 100 RP8 4µm packed by BISCHOFF | C8 | 100 | 2 | 4 | 100 | L7 | no | HPLC Column | SS | 100 x 2,0 mm
Ultrasep | 1003E080US040 | MAISCH UltraSep ES 100 RP8 4µm packed by BISCHOFF | C8 | 100 | 3 | 4 | 100 | L7 | no | HPLC Column | SS | 100 x 3,0 mm
Ultrasep | 1004E080US040 | MAISCH UltraSep ES 100 RP8 4µm packed by BISCHOFF | C8 | 100 | 4 | 4 | 100 | L7 | no | HPLC Column | SS | 100 x 4,0 mm
Ultrasep | 1046E080US040 | MAISCH UltraSep ES 100 RP8 4µm packed by BISCHOFF | C8 | 100 | 4.6 | 4 | 100 | L7 | no | HPLC Column | SS | 100 x 4,6 mm
Ultrasep | 1202E080US040 | MAISCH UltraSep ES 100 RP8 4µm packed by BISCHOFF | C8 | 125 | 2 | 4 | 100 | L7 | no | HPLC Column | SS | 125 x 2,0 mm
Ultrasep | 1203E080US040 | MAISCH UltraSep ES 100 RP8 4µm packed by BISCHOFF | C8 | 125 | 3 | 4 | 100 | L7 | no | HPLC Column | SS | 125 x 3,0 mm
Ultrasep | 1204E080US040 | MAISCH UltraSep ES 100 RP8 4µm packed by BISCHOFF | C8 | 125 | 4 | 4 | 100 | L7 | no | HPLC Column | SS | 125 x 4,0 mm
Ultrasep | 1246E080US040 | MAISCH UltraSep ES 100 RP8 4µm packed by BISCHOFF | C8 | 125 | 4.6 | 4 | 100 | L7 | no | HPLC Column | SS | 125 x 4,6 mm
Ultrasep | 1502E080US040 | MAISCH UltraSep ES 100 RP8 4µm packed by BISCHOFF | C8 | 150 | 2 | 4 | 100 | L7 | no | HPLC Column | SS | 150 x 2,0 mm
Ultrasep | 1503E080US040 | MAISCH UltraSep ES 100 RP8 4µm packed by BISCHOFF | C8 | 150 | 3 | 4 | 100 | L7 | no | HPLC Column | SS | 150 x 3,0 mm
Ultrasep | 1504E080US040 | MAISCH UltraSep ES 100 RP8 4µm packed by BISCHOFF | C8 | 150 | 4 | 4 | 100 | L7 | no | HPLC Column | SS | 150 x 4,0 mm
Ultrasep | 1546E080US040 | MAISCH UltraSep ES 100 RP8 4µm packed by BISCHOFF | C8 | 150 | 4.6 | 4 | 100 | L7 | no | HPLC Column | SS | 150 x 4,6 mm
Ultrasep | 2002E080US040 | MAISCH UltraSep ES 100 RP8 4µm packed by BISCHOFF | C8 | 200 | 2 | 4 | 100 | L7 | no | HPLC Column | SS | 200 x 2,0 mm
Ultrasep | 2003E080US040 | MAISCH UltraSep ES 100 RP8 4µm packed by BISCHOFF | C8 | 200 | 3 | 4 | 100 | L7 | no | HPLC Column | SS | 200 x 3,0 mm
Ultrasep | 2004E080US040 | MAISCH UltraSep ES 100 RP8 4µm packed by BISCHOFF | C8 | 200 | 4 | 4 | 100 | L7 | no | HPLC Column | SS | 200 x 4,0 mm
Ultrasep | 2046E080US040 | MAISCH UltraSep ES 100 RP8 4µm packed by BISCHOFF | C8 | 200 | 4.6 | 4 | 100 | L7 | no | HPLC Column | SS | 200 x 4,6 mm
Ultrasep | 2502E080US040 | MAISCH UltraSep ES 100 RP8 4µm packed by BISCHOFF | C8 | 250 | 2 | 4 | 100 | L7 | no | HPLC Column | SS | 250 x 2,0 mm
Ultrasep | 2503E080US040 | MAISCH UltraSep ES 100 RP8 4µm packed by BISCHOFF | C8 | 250 | 3 | 4 | 100 | L7 | no | HPLC Column | SS | 250 x 3,0 mm
Ultrasep | 2504E080US040 | MAISCH UltraSep ES 100 RP8 4µm packed by BISCHOFF | C8 | 250 | 4 | 4 | 100 | L7 | no | HPLC Column | SS | 250 x 4,0 mm
Ultrasep | 2546E080US040 | MAISCH UltraSep ES 100 RP8 4µm packed by BISCHOFF | C8 | 250 | 4.6 | 4 | 100 | L7 | no | HPLC Column | SS | 250 x 4,6 mm
Ultrasep | 3002E080US040 | MAISCH UltraSep ES 100 RP8 4µm packed by BISCHOFF | C8 | 300 | 2 | 4 | 100 | L7 | no | HPLC Column | SS | 300 x 2,0 mm
Ultrasep | 3003E080US040 | MAISCH UltraSep ES 100 RP8 4µm packed by BISCHOFF | C8 | 300 | 3 | 4 | 100 | L7 | no | HPLC Column | SS | 300 x 3,0 mm
Ultrasep | 3004E080US040 | MAISCH UltraSep ES 100 RP8 4µm packed by BISCHOFF | C8 | 300 | 4 | 4 | 100 | L7 | no | HPLC Column | SS | 300 x 4,0 mm
Ultrasep | 3046E080US040 | MAISCH UltraSep ES 100 RP8 4µm packed by BISCHOFF | C8 | 300 | 4.6 | 4 | 100 | L7 | no | HPLC Column | SS | 300 x 4,6 mm
Ultrasep | 01P4E080US040 | MAISCH UltraSep ES 100 RP8 4µm packed by BISCHOFF | C8 | 14 | 4 | 4 | 100 | L7 | no | HPLC Column | PEEK | 14 x 4,0 mm
Ultrasep | A2P4E080US040 | MAISCH UltraSep ES 100 RP8 4µm packed by BISCHOFF | C8 | 20 | 4 | 4 | 100 | L7 | no | HPLC Column | PEEK | 20 x 4,0 mm
Ultrasep | 02P4E080US040 | MAISCH UltraSep ES 100 RP8 4µm packed by BISCHOFF | C8 | 25 | 4 | 4 | 100 | L7 | no | HPLC Column | PEEK | 25 x 4,0 mm
Ultrasep | 03P4E080US040 | MAISCH UltraSep ES 100 RP8 4µm packed by BISCHOFF | C8 | 30 | 4 | 4 | 100 | L7 | no | HPLC Column | PEEK | 30 x 4,0 mm
Ultrasep | 04P4E080US040 | MAISCH UltraSep ES 100 RP8 4µm packed by BISCHOFF | C8 | 33 | 4 | 4 | 100 | L7 | no | HPLC Column | PEEK | 33 x 4,0 mm
Ultrasep | A4P4E080US040 | MAISCH UltraSep ES 100 RP8 4µm packed by BISCHOFF | C8 | 40 | 4 | 4 | 100 | L7 | no | HPLC Column | PEEK | 40 x 4,0 mm
Ultrasep | 05P4E080US040 | MAISCH UltraSep ES 100 RP8 4µm packed by BISCHOFF | C8 | 50 | 4 | 4 | 100 | L7 | no | HPLC Column | PEEK | 50 x 4,0 mm
Ultrasep | 06P4E080US040 | MAISCH UltraSep ES 100 RP8 4µm packed by BISCHOFF | C8 | 53 | 4 | 4 | 100 | L7 | no | HPLC Column | PEEK | 53 x 4,0 mm
Ultrasep | A6P4E080US040 | MAISCH UltraSep ES 100 RP8 4µm packed by BISCHOFF | C8 | 60 | 4 | 4 | 100 | L7 | no | HPLC Column | PEEK | 60 x 4,0 mm
Ultrasep | 07P4E080US040 | MAISCH UltraSep ES 100 RP8 4µm packed by BISCHOFF | C8 | 75 | 4 | 4 | 100 | L7 | no | HPLC Column | PEEK | 75 x 4,0 mm
Ultrasep | 10P4E080US040 | MAISCH UltraSep ES 100 RP8 4µm packed by BISCHOFF | C8 | 100 | 4 | 4 | 100 | L7 | no | HPLC Column | PEEK | 100 x 4,0 mm
Ultrasep | 12P4E080US040 | MAISCH UltraSep ES 100 RP8 4µm packed by BISCHOFF | C8 | 125 | 4 | 4 | 100 | L7 | no | HPLC Column | PEEK | 125 x 4,0 mm
Ultrasep | 15P4E080US040 | MAISCH UltraSep ES 100 RP8 4µm packed by BISCHOFF | C8 | 150 | 4 | 4 | 100 | L7 | no | HPLC Column | PEEK | 150 x 4,0 mm
Ultrasep | 20P4E080US040 | MAISCH UltraSep ES 100 RP8 4µm packed by BISCHOFF | C8 | 200 | 4 | 4 | 100 | L7 | no | HPLC Column | PEEK | 200 x 4,0 mm
Ultrasep | 25P4E080US040 | MAISCH UltraSep ES 100 RP8 4µm packed by BISCHOFF | C8 | 250 | 4 | 4 | 100 | L7 | no | HPLC Column | PEEK | 250 x 4,0 mm
Ultrasep | 30P4E080US040 | MAISCH UltraSep ES 100 RP8 4µm packed by BISCHOFF | C8 | 300 | 4 | 4 | 100 | L7 | no | HPLC Column | PEEK | 300 x 4,0 mm
Ultrasep | 6305E080US040 | MAISCH UltraSep ES 100 RP8 4µm packed by BISCHOFF | C8 | 5 | 4 | 4 | 100 | L7 | no | Cartridges (5 pcs.) | SS | 5 x 4,0 mm
Ultrasep | 6301E080US040 | MAISCH UltraSep ES 100 RP8 4µm packed by BISCHOFF | C8 | 10 | 4 | 4 | 100 | L7 | no | Cartridges (5 pcs.) | SS | 10 x 4,0 mm
Ultrasep | 6302E080US040 | MAISCH UltraSep ES 100 RP8 4µm packed by BISCHOFF | C8 | 20 | 4 | 4 | 100 | L7 | no | Cartridges (5 pcs.) | SS | 20 x 4,0 mm
Ultrasep | 63P1E080US040 | MAISCH UltraSep ES 100 RP8 4µm packed by BISCHOFF | C8 | 10 | 4 | 4 | 100 | L7 | no | Cartridges (5 pcs.) | PEEK | 10 x 4,0 mm
Ultrasep | 63P2E080US040 | MAISCH UltraSep ES 100 RP8 4µm packed by BISCHOFF | C8 | 20 | 4 | 4 | 100 | L7 | no | Cartridges (5 pcs.) | PEEK | 20 x 4,0 mm
Ultrasep | 6335E080US040 | MAISCH UltraSep ES 100 RP8 4µm packed by BISCHOFF | C8 | 5 | 3 | 4 | 100 | L7 | no | Cartridges (5 pcs.) | SS | 5 x 3,0 mm
Ultrasep | 6331E080US040 | MAISCH UltraSep ES 100 RP8 4µm packed by BISCHOFF | C8 | 10 | 3 | 4 | 100 | L7 | no | Cartridges (5 pcs.) | SS | 10 x 3,0 mm
Ultrasep | 6332E080US040 | MAISCH UltraSep ES 100 RP8 4µm packed by BISCHOFF | C8 | 20 | 3 | 4 | 100 | L7 | no | Cartridges (5 pcs.) | SS | 20 x 3,0 mm
Ultrasep | 6325E080US040 | MAISCH UltraSep ES 100 RP8 4µm packed by BISCHOFF | C8 | 5 | 2 | 4 | 100 | L7 | no | Cartridges (5 pcs.) | SS | 5 x 2,0 mm
Ultrasep | 6321E080US040 | MAISCH UltraSep ES 100 RP8 4µm packed by BISCHOFF | C8 | 10 | 2 | 4 | 100 | L7 | no | Cartridges (5 pcs.) | SS | 10 x 2,0 mm
Ultrasep | 6322E080US040 | MAISCH UltraSep ES 100 RP8 4µm packed by BISCHOFF | C8 | 20 | 2 | 4 | 100 | L7 | no | Cartridges (5 pcs.) | SS | 20 x 2,0 mm
Ultrasep | 0102E080US060 | MAISCH UltraSep ES 100 RP8 6µm packed by BISCHOFF | C8 | 14 | 2 | 6 | 100 | L7 | no | HPLC Column | SS | 14 x 2,0 mm
Ultrasep | 0103E080US060 | MAISCH UltraSep ES 100 RP8 6µm packed by BISCHOFF | C8 | 14 | 3 | 6 | 100 | L7 | no | HPLC Column | SS | 14 x 3,0 mm
Ultrasep | 0104E080US060 | MAISCH UltraSep ES 100 RP8 6µm packed by BISCHOFF | C8 | 14 | 4 | 6 | 100 | L7 | no | HPLC Column | SS | 14 x 4,0 mm
Ultrasep | 0146E080US060 | MAISCH UltraSep ES 100 RP8 6µm packed by BISCHOFF | C8 | 14 | 4.6 | 6 | 100 | L7 | no | HPLC Column | SS | 14 x 4,6 mm
Ultrasep | A202E080US060 | MAISCH UltraSep ES 100 RP8 6µm packed by BISCHOFF | C8 | 20 | 2 | 6 | 100 | L7 | no | HPLC Column | SS | 20 x 2,0 mm
Ultrasep | A203E080US060 | MAISCH UltraSep ES 100 RP8 6µm packed by BISCHOFF | C8 | 20 | 3 | 6 | 100 | L7 | no | HPLC Column | SS | 20 x 3,0 mm
Ultrasep | A204E080US060 | MAISCH UltraSep ES 100 RP8 6µm packed by BISCHOFF | C8 | 20 | 4 | 6 | 100 | L7 | no | HPLC Column | SS | 20 x 4,0 mm
Ultrasep | A246E080US060 | MAISCH UltraSep ES 100 RP8 6µm packed by BISCHOFF | C8 | 20 | 4.6 | 6 | 100 | L7 | no | HPLC Column | SS | 20 x 4,6 mm
Ultrasep | 0202E080US060 | MAISCH UltraSep ES 100 RP8 6µm packed by BISCHOFF | C8 | 25 | 2 | 6 | 100 | L7 | no | HPLC Column | SS | 25 x 2,0 mm
Ultrasep | 0203E080US060 | MAISCH UltraSep ES 100 RP8 6µm packed by BISCHOFF | C8 | 25 | 3 | 6 | 100 | L7 | no | HPLC Column | SS | 25 x 3,0 mm
Ultrasep | 0204E080US060 | MAISCH UltraSep ES 100 RP8 6µm packed by BISCHOFF | C8 | 25 | 4 | 6 | 100 | L7 | no | HPLC Column | SS | 25 x 4,0 mm
Ultrasep | 0246E080US060 | MAISCH UltraSep ES 100 RP8 6µm packed by BISCHOFF | C8 | 25 | 4.6 | 6 | 100 | L7 | no | HPLC Column | SS | 25 x 4,6 mm
Ultrasep | 0302E080US060 | MAISCH UltraSep ES 100 RP8 6µm packed by BISCHOFF | C8 | 30 | 2 | 6 | 100 | L7 | no | HPLC Column | SS | 30 x 2,0 mm
Ultrasep | 0303E080US060 | MAISCH UltraSep ES 100 RP8 6µm packed by BISCHOFF | C8 | 30 | 3 | 6 | 100 | L7 | no | HPLC Column | SS | 30 x 3,0 mm
Ultrasep | 0304E080US060 | MAISCH UltraSep ES 100 RP8 6µm packed by BISCHOFF | C8 | 30 | 4 | 6 | 100 | L7 | no | HPLC Column | SS | 30 x 4,0 mm
Ultrasep | 0346E080US060 | MAISCH UltraSep ES 100 RP8 6µm packed by BISCHOFF | C8 | 30 | 4.6 | 6 | 100 | L7 | no | HPLC Column | SS | 30 x 4,6 mm
Ultrasep | 0402E080US060 | MAISCH UltraSep ES 100 RP8 6µm packed by BISCHOFF | C8 | 33 | 2 | 6 | 100 | L7 | no | HPLC Column | SS | 33 x 2,0 mm
Ultrasep | 0403E080US060 | MAISCH UltraSep ES 100 RP8 6µm packed by BISCHOFF | C8 | 33 | 3 | 6 | 100 | L7 | no | HPLC Column | SS | 33 x 3,0 mm
Ultrasep | 0404E080US060 | MAISCH UltraSep ES 100 RP8 6µm packed by BISCHOFF | C8 | 33 | 4 | 6 | 100 | L7 | no | HPLC Column | SS | 33 x 4,0 mm
Ultrasep | 0446E080US060 | MAISCH UltraSep ES 100 RP8 6µm packed by BISCHOFF | C8 | 33 | 4.6 | 6 | 100 | L7 | no | HPLC Column | SS | 33 x 4,6 mm
Ultrasep | A402E080US060 | MAISCH UltraSep ES 100 RP8 6µm packed by BISCHOFF | C8 | 40 | 2 | 6 | 100 | L7 | no | HPLC Column | SS | 40 x 2,0 mm
Ultrasep | A403E080US060 | MAISCH UltraSep ES 100 RP8 6µm packed by BISCHOFF | C8 | 40 | 3 | 6 | 100 | L7 | no | HPLC Column | SS | 40 x 3,0 mm
Ultrasep | A404E080US060 | MAISCH UltraSep ES 100 RP8 6µm packed by BISCHOFF | C8 | 40 | 4 | 6 | 100 | L7 | no | HPLC Column | SS | 40 x 4,0 mm
Ultrasep | A446E080US060 | MAISCH UltraSep ES 100 RP8 6µm packed by BISCHOFF | C8 | 40 | 4.6 | 6 | 100 | L7 | no | HPLC Column | SS | 40 x 4,6 mm
Ultrasep | 0502E080US060 | MAISCH UltraSep ES 100 RP8 6µm packed by BISCHOFF | C8 | 50 | 2 | 6 | 100 | L7 | no | HPLC Column | SS | 50 x 2,0 mm
Ultrasep | 0503E080US060 | MAISCH UltraSep ES 100 RP8 6µm packed by BISCHOFF | C8 | 50 | 3 | 6 | 100 | L7 | no | HPLC Column | SS | 50 x 3,0 mm
Ultrasep | 0504E080US060 | MAISCH UltraSep ES 100 RP8 6µm packed by BISCHOFF | C8 | 50 | 4 | 6 | 100 | L7 | no | HPLC Column | SS | 50 x 4,0 mm
Ultrasep | 0546E080US060 | MAISCH UltraSep ES 100 RP8 6µm packed by BISCHOFF | C8 | 50 | 4.6 | 6 | 100 | L7 | no | HPLC Column | SS | 50 x 4,6 mm
Ultrasep | 0602E080US060 | MAISCH UltraSep ES 100 RP8 6µm packed by BISCHOFF | C8 | 53 | 2 | 6 | 100 | L7 | no | HPLC Column | SS | 53 x 2,0 mm
Ultrasep | 0603E080US060 | MAISCH UltraSep ES 100 RP8 6µm packed by BISCHOFF | C8 | 53 | 3 | 6 | 100 | L7 | no | HPLC Column | SS | 53 x 3,0 mm
Ultrasep | 0604E080US060 | MAISCH UltraSep ES 100 RP8 6µm packed by BISCHOFF | C8 | 53 | 4 | 6 | 100 | L7 | no | HPLC Column | SS | 53 x 4,0 mm
Ultrasep | 0646E080US060 | MAISCH UltraSep ES 100 RP8 6µm packed by BISCHOFF | C8 | 53 | 4.6 | 6 | 100 | L7 | no | HPLC Column | SS | 53 x 4,6 mm
Ultrasep | A602E080US060 | MAISCH UltraSep ES 100 RP8 6µm packed by BISCHOFF | C8 | 60 | 2 | 6 | 100 | L7 | no | HPLC Column | SS | 60 x 2,0 mm
Ultrasep | A603E080US060 | MAISCH UltraSep ES 100 RP8 6µm packed by BISCHOFF | C8 | 60 | 3 | 6 | 100 | L7 | no | HPLC Column | SS | 60 x 3,0 mm
Ultrasep | A604E080US060 | MAISCH UltraSep ES 100 RP8 6µm packed by BISCHOFF | C8 | 60 | 4 | 6 | 100 | L7 | no | HPLC Column | SS | 60 x 4,0 mm
Ultrasep | A646E080US060 | MAISCH UltraSep ES 100 RP8 6µm packed by BISCHOFF | C8 | 60 | 4.6 | 6 | 100 | L7 | no | HPLC Column | SS | 60 x 4,6 mm
Ultrasep | 0702E080US060 | MAISCH UltraSep ES 100 RP8 6µm packed by BISCHOFF | C8 | 75 | 2 | 6 | 100 | L7 | no | HPLC Column | SS | 75 x 2,0 mm
Ultrasep | 0703E080US060 | MAISCH UltraSep ES 100 RP8 6µm packed by BISCHOFF | C8 | 75 | 3 | 6 | 100 | L7 | no | HPLC Column | SS | 75 x 3,0 mm
Ultrasep | 0704E080US060 | MAISCH UltraSep ES 100 RP8 6µm packed by BISCHOFF | C8 | 75 | 4 | 6 | 100 | L7 | no | HPLC Column | SS | 75 x 4,0 mm
Ultrasep | 0746E080US060 | MAISCH UltraSep ES 100 RP8 6µm packed by BISCHOFF | C8 | 75 | 4.6 | 6 | 100 | L7 | no | HPLC Column | SS | 75 x 4,6 mm
Ultrasep | 1002E080US060 | MAISCH UltraSep ES 100 RP8 6µm packed by BISCHOFF | C8 | 100 | 2 | 6 | 100 | L7 | no | HPLC Column | SS | 100 x 2,0 mm
Ultrasep | 1003E080US060 | MAISCH UltraSep ES 100 RP8 6µm packed by BISCHOFF | C8 | 100 | 3 | 6 | 100 | L7 | no | HPLC Column | SS | 100 x 3,0 mm
Ultrasep | 1004E080US060 | MAISCH UltraSep ES 100 RP8 6µm packed by BISCHOFF | C8 | 100 | 4 | 6 | 100 | L7 | no | HPLC Column | SS | 100 x 4,0 mm
Ultrasep | 1046E080US060 | MAISCH UltraSep ES 100 RP8 6µm packed by BISCHOFF | C8 | 100 | 4.6 | 6 | 100 | L7 | no | HPLC Column | SS | 100 x 4,6 mm
Ultrasep | 1202E080US060 | MAISCH UltraSep ES 100 RP8 6µm packed by BISCHOFF | C8 | 125 | 2 | 6 | 100 | L7 | no | HPLC Column | SS | 125 x 2,0 mm
Ultrasep | 1203E080US060 | MAISCH UltraSep ES 100 RP8 6µm packed by BISCHOFF | C8 | 125 | 3 | 6 | 100 | L7 | no | HPLC Column | SS | 125 x 3,0 mm
Ultrasep | 1204E080US060 | MAISCH UltraSep ES 100 RP8 6µm packed by BISCHOFF | C8 | 125 | 4 | 6 | 100 | L7 | no | HPLC Column | SS | 125 x 4,0 mm
Ultrasep | 1246E080US060 | MAISCH UltraSep ES 100 RP8 6µm packed by BISCHOFF | C8 | 125 | 4.6 | 6 | 100 | L7 | no | HPLC Column | SS | 125 x 4,6 mm
Ultrasep | 1502E080US060 | MAISCH UltraSep ES 100 RP8 6µm packed by BISCHOFF | C8 | 150 | 2 | 6 | 100 | L7 | no | HPLC Column | SS | 150 x 2,0 mm
Ultrasep | 1503E080US060 | MAISCH UltraSep ES 100 RP8 6µm packed by BISCHOFF | C8 | 150 | 3 | 6 | 100 | L7 | no | HPLC Column | SS | 150 x 3,0 mm
Ultrasep | 1504E080US060 | MAISCH UltraSep ES 100 RP8 6µm packed by BISCHOFF | C8 | 150 | 4 | 6 | 100 | L7 | no | HPLC Column | SS | 150 x 4,0 mm
Ultrasep | 1546E080US060 | MAISCH UltraSep ES 100 RP8 6µm packed by BISCHOFF | C8 | 150 | 4.6 | 6 | 100 | L7 | no | HPLC Column | SS | 150 x 4,6 mm
Ultrasep | 2002E080US060 | MAISCH UltraSep ES 100 RP8 6µm packed by BISCHOFF | C8 | 200 | 2 | 6 | 100 | L7 | no | HPLC Column | SS | 200 x 2,0 mm
Ultrasep | 2003E080US060 | MAISCH UltraSep ES 100 RP8 6µm packed by BISCHOFF | C8 | 200 | 3 | 6 | 100 | L7 | no | HPLC Column | SS | 200 x 3,0 mm
Ultrasep | 2004E080US060 | MAISCH UltraSep ES 100 RP8 6µm packed by BISCHOFF | C8 | 200 | 4 | 6 | 100 | L7 | no | HPLC Column | SS | 200 x 4,0 mm
Ultrasep | 2046E080US060 | MAISCH UltraSep ES 100 RP8 6µm packed by BISCHOFF | C8 | 200 | 4.6 | 6 | 100 | L7 | no | HPLC Column | SS | 200 x 4,6 mm
Ultrasep | 2502E080US060 | MAISCH UltraSep ES 100 RP8 6µm packed by BISCHOFF | C8 | 250 | 2 | 6 | 100 | L7 | no | HPLC Column | SS | 250 x 2,0 mm
Ultrasep | 2503E080US060 | MAISCH UltraSep ES 100 RP8 6µm packed by BISCHOFF | C8 | 250 | 3 | 6 | 100 | L7 | no | HPLC Column | SS | 250 x 3,0 mm
Ultrasep | 2504E080US060 | MAISCH UltraSep ES 100 RP8 6µm packed by BISCHOFF | C8 | 250 | 4 | 6 | 100 | L7 | no | HPLC Column | SS | 250 x 4,0 mm
Ultrasep | 2546E080US060 | MAISCH UltraSep ES 100 RP8 6µm packed by BISCHOFF | C8 | 250 | 4.6 | 6 | 100 | L7 | no | HPLC Column | SS | 250 x 4,6 mm
Ultrasep | 3002E080US060 | MAISCH UltraSep ES 100 RP8 6µm packed by BISCHOFF | C8 | 300 | 2 | 6 | 100 | L7 | no | HPLC Column | SS | 300 x 2,0 mm
Ultrasep | 3003E080US060 | MAISCH UltraSep ES 100 RP8 6µm packed by BISCHOFF | C8 | 300 | 3 | 6 | 100 | L7 | no | HPLC Column | SS | 300 x 3,0 mm
Ultrasep | 3004E080US060 | MAISCH UltraSep ES 100 RP8 6µm packed by BISCHOFF | C8 | 300 | 4 | 6 | 100 | L7 | no | HPLC Column | SS | 300 x 4,0 mm
Ultrasep | 3046E080US060 | MAISCH UltraSep ES 100 RP8 6µm packed by BISCHOFF | C8 | 300 | 4.6 | 6 | 100 | L7 | no | HPLC Column | SS | 300 x 4,6 mm
Ultrasep | 01P4E080US060 | MAISCH UltraSep ES 100 RP8 6µm packed by BISCHOFF | C8 | 14 | 4 | 6 | 100 | L7 | no | HPLC Column | PEEK | 14 x 4,0 mm
Ultrasep | A2P4E080US060 | MAISCH UltraSep ES 100 RP8 6µm packed by BISCHOFF | C8 | 20 | 4 | 6 | 100 | L7 | no | HPLC Column | PEEK | 20 x 4,0 mm
Ultrasep | 02P4E080US060 | MAISCH UltraSep ES 100 RP8 6µm packed by BISCHOFF | C8 | 25 | 4 | 6 | 100 | L7 | no | HPLC Column | PEEK | 25 x 4,0 mm
Ultrasep | 03P4E080US060 | MAISCH UltraSep ES 100 RP8 6µm packed by BISCHOFF | C8 | 30 | 4 | 6 | 100 | L7 | no | HPLC Column | PEEK | 30 x 4,0 mm
Ultrasep | 04P4E080US060 | MAISCH UltraSep ES 100 RP8 6µm packed by BISCHOFF | C8 | 33 | 4 | 6 | 100 | L7 | no | HPLC Column | PEEK | 33 x 4,0 mm
Ultrasep | A4P4E080US060 | MAISCH UltraSep ES 100 RP8 6µm packed by BISCHOFF | C8 | 40 | 4 | 6 | 100 | L7 | no | HPLC Column | PEEK | 40 x 4,0 mm
Ultrasep | 05P4E080US060 | MAISCH UltraSep ES 100 RP8 6µm packed by BISCHOFF | C8 | 50 | 4 | 6 | 100 | L7 | no | HPLC Column | PEEK | 50 x 4,0 mm
Ultrasep | 06P4E080US060 | MAISCH UltraSep ES 100 RP8 6µm packed by BISCHOFF | C8 | 53 | 4 | 6 | 100 | L7 | no | HPLC Column | PEEK | 53 x 4,0 mm
Ultrasep | A6P4E080US060 | MAISCH UltraSep ES 100 RP8 6µm packed by BISCHOFF | C8 | 60 | 4 | 6 | 100 | L7 | no | HPLC Column | PEEK | 60 x 4,0 mm
Ultrasep | 07P4E080US060 | MAISCH UltraSep ES 100 RP8 6µm packed by BISCHOFF | C8 | 75 | 4 | 6 | 100 | L7 | no | HPLC Column | PEEK | 75 x 4,0 mm
Ultrasep | 10P4E080US060 | MAISCH UltraSep ES 100 RP8 6µm packed by BISCHOFF | C8 | 100 | 4 | 6 | 100 | L7 | no | HPLC Column | PEEK | 100 x 4,0 mm
Ultrasep | 12P4E080US060 | MAISCH UltraSep ES 100 RP8 6µm packed by BISCHOFF | C8 | 125 | 4 | 6 | 100 | L7 | no | HPLC Column | PEEK | 125 x 4,0 mm
Ultrasep | 15P4E080US060 | MAISCH UltraSep ES 100 RP8 6µm packed by BISCHOFF | C8 | 150 | 4 | 6 | 100 | L7 | no | HPLC Column | PEEK | 150 x 4,0 mm
Ultrasep | 20P4E080US060 | MAISCH UltraSep ES 100 RP8 6µm packed by BISCHOFF | C8 | 200 | 4 | 6 | 100 | L7 | no | HPLC Column | PEEK | 200 x 4,0 mm
Ultrasep | 25P4E080US060 | MAISCH UltraSep ES 100 RP8 6µm packed by BISCHOFF | C8 | 250 | 4 | 6 | 100 | L7 | no | HPLC Column | PEEK | 250 x 4,0 mm
Ultrasep | 30P4E080US060 | MAISCH UltraSep ES 100 RP8 6µm packed by BISCHOFF | C8 | 300 | 4 | 6 | 100 | L7 | no | HPLC Column | PEEK | 300 x 4,0 mm
Ultrasep | 6305E080US060 | MAISCH UltraSep ES 100 RP8 6µm packed by BISCHOFF | C8 | 5 | 4 | 6 | 100 | L7 | no | Cartridges (5 pcs.) | SS | 5 x 4,0 mm
Ultrasep | 6301E080US060 | MAISCH UltraSep ES 100 RP8 6µm packed by BISCHOFF | C8 | 10 | 4 | 6 | 100 | L7 | no | Cartridges (5 pcs.) | SS | 10 x 4,0 mm
Ultrasep | 6302E080US060 | MAISCH UltraSep ES 100 RP8 6µm packed by BISCHOFF | C8 | 20 | 4 | 6 | 100 | L7 | no | Cartridges (5 pcs.) | SS | 20 x 4,0 mm
Ultrasep | 63P1E080US060 | MAISCH UltraSep ES 100 RP8 6µm packed by BISCHOFF | C8 | 10 | 4 | 6 | 100 | L7 | no | Cartridges (5 pcs.) | PEEK | 10 x 4,0 mm
Ultrasep | 63P2E080US060 | MAISCH UltraSep ES 100 RP8 6µm packed by BISCHOFF | C8 | 20 | 4 | 6 | 100 | L7 | no | Cartridges (5 pcs.) | PEEK | 20 x 4,0 mm
Ultrasep | 6335E080US060 | MAISCH UltraSep ES 100 RP8 6µm packed by BISCHOFF | C8 | 5 | 3 | 6 | 100 | L7 | no | Cartridges (5 pcs.) | SS | 5 x 3,0 mm
Ultrasep | 6331E080US060 | MAISCH UltraSep ES 100 RP8 6µm packed by BISCHOFF | C8 | 10 | 3 | 6 | 100 | L7 | no | Cartridges (5 pcs.) | SS | 10 x 3,0 mm
Ultrasep | 6332E080US060 | MAISCH UltraSep ES 100 RP8 6µm packed by BISCHOFF | C8 | 20 | 3 | 6 | 100 | L7 | no | Cartridges (5 pcs.) | SS | 20 x 3,0 mm
Ultrasep | 6325E080US060 | MAISCH UltraSep ES 100 RP8 6µm packed by BISCHOFF | C8 | 5 | 2 | 6 | 100 | L7 | no | Cartridges (5 pcs.) | SS | 5 x 2,0 mm
Ultrasep | 6321E080US060 | MAISCH UltraSep ES 100 RP8 6µm packed by BISCHOFF | C8 | 10 | 2 | 6 | 100 | L7 | no | Cartridges (5 pcs.) | SS | 10 x 2,0 mm
Ultrasep | 6322E080US060 | MAISCH UltraSep ES 100 RP8 6µm packed by BISCHOFF | C8 | 20 | 2 | 6 | 100 | L7 | no | Cartridges (5 pcs.) | SS | 20 x 2,0 mm
Ultrasep | 0102E030US040 | MAISCH UltraSep ES 100 RP3 4µm packed by BISCHOFF | C3 | 14 | 2 | 4 | 100 | L56 | no | HPLC Column | SS | 14 x 2,0 mm
Ultrasep | 0103E030US040 | MAISCH UltraSep ES 100 RP3 4µm packed by BISCHOFF | C3 | 14 | 3 | 4 | 100 | L56 | no | HPLC Column | SS | 14 x 3,0 mm
Ultrasep | 0104E030US040 | MAISCH UltraSep ES 100 RP3 4µm packed by BISCHOFF | C3 | 14 | 4 | 4 | 100 | L56 | no | HPLC Column | SS | 14 x 4,0 mm
Ultrasep | 0146E030US040 | MAISCH UltraSep ES 100 RP3 4µm packed by BISCHOFF | C3 | 14 | 4.6 | 4 | 100 | L56 | no | HPLC Column | SS | 14 x 4,6 mm
Ultrasep | A202E030US040 | MAISCH UltraSep ES 100 RP3 4µm packed by BISCHOFF | C3 | 20 | 2 | 4 | 100 | L56 | no | HPLC Column | SS | 20 x 2,0 mm
Ultrasep | A203E030US040 | MAISCH UltraSep ES 100 RP3 4µm packed by BISCHOFF | C3 | 20 | 3 | 4 | 100 | L56 | no | HPLC Column | SS | 20 x 3,0 mm
Ultrasep | A204E030US040 | MAISCH UltraSep ES 100 RP3 4µm packed by BISCHOFF | C3 | 20 | 4 | 4 | 100 | L56 | no | HPLC Column | SS | 20 x 4,0 mm
Ultrasep | A246E030US040 | MAISCH UltraSep ES 100 RP3 4µm packed by BISCHOFF | C3 | 20 | 4.6 | 4 | 100 | L56 | no | HPLC Column | SS | 20 x 4,6 mm
Ultrasep | 0202E030US040 | MAISCH UltraSep ES 100 RP3 4µm packed by BISCHOFF | C3 | 25 | 2 | 4 | 100 | L56 | no | HPLC Column | SS | 25 x 2,0 mm
Ultrasep | 0203E030US040 | MAISCH UltraSep ES 100 RP3 4µm packed by BISCHOFF | C3 | 25 | 3 | 4 | 100 | L56 | no | HPLC Column | SS | 25 x 3,0 mm
Ultrasep | 0204E030US040 | MAISCH UltraSep ES 100 RP3 4µm packed by BISCHOFF | C3 | 25 | 4 | 4 | 100 | L56 | no | HPLC Column | SS | 25 x 4,0 mm
Ultrasep | 0246E030US040 | MAISCH UltraSep ES 100 RP3 4µm packed by BISCHOFF | C3 | 25 | 4.6 | 4 | 100 | L56 | no | HPLC Column | SS | 25 x 4,6 mm
Ultrasep | 0302E030US040 | MAISCH UltraSep ES 100 RP3 4µm packed by BISCHOFF | C3 | 30 | 2 | 4 | 100 | L56 | no | HPLC Column | SS | 30 x 2,0 mm
Ultrasep | 0303E030US040 | MAISCH UltraSep ES 100 RP3 4µm packed by BISCHOFF | C3 | 30 | 3 | 4 | 100 | L56 | no | HPLC Column | SS | 30 x 3,0 mm
Ultrasep | 0304E030US040 | MAISCH UltraSep ES 100 RP3 4µm packed by BISCHOFF | C3 | 30 | 4 | 4 | 100 | L56 | no | HPLC Column | SS | 30 x 4,0 mm
Ultrasep | 0346E030US040 | MAISCH UltraSep ES 100 RP3 4µm packed by BISCHOFF | C3 | 30 | 4.6 | 4 | 100 | L56 | no | HPLC Column | SS | 30 x 4,6 mm
Ultrasep | 0402E030US040 | MAISCH UltraSep ES 100 RP3 4µm packed by BISCHOFF | C3 | 33 | 2 | 4 | 100 | L56 | no | HPLC Column | SS | 33 x 2,0 mm
Ultrasep | 0403E030US040 | MAISCH UltraSep ES 100 RP3 4µm packed by BISCHOFF | C3 | 33 | 3 | 4 | 100 | L56 | no | HPLC Column | SS | 33 x 3,0 mm
Ultrasep | 0404E030US040 | MAISCH UltraSep ES 100 RP3 4µm packed by BISCHOFF | C3 | 33 | 4 | 4 | 100 | L56 | no | HPLC Column | SS | 33 x 4,0 mm
Ultrasep | 0446E030US040 | MAISCH UltraSep ES 100 RP3 4µm packed by BISCHOFF | C3 | 33 | 4.6 | 4 | 100 | L56 | no | HPLC Column | SS | 33 x 4,6 mm
Ultrasep | A402E030US040 | MAISCH UltraSep ES 100 RP3 4µm packed by BISCHOFF | C3 | 40 | 2 | 4 | 100 | L56 | no | HPLC Column | SS | 40 x 2,0 mm
Ultrasep | A403E030US040 | MAISCH UltraSep ES 100 RP3 4µm packed by BISCHOFF | C3 | 40 | 3 | 4 | 100 | L56 | no | HPLC Column | SS | 40 x 3,0 mm
Ultrasep | A404E030US040 | MAISCH UltraSep ES 100 RP3 4µm packed by BISCHOFF | C3 | 40 | 4 | 4 | 100 | L56 | no | HPLC Column | SS | 40 x 4,0 mm
Ultrasep | A446E030US040 | MAISCH UltraSep ES 100 RP3 4µm packed by BISCHOFF | C3 | 40 | 4.6 | 4 | 100 | L56 | no | HPLC Column | SS | 40 x 4,6 mm
Ultrasep | 0502E030US040 | MAISCH UltraSep ES 100 RP3 4µm packed by BISCHOFF | C3 | 50 | 2 | 4 | 100 | L56 | no | HPLC Column | SS | 50 x 2,0 mm
Ultrasep | 0503E030US040 | MAISCH UltraSep ES 100 RP3 4µm packed by BISCHOFF | C3 | 50 | 3 | 4 | 100 | L56 | no | HPLC Column | SS | 50 x 3,0 mm
Ultrasep | 0504E030US040 | MAISCH UltraSep ES 100 RP3 4µm packed by BISCHOFF | C3 | 50 | 4 | 4 | 100 | L56 | no | HPLC Column | SS | 50 x 4,0 mm
Ultrasep | 0546E030US040 | MAISCH UltraSep ES 100 RP3 4µm packed by BISCHOFF | C3 | 50 | 4.6 | 4 | 100 | L56 | no | HPLC Column | SS | 50 x 4,6 mm
Ultrasep | 0602E030US040 | MAISCH UltraSep ES 100 RP3 4µm packed by BISCHOFF | C3 | 53 | 2 | 4 | 100 | L56 | no | HPLC Column | SS | 53 x 2,0 mm
Ultrasep | 0603E030US040 | MAISCH UltraSep ES 100 RP3 4µm packed by BISCHOFF | C3 | 53 | 3 | 4 | 100 | L56 | no | HPLC Column | SS | 53 x 3,0 mm
Ultrasep | 0604E030US040 | MAISCH UltraSep ES 100 RP3 4µm packed by BISCHOFF | C3 | 53 | 4 | 4 | 100 | L56 | no | HPLC Column | SS | 53 x 4,0 mm
Ultrasep | 0646E030US040 | MAISCH UltraSep ES 100 RP3 4µm packed by BISCHOFF | C3 | 53 | 4.6 | 4 | 100 | L56 | no | HPLC Column | SS | 53 x 4,6 mm
Ultrasep | A602E030US040 | MAISCH UltraSep ES 100 RP3 4µm packed by BISCHOFF | C3 | 60 | 2 | 4 | 100 | L56 | no | HPLC Column | SS | 60 x 2,0 mm
Ultrasep | A603E030US040 | MAISCH UltraSep ES 100 RP3 4µm packed by BISCHOFF | C3 | 60 | 3 | 4 | 100 | L56 | no | HPLC Column | SS | 60 x 3,0 mm
Ultrasep | A604E030US040 | MAISCH UltraSep ES 100 RP3 4µm packed by BISCHOFF | C3 | 60 | 4 | 4 | 100 | L56 | no | HPLC Column | SS | 60 x 4,0 mm
Ultrasep | A646E030US040 | MAISCH UltraSep ES 100 RP3 4µm packed by BISCHOFF | C3 | 60 | 4.6 | 4 | 100 | L56 | no | HPLC Column | SS | 60 x 4,6 mm
Ultrasep | 0702E030US040 | MAISCH UltraSep ES 100 RP3 4µm packed by BISCHOFF | C3 | 75 | 2 | 4 | 100 | L56 | no | HPLC Column | SS | 75 x 2,0 mm
Ultrasep | 0703E030US040 | MAISCH UltraSep ES 100 RP3 4µm packed by BISCHOFF | C3 | 75 | 3 | 4 | 100 | L56 | no | HPLC Column | SS | 75 x 3,0 mm
Ultrasep | 0704E030US040 | MAISCH UltraSep ES 100 RP3 4µm packed by BISCHOFF | C3 | 75 | 4 | 4 | 100 | L56 | no | HPLC Column | SS | 75 x 4,0 mm
Ultrasep | 0746E030US040 | MAISCH UltraSep ES 100 RP3 4µm packed by BISCHOFF | C3 | 75 | 4.6 | 4 | 100 | L56 | no | HPLC Column | SS | 75 x 4,6 mm
Ultrasep | 1002E030US040 | MAISCH UltraSep ES 100 RP3 4µm packed by BISCHOFF | C3 | 100 | 2 | 4 | 100 | L56 | no | HPLC Column | SS | 100 x 2,0 mm
Ultrasep | 1003E030US040 | MAISCH UltraSep ES 100 RP3 4µm packed by BISCHOFF | C3 | 100 | 3 | 4 | 100 | L56 | no | HPLC Column | SS | 100 x 3,0 mm
Ultrasep | 1004E030US040 | MAISCH UltraSep ES 100 RP3 4µm packed by BISCHOFF | C3 | 100 | 4 | 4 | 100 | L56 | no | HPLC Column | SS | 100 x 4,0 mm
Ultrasep | 1046E030US040 | MAISCH UltraSep ES 100 RP3 4µm packed by BISCHOFF | C3 | 100 | 4.6 | 4 | 100 | L56 | no | HPLC Column | SS | 100 x 4,6 mm
Ultrasep | 1202E030US040 | MAISCH UltraSep ES 100 RP3 4µm packed by BISCHOFF | C3 | 125 | 2 | 4 | 100 | L56 | no | HPLC Column | SS | 125 x 2,0 mm
Ultrasep | 1203E030US040 | MAISCH UltraSep ES 100 RP3 4µm packed by BISCHOFF | C3 | 125 | 3 | 4 | 100 | L56 | no | HPLC Column | SS | 125 x 3,0 mm
Ultrasep | 1204E030US040 | MAISCH UltraSep ES 100 RP3 4µm packed by BISCHOFF | C3 | 125 | 4 | 4 | 100 | L56 | no | HPLC Column | SS | 125 x 4,0 mm
Ultrasep | 1246E030US040 | MAISCH UltraSep ES 100 RP3 4µm packed by BISCHOFF | C3 | 125 | 4.6 | 4 | 100 | L56 | no | HPLC Column | SS | 125 x 4,6 mm
Ultrasep | 1502E030US040 | MAISCH UltraSep ES 100 RP3 4µm packed by BISCHOFF | C3 | 150 | 2 | 4 | 100 | L56 | no | HPLC Column | SS | 150 x 2,0 mm
Ultrasep | 1503E030US040 | MAISCH UltraSep ES 100 RP3 4µm packed by BISCHOFF | C3 | 150 | 3 | 4 | 100 | L56 | no | HPLC Column | SS | 150 x 3,0 mm
Ultrasep | 1504E030US040 | MAISCH UltraSep ES 100 RP3 4µm packed by BISCHOFF | C3 | 150 | 4 | 4 | 100 | L56 | no | HPLC Column | SS | 150 x 4,0 mm
Ultrasep | 1546E030US040 | MAISCH UltraSep ES 100 RP3 4µm packed by BISCHOFF | C3 | 150 | 4.6 | 4 | 100 | L56 | no | HPLC Column | SS | 150 x 4,6 mm
Ultrasep | 2002E030US040 | MAISCH UltraSep ES 100 RP3 4µm packed by BISCHOFF | C3 | 200 | 2 | 4 | 100 | L56 | no | HPLC Column | SS | 200 x 2,0 mm
Ultrasep | 2003E030US040 | MAISCH UltraSep ES 100 RP3 4µm packed by BISCHOFF | C3 | 200 | 3 | 4 | 100 | L56 | no | HPLC Column | SS | 200 x 3,0 mm
Ultrasep | 2004E030US040 | MAISCH UltraSep ES 100 RP3 4µm packed by BISCHOFF | C3 | 200 | 4 | 4 | 100 | L56 | no | HPLC Column | SS | 200 x 4,0 mm
Ultrasep | 2046E030US040 | MAISCH UltraSep ES 100 RP3 4µm packed by BISCHOFF | C3 | 200 | 4.6 | 4 | 100 | L56 | no | HPLC Column | SS | 200 x 4,6 mm
Ultrasep | 2502E030US040 | MAISCH UltraSep ES 100 RP3 4µm packed by BISCHOFF | C3 | 250 | 2 | 4 | 100 | L56 | no | HPLC Column | SS | 250 x 2,0 mm
Ultrasep | 2503E030US040 | MAISCH UltraSep ES 100 RP3 4µm packed by BISCHOFF | C3 | 250 | 3 | 4 | 100 | L56 | no | HPLC Column | SS | 250 x 3,0 mm
Ultrasep | 2504E030US040 | MAISCH UltraSep ES 100 RP3 4µm packed by BISCHOFF | C3 | 250 | 4 | 4 | 100 | L56 | no | HPLC Column | SS | 250 x 4,0 mm
Ultrasep | 2546E030US040 | MAISCH UltraSep ES 100 RP3 4µm packed by BISCHOFF | C3 | 250 | 4.6 | 4 | 100 | L56 | no | HPLC Column | SS | 250 x 4,6 mm
Ultrasep | 3002E030US040 | MAISCH UltraSep ES 100 RP3 4µm packed by BISCHOFF | C3 | 300 | 2 | 4 | 100 | L56 | no | HPLC Column | SS | 300 x 2,0 mm
Ultrasep | 3003E030US040 | MAISCH UltraSep ES 100 RP3 4µm packed by BISCHOFF | C3 | 300 | 3 | 4 | 100 | L56 | no | HPLC Column | SS | 300 x 3,0 mm
Ultrasep | 3004E030US040 | MAISCH UltraSep ES 100 RP3 4µm packed by BISCHOFF | C3 | 300 | 4 | 4 | 100 | L56 | no | HPLC Column | SS | 300 x 4,0 mm
Ultrasep | 3046E030US040 | MAISCH UltraSep ES 100 RP3 4µm packed by BISCHOFF | C3 | 300 | 4.6 | 4 | 100 | L56 | no | HPLC Column | SS | 300 x 4,6 mm
Ultrasep | 01P4E030US040 | MAISCH UltraSep ES 100 RP3 4µm packed by BISCHOFF | C3 | 14 | 4 | 4 | 100 | L56 | no | HPLC Column | PEEK | 14 x 4,0 mm
Ultrasep | A2P4E030US040 | MAISCH UltraSep ES 100 RP3 4µm packed by BISCHOFF | C3 | 20 | 4 | 4 | 100 | L56 | no | HPLC Column | PEEK | 20 x 4,0 mm
Ultrasep | 02P4E030US040 | MAISCH UltraSep ES 100 RP3 4µm packed by BISCHOFF | C3 | 25 | 4 | 4 | 100 | L56 | no | HPLC Column | PEEK | 25 x 4,0 mm
Ultrasep | 03P4E030US040 | MAISCH UltraSep ES 100 RP3 4µm packed by BISCHOFF | C3 | 30 | 4 | 4 | 100 | L56 | no | HPLC Column | PEEK | 30 x 4,0 mm
Ultrasep | 04P4E030US040 | MAISCH UltraSep ES 100 RP3 4µm packed by BISCHOFF | C3 | 33 | 4 | 4 | 100 | L56 | no | HPLC Column | PEEK | 33 x 4,0 mm
Ultrasep | A4P4E030US040 | MAISCH UltraSep ES 100 RP3 4µm packed by BISCHOFF | C3 | 40 | 4 | 4 | 100 | L56 | no | HPLC Column | PEEK | 40 x 4,0 mm
Ultrasep | 05P4E030US040 | MAISCH UltraSep ES 100 RP3 4µm packed by BISCHOFF | C3 | 50 | 4 | 4 | 100 | L56 | no | HPLC Column | PEEK | 50 x 4,0 mm
Ultrasep | 06P4E030US040 | MAISCH UltraSep ES 100 RP3 4µm packed by BISCHOFF | C3 | 53 | 4 | 4 | 100 | L56 | no | HPLC Column | PEEK | 53 x 4,0 mm
Ultrasep | A6P4E030US040 | MAISCH UltraSep ES 100 RP3 4µm packed by BISCHOFF | C3 | 60 | 4 | 4 | 100 | L56 | no | HPLC Column | PEEK | 60 x 4,0 mm
Ultrasep | 07P4E030US040 | MAISCH UltraSep ES 100 RP3 4µm packed by BISCHOFF | C3 | 75 | 4 | 4 | 100 | L56 | no | HPLC Column | PEEK | 75 x 4,0 mm
Ultrasep | 10P4E030US040 | MAISCH UltraSep ES 100 RP3 4µm packed by BISCHOFF | C3 | 100 | 4 | 4 | 100 | L56 | no | HPLC Column | PEEK | 100 x 4,0 mm
Ultrasep | 12P4E030US040 | MAISCH UltraSep ES 100 RP3 4µm packed by BISCHOFF | C3 | 125 | 4 | 4 | 100 | L56 | no | HPLC Column | PEEK | 125 x 4,0 mm
Ultrasep | 15P4E030US040 | MAISCH UltraSep ES 100 RP3 4µm packed by BISCHOFF | C3 | 150 | 4 | 4 | 100 | L56 | no | HPLC Column | PEEK | 150 x 4,0 mm
Ultrasep | 20P4E030US040 | MAISCH UltraSep ES 100 RP3 4µm packed by BISCHOFF | C3 | 200 | 4 | 4 | 100 | L56 | no | HPLC Column | PEEK | 200 x 4,0 mm
Ultrasep | 25P4E030US040 | MAISCH UltraSep ES 100 RP3 4µm packed by BISCHOFF | C3 | 250 | 4 | 4 | 100 | L56 | no | HPLC Column | PEEK | 250 x 4,0 mm
Ultrasep | 30P4E030US040 | MAISCH UltraSep ES 100 RP3 4µm packed by BISCHOFF | C3 | 300 | 4 | 4 | 100 | L56 | no | HPLC Column | PEEK | 300 x 4,0 mm
Ultrasep | 6305E030US040 | MAISCH UltraSep ES 100 RP3 4µm packed by BISCHOFF | C3 | 5 | 4 | 4 | 100 | L56 | no | Cartridges (5 pcs.) | SS | 5 x 4,0 mm
Ultrasep | 6301E030US040 | MAISCH UltraSep ES 100 RP3 4µm packed by BISCHOFF | C3 | 10 | 4 | 4 | 100 | L56 | no | Cartridges (5 pcs.) | SS | 10 x 4,0 mm
Ultrasep | 6302E030US040 | MAISCH UltraSep ES 100 RP3 4µm packed by BISCHOFF | C3 | 20 | 4 | 4 | 100 | L56 | no | Cartridges (5 pcs.) | SS | 20 x 4,0 mm
Ultrasep | 63P1E030US040 | MAISCH UltraSep ES 100 RP3 4µm packed by BISCHOFF | C3 | 10 | 4 | 4 | 100 | L56 | no | Cartridges (5 pcs.) | PEEK | 10 x 4,0 mm
Ultrasep | 63P2E030US040 | MAISCH UltraSep ES 100 RP3 4µm packed by BISCHOFF | C3 | 20 | 4 | 4 | 100 | L56 | no | Cartridges (5 pcs.) | PEEK | 20 x 4,0 mm
Ultrasep | 6335E030US040 | MAISCH UltraSep ES 100 RP3 4µm packed by BISCHOFF | C3 | 5 | 3 | 4 | 100 | L56 | no | Cartridges (5 pcs.) | SS | 5 x 3,0 mm
Ultrasep | 6331E030US040 | MAISCH UltraSep ES 100 RP3 4µm packed by BISCHOFF | C3 | 10 | 3 | 4 | 100 | L56 | no | Cartridges (5 pcs.) | SS | 10 x 3,0 mm
Ultrasep | 6332E030US040 | MAISCH UltraSep ES 100 RP3 4µm packed by BISCHOFF | C3 | 20 | 3 | 4 | 100 | L56 | no | Cartridges (5 pcs.) | SS | 20 x 3,0 mm
Ultrasep | 6325E030US040 | MAISCH UltraSep ES 100 RP3 4µm packed by BISCHOFF | C3 | 5 | 2 | 4 | 100 | L56 | no | Cartridges (5 pcs.) | SS | 5 x 2,0 mm
Ultrasep | 6321E030US040 | MAISCH UltraSep ES 100 RP3 4µm packed by BISCHOFF | C3 | 10 | 2 | 4 | 100 | L56 | no | Cartridges (5 pcs.) | SS | 10 x 2,0 mm
Ultrasep | 6322E030US040 | MAISCH UltraSep ES 100 RP3 4µm packed by BISCHOFF | C3 | 20 | 2 | 4 | 100 | L56 | no | Cartridges (5 pcs.) | SS | 20 x 2,0 mm
Ultrasep | 0102E030US060 | MAISCH UltraSep ES 100 RP3 6µm packed by BISCHOFF | C3 | 14 | 2 | 6 | 100 | L56 | no | HPLC Column | SS | 14 x 2,0 mm
Ultrasep | 0103E030US060 | MAISCH UltraSep ES 100 RP3 6µm packed by BISCHOFF | C3 | 14 | 3 | 6 | 100 | L56 | no | HPLC Column | SS | 14 x 3,0 mm
Ultrasep | 0104E030US060 | MAISCH UltraSep ES 100 RP3 6µm packed by BISCHOFF | C3 | 14 | 4 | 6 | 100 | L56 | no | HPLC Column | SS | 14 x 4,0 mm
Ultrasep | 0146E030US060 | MAISCH UltraSep ES 100 RP3 6µm packed by BISCHOFF | C3 | 14 | 4.6 | 6 | 100 | L56 | no | HPLC Column | SS | 14 x 4,6 mm
Ultrasep | A202E030US060 | MAISCH UltraSep ES 100 RP3 6µm packed by BISCHOFF | C3 | 20 | 2 | 6 | 100 | L56 | no | HPLC Column | SS | 20 x 2,0 mm
Ultrasep | A203E030US060 | MAISCH UltraSep ES 100 RP3 6µm packed by BISCHOFF | C3 | 20 | 3 | 6 | 100 | L56 | no | HPLC Column | SS | 20 x 3,0 mm
Ultrasep | A204E030US060 | MAISCH UltraSep ES 100 RP3 6µm packed by BISCHOFF | C3 | 20 | 4 | 6 | 100 | L56 | no | HPLC Column | SS | 20 x 4,0 mm
Ultrasep | A246E030US060 | MAISCH UltraSep ES 100 RP3 6µm packed by BISCHOFF | C3 | 20 | 4.6 | 6 | 100 | L56 | no | HPLC Column | SS | 20 x 4,6 mm
Ultrasep | 0202E030US060 | MAISCH UltraSep ES 100 RP3 6µm packed by BISCHOFF | C3 | 25 | 2 | 6 | 100 | L56 | no | HPLC Column | SS | 25 x 2,0 mm
Ultrasep | 0203E030US060 | MAISCH UltraSep ES 100 RP3 6µm packed by BISCHOFF | C3 | 25 | 3 | 6 | 100 | L56 | no | HPLC Column | SS | 25 x 3,0 mm
Ultrasep | 0204E030US060 | MAISCH UltraSep ES 100 RP3 6µm packed by BISCHOFF | C3 | 25 | 4 | 6 | 100 | L56 | no | HPLC Column | SS | 25 x 4,0 mm
Ultrasep | 0246E030US060 | MAISCH UltraSep ES 100 RP3 6µm packed by BISCHOFF | C3 | 25 | 4.6 | 6 | 100 | L56 | no | HPLC Column | SS | 25 x 4,6 mm
Ultrasep | 0302E030US060 | MAISCH UltraSep ES 100 RP3 6µm packed by BISCHOFF | C3 | 30 | 2 | 6 | 100 | L56 | no | HPLC Column | SS | 30 x 2,0 mm
Ultrasep | 0303E030US060 | MAISCH UltraSep ES 100 RP3 6µm packed by BISCHOFF | C3 | 30 | 3 | 6 | 100 | L56 | no | HPLC Column | SS | 30 x 3,0 mm
Ultrasep | 0304E030US060 | MAISCH UltraSep ES 100 RP3 6µm packed by BISCHOFF | C3 | 30 | 4 | 6 | 100 | L56 | no | HPLC Column | SS | 30 x 4,0 mm
Ultrasep | 0346E030US060 | MAISCH UltraSep ES 100 RP3 6µm packed by BISCHOFF | C3 | 30 | 4.6 | 6 | 100 | L56 | no | HPLC Column | SS | 30 x 4,6 mm
Ultrasep | 0402E030US060 | MAISCH UltraSep ES 100 RP3 6µm packed by BISCHOFF | C3 | 33 | 2 | 6 | 100 | L56 | no | HPLC Column | SS | 33 x 2,0 mm
Ultrasep | 0403E030US060 | MAISCH UltraSep ES 100 RP3 6µm packed by BISCHOFF | C3 | 33 | 3 | 6 | 100 | L56 | no | HPLC Column | SS | 33 x 3,0 mm
Ultrasep | 0404E030US060 | MAISCH UltraSep ES 100 RP3 6µm packed by BISCHOFF | C3 | 33 | 4 | 6 | 100 | L56 | no | HPLC Column | SS | 33 x 4,0 mm
Ultrasep | 0446E030US060 | MAISCH UltraSep ES 100 RP3 6µm packed by BISCHOFF | C3 | 33 | 4.6 | 6 | 100 | L56 | no | HPLC Column | SS | 33 x 4,6 mm
Ultrasep | A402E030US060 | MAISCH UltraSep ES 100 RP3 6µm packed by BISCHOFF | C3 | 40 | 2 | 6 | 100 | L56 | no | HPLC Column | SS | 40 x 2,0 mm
Ultrasep | A403E030US060 | MAISCH UltraSep ES 100 RP3 6µm packed by BISCHOFF | C3 | 40 | 3 | 6 | 100 | L56 | no | HPLC Column | SS | 40 x 3,0 mm
Ultrasep | A404E030US060 | MAISCH UltraSep ES 100 RP3 6µm packed by BISCHOFF | C3 | 40 | 4 | 6 | 100 | L56 | no | HPLC Column | SS | 40 x 4,0 mm
Ultrasep | A446E030US060 | MAISCH UltraSep ES 100 RP3 6µm packed by BISCHOFF | C3 | 40 | 4.6 | 6 | 100 | L56 | no | HPLC Column | SS | 40 x 4,6 mm
Ultrasep | 0502E030US060 | MAISCH UltraSep ES 100 RP3 6µm packed by BISCHOFF | C3 | 50 | 2 | 6 | 100 | L56 | no | HPLC Column | SS | 50 x 2,0 mm
Ultrasep | 0503E030US060 | MAISCH UltraSep ES 100 RP3 6µm packed by BISCHOFF | C3 | 50 | 3 | 6 | 100 | L56 | no | HPLC Column | SS | 50 x 3,0 mm
Ultrasep | 0504E030US060 | MAISCH UltraSep ES 100 RP3 6µm packed by BISCHOFF | C3 | 50 | 4 | 6 | 100 | L56 | no | HPLC Column | SS | 50 x 4,0 mm
Ultrasep | 0546E030US060 | MAISCH UltraSep ES 100 RP3 6µm packed by BISCHOFF | C3 | 50 | 4.6 | 6 | 100 | L56 | no | HPLC Column | SS | 50 x 4,6 mm
Ultrasep | 0602E030US060 | MAISCH UltraSep ES 100 RP3 6µm packed by BISCHOFF | C3 | 53 | 2 | 6 | 100 | L56 | no | HPLC Column | SS | 53 x 2,0 mm
Ultrasep | 0603E030US060 | MAISCH UltraSep ES 100 RP3 6µm packed by BISCHOFF | C3 | 53 | 3 | 6 | 100 | L56 | no | HPLC Column | SS | 53 x 3,0 mm
Ultrasep | 0604E030US060 | MAISCH UltraSep ES 100 RP3 6µm packed by BISCHOFF | C3 | 53 | 4 | 6 | 100 | L56 | no | HPLC Column | SS | 53 x 4,0 mm
Ultrasep | 0646E030US060 | MAISCH UltraSep ES 100 RP3 6µm packed by BISCHOFF | C3 | 53 | 4.6 | 6 | 100 | L56 | no | HPLC Column | SS | 53 x 4,6 mm
Ultrasep | A602E030US060 | MAISCH UltraSep ES 100 RP3 6µm packed by BISCHOFF | C3 | 60 | 2 | 6 | 100 | L56 | no | HPLC Column | SS | 60 x 2,0 mm
Ultrasep | A603E030US060 | MAISCH UltraSep ES 100 RP3 6µm packed by BISCHOFF | C3 | 60 | 3 | 6 | 100 | L56 | no | HPLC Column | SS | 60 x 3,0 mm
Ultrasep | A604E030US060 | MAISCH UltraSep ES 100 RP3 6µm packed by BISCHOFF | C3 | 60 | 4 | 6 | 100 | L56 | no | HPLC Column | SS | 60 x 4,0 mm
Ultrasep | A646E030US060 | MAISCH UltraSep ES 100 RP3 6µm packed by BISCHOFF | C3 | 60 | 4.6 | 6 | 100 | L56 | no | HPLC Column | SS | 60 x 4,6 mm
Ultrasep | 0702E030US060 | MAISCH UltraSep ES 100 RP3 6µm packed by BISCHOFF | C3 | 75 | 2 | 6 | 100 | L56 | no | HPLC Column | SS | 75 x 2,0 mm
Ultrasep | 0703E030US060 | MAISCH UltraSep ES 100 RP3 6µm packed by BISCHOFF | C3 | 75 | 3 | 6 | 100 | L56 | no | HPLC Column | SS | 75 x 3,0 mm
Ultrasep | 0704E030US060 | MAISCH UltraSep ES 100 RP3 6µm packed by BISCHOFF | C3 | 75 | 4 | 6 | 100 | L56 | no | HPLC Column | SS | 75 x 4,0 mm
Ultrasep | 0746E030US060 | MAISCH UltraSep ES 100 RP3 6µm packed by BISCHOFF | C3 | 75 | 4.6 | 6 | 100 | L56 | no | HPLC Column | SS | 75 x 4,6 mm
Ultrasep | 1002E030US060 | MAISCH UltraSep ES 100 RP3 6µm packed by BISCHOFF | C3 | 100 | 2 | 6 | 100 | L56 | no | HPLC Column | SS | 100 x 2,0 mm
Ultrasep | 1003E030US060 | MAISCH UltraSep ES 100 RP3 6µm packed by BISCHOFF | C3 | 100 | 3 | 6 | 100 | L56 | no | HPLC Column | SS | 100 x 3,0 mm
Ultrasep | 1004E030US060 | MAISCH UltraSep ES 100 RP3 6µm packed by BISCHOFF | C3 | 100 | 4 | 6 | 100 | L56 | no | HPLC Column | SS | 100 x 4,0 mm
Ultrasep | 1046E030US060 | MAISCH UltraSep ES 100 RP3 6µm packed by BISCHOFF | C3 | 100 | 4.6 | 6 | 100 | L56 | no | HPLC Column | SS | 100 x 4,6 mm
Ultrasep | 1202E030US060 | MAISCH UltraSep ES 100 RP3 6µm packed by BISCHOFF | C3 | 125 | 2 | 6 | 100 | L56 | no | HPLC Column | SS | 125 x 2,0 mm
Ultrasep | 1203E030US060 | MAISCH UltraSep ES 100 RP3 6µm packed by BISCHOFF | C3 | 125 | 3 | 6 | 100 | L56 | no | HPLC Column | SS | 125 x 3,0 mm
Ultrasep | 1204E030US060 | MAISCH UltraSep ES 100 RP3 6µm packed by BISCHOFF | C3 | 125 | 4 | 6 | 100 | L56 | no | HPLC Column | SS | 125 x 4,0 mm
Ultrasep | 1246E030US060 | MAISCH UltraSep ES 100 RP3 6µm packed by BISCHOFF | C3 | 125 | 4.6 | 6 | 100 | L56 | no | HPLC Column | SS | 125 x 4,6 mm
Ultrasep | 1502E030US060 | MAISCH UltraSep ES 100 RP3 6µm packed by BISCHOFF | C3 | 150 | 2 | 6 | 100 | L56 | no | HPLC Column | SS | 150 x 2,0 mm
Ultrasep | 1503E030US060 | MAISCH UltraSep ES 100 RP3 6µm packed by BISCHOFF | C3 | 150 | 3 | 6 | 100 | L56 | no | HPLC Column | SS | 150 x 3,0 mm
Ultrasep | 1504E030US060 | MAISCH UltraSep ES 100 RP3 6µm packed by BISCHOFF | C3 | 150 | 4 | 6 | 100 | L56 | no | HPLC Column | SS | 150 x 4,0 mm
Ultrasep | 1546E030US060 | MAISCH UltraSep ES 100 RP3 6µm packed by BISCHOFF | C3 | 150 | 4.6 | 6 | 100 | L56 | no | HPLC Column | SS | 150 x 4,6 mm
Ultrasep | 2002E030US060 | MAISCH UltraSep ES 100 RP3 6µm packed by BISCHOFF | C3 | 200 | 2 | 6 | 100 | L56 | no | HPLC Column | SS | 200 x 2,0 mm
Ultrasep | 2003E030US060 | MAISCH UltraSep ES 100 RP3 6µm packed by BISCHOFF | C3 | 200 | 3 | 6 | 100 | L56 | no | HPLC Column | SS | 200 x 3,0 mm
Ultrasep | 2004E030US060 | MAISCH UltraSep ES 100 RP3 6µm packed by BISCHOFF | C3 | 200 | 4 | 6 | 100 | L56 | no | HPLC Column | SS | 200 x 4,0 mm
Ultrasep | 2046E030US060 | MAISCH UltraSep ES 100 RP3 6µm packed by BISCHOFF | C3 | 200 | 4.6 | 6 | 100 | L56 | no | HPLC Column | SS | 200 x 4,6 mm
Ultrasep | 2502E030US060 | MAISCH UltraSep ES 100 RP3 6µm packed by BISCHOFF | C3 | 250 | 2 | 6 | 100 | L56 | no | HPLC Column | SS | 250 x 2,0 mm
Ultrasep | 2503E030US060 | MAISCH UltraSep ES 100 RP3 6µm packed by BISCHOFF | C3 | 250 | 3 | 6 | 100 | L56 | no | HPLC Column | SS | 250 x 3,0 mm
Ultrasep | 2504E030US060 | MAISCH UltraSep ES 100 RP3 6µm packed by BISCHOFF | C3 | 250 | 4 | 6 | 100 | L56 | no | HPLC Column | SS | 250 x 4,0 mm
Ultrasep | 2546E030US060 | MAISCH UltraSep ES 100 RP3 6µm packed by BISCHOFF | C3 | 250 | 4.6 | 6 | 100 | L56 | no | HPLC Column | SS | 250 x 4,6 mm
Ultrasep | 3002E030US060 | MAISCH UltraSep ES 100 RP3 6µm packed by BISCHOFF | C3 | 300 | 2 | 6 | 100 | L56 | no | HPLC Column | SS | 300 x 2,0 mm
Ultrasep | 3003E030US060 | MAISCH UltraSep ES 100 RP3 6µm packed by BISCHOFF | C3 | 300 | 3 | 6 | 100 | L56 | no | HPLC Column | SS | 300 x 3,0 mm
Ultrasep | 3004E030US060 | MAISCH UltraSep ES 100 RP3 6µm packed by BISCHOFF | C3 | 300 | 4 | 6 | 100 | L56 | no | HPLC Column | SS | 300 x 4,0 mm
Ultrasep | 3046E030US060 | MAISCH UltraSep ES 100 RP3 6µm packed by BISCHOFF | C3 | 300 | 4.6 | 6 | 100 | L56 | no | HPLC Column | SS | 300 x 4,6 mm
Ultrasep | 01P4E030US060 | MAISCH UltraSep ES 100 RP3 6µm packed by BISCHOFF | C3 | 14 | 4 | 6 | 100 | L56 | no | HPLC Column | PEEK | 14 x 4,0 mm
Ultrasep | A2P4E030US060 | MAISCH UltraSep ES 100 RP3 6µm packed by BISCHOFF | C3 | 20 | 4 | 6 | 100 | L56 | no | HPLC Column | PEEK | 20 x 4,0 mm
Ultrasep | 02P4E030US060 | MAISCH UltraSep ES 100 RP3 6µm packed by BISCHOFF | C3 | 25 | 4 | 6 | 100 | L56 | no | HPLC Column | PEEK | 25 x 4,0 mm
Ultrasep | 03P4E030US060 | MAISCH UltraSep ES 100 RP3 6µm packed by BISCHOFF | C3 | 30 | 4 | 6 | 100 | L56 | no | HPLC Column | PEEK | 30 x 4,0 mm
Ultrasep | 04P4E030US060 | MAISCH UltraSep ES 100 RP3 6µm packed by BISCHOFF | C3 | 33 | 4 | 6 | 100 | L56 | no | HPLC Column | PEEK | 33 x 4,0 mm
Ultrasep | A4P4E030US060 | MAISCH UltraSep ES 100 RP3 6µm packed by BISCHOFF | C3 | 40 | 4 | 6 | 100 | L56 | no | HPLC Column | PEEK | 40 x 4,0 mm
Ultrasep | 05P4E030US060 | MAISCH UltraSep ES 100 RP3 6µm packed by BISCHOFF | C3 | 50 | 4 | 6 | 100 | L56 | no | HPLC Column | PEEK | 50 x 4,0 mm
Ultrasep | 06P4E030US060 | MAISCH UltraSep ES 100 RP3 6µm packed by BISCHOFF | C3 | 53 | 4 | 6 | 100 | L56 | no | HPLC Column | PEEK | 53 x 4,0 mm
Ultrasep | A6P4E030US060 | MAISCH UltraSep ES 100 RP3 6µm packed by BISCHOFF | C3 | 60 | 4 | 6 | 100 | L56 | no | HPLC Column | PEEK | 60 x 4,0 mm
Ultrasep | 07P4E030US060 | MAISCH UltraSep ES 100 RP3 6µm packed by BISCHOFF | C3 | 75 | 4 | 6 | 100 | L56 | no | HPLC Column | PEEK | 75 x 4,0 mm
Ultrasep | 10P4E030US060 | MAISCH UltraSep ES 100 RP3 6µm packed by BISCHOFF | C3 | 100 | 4 | 6 | 100 | L56 | no | HPLC Column | PEEK | 100 x 4,0 mm
Ultrasep | 12P4E030US060 | MAISCH UltraSep ES 100 RP3 6µm packed by BISCHOFF | C3 | 125 | 4 | 6 | 100 | L56 | no | HPLC Column | PEEK | 125 x 4,0 mm
Ultrasep | 15P4E030US060 | MAISCH UltraSep ES 100 RP3 6µm packed by BISCHOFF | C3 | 150 | 4 | 6 | 100 | L56 | no | HPLC Column | PEEK | 150 x 4,0 mm
Ultrasep | 20P4E030US060 | MAISCH UltraSep ES 100 RP3 6µm packed by BISCHOFF | C3 | 200 | 4 | 6 | 100 | L56 | no | HPLC Column | PEEK | 200 x 4,0 mm
Ultrasep | 25P4E030US060 | MAISCH UltraSep ES 100 RP3 6µm packed by BISCHOFF | C3 | 250 | 4 | 6 | 100 | L56 | no | HPLC Column | PEEK | 250 x 4,0 mm
Ultrasep | 30P4E030US060 | MAISCH UltraSep ES 100 RP3 6µm packed by BISCHOFF | C3 | 300 | 4 | 6 | 100 | L56 | no | HPLC Column | PEEK | 300 x 4,0 mm
Ultrasep | 6305E030US060 | MAISCH UltraSep ES 100 RP3 6µm packed by BISCHOFF | C3 | 5 | 4 | 6 | 100 | L56 | no | Cartridges (5 pcs.) | SS | 5 x 4,0 mm
Ultrasep | 6301E030US060 | MAISCH UltraSep ES 100 RP3 6µm packed by BISCHOFF | C3 | 10 | 4 | 6 | 100 | L56 | no | Cartridges (5 pcs.) | SS | 10 x 4,0 mm
Ultrasep | 6302E030US060 | MAISCH UltraSep ES 100 RP3 6µm packed by BISCHOFF | C3 | 20 | 4 | 6 | 100 | L56 | no | Cartridges (5 pcs.) | SS | 20 x 4,0 mm
Ultrasep | 63P1E030US060 | MAISCH UltraSep ES 100 RP3 6µm packed by BISCHOFF | C3 | 10 | 4 | 6 | 100 | L56 | no | Cartridges (5 pcs.) | PEEK | 10 x 4,0 mm
Ultrasep | 63P2E030US060 | MAISCH UltraSep ES 100 RP3 6µm packed by BISCHOFF | C3 | 20 | 4 | 6 | 100 | L56 | no | Cartridges (5 pcs.) | PEEK | 20 x 4,0 mm
Ultrasep | 6335E030US060 | MAISCH UltraSep ES 100 RP3 6µm packed by BISCHOFF | C3 | 5 | 3 | 6 | 100 | L56 | no | Cartridges (5 pcs.) | SS | 5 x 3,0 mm
Ultrasep | 6331E030US060 | MAISCH UltraSep ES 100 RP3 6µm packed by BISCHOFF | C3 | 10 | 3 | 6 | 100 | L56 | no | Cartridges (5 pcs.) | SS | 10 x 3,0 mm
Ultrasep | 6332E030US060 | MAISCH UltraSep ES 100 RP3 6µm packed by BISCHOFF | C3 | 20 | 3 | 6 | 100 | L56 | no | Cartridges (5 pcs.) | SS | 20 x 3,0 mm
Ultrasep | 6325E030US060 | MAISCH UltraSep ES 100 RP3 6µm packed by BISCHOFF | C3 | 5 | 2 | 6 | 100 | L56 | no | Cartridges (5 pcs.) | SS | 5 x 2,0 mm
Ultrasep | 6321E030US060 | MAISCH UltraSep ES 100 RP3 6µm packed by BISCHOFF | C3 | 10 | 2 | 6 | 100 | L56 | no | Cartridges (5 pcs.) | SS | 10 x 2,0 mm
Ultrasep | 6322E030US060 | MAISCH UltraSep ES 100 RP3 6µm packed by BISCHOFF | C3 | 20 | 2 | 6 | 100 | L56 | no | Cartridges (5 pcs.) | SS | 20 x 2,0 mm
Ultrasep | 0102E010US040 | MAISCH UltraSep ES 100 RP1 4µm packed by BISCHOFF | C1 | 14 | 2 | 4 | 100 | L16 | no | HPLC Column | SS | 14 x 2,0 mm
Ultrasep | 0103E010US040 | MAISCH UltraSep ES 100 RP1 4µm packed by BISCHOFF | C1 | 14 | 3 | 4 | 100 | L16 | no | HPLC Column | SS | 14 x 3,0 mm
Ultrasep | 0104E010US040 | MAISCH UltraSep ES 100 RP1 4µm packed by BISCHOFF | C1 | 14 | 4 | 4 | 100 | L16 | no | HPLC Column | SS | 14 x 4,0 mm
Ultrasep | 0146E010US040 | MAISCH UltraSep ES 100 RP1 4µm packed by BISCHOFF | C1 | 14 | 4.6 | 4 | 100 | L16 | no | HPLC Column | SS | 14 x 4,6 mm
Ultrasep | A202E010US040 | MAISCH UltraSep ES 100 RP1 4µm packed by BISCHOFF | C1 | 20 | 2 | 4 | 100 | L16 | no | HPLC Column | SS | 20 x 2,0 mm
Ultrasep | A203E010US040 | MAISCH UltraSep ES 100 RP1 4µm packed by BISCHOFF | C1 | 20 | 3 | 4 | 100 | L16 | no | HPLC Column | SS | 20 x 3,0 mm
Ultrasep | A204E010US040 | MAISCH UltraSep ES 100 RP1 4µm packed by BISCHOFF | C1 | 20 | 4 | 4 | 100 | L16 | no | HPLC Column | SS | 20 x 4,0 mm
Ultrasep | A246E010US040 | MAISCH UltraSep ES 100 RP1 4µm packed by BISCHOFF | C1 | 20 | 4.6 | 4 | 100 | L16 | no | HPLC Column | SS | 20 x 4,6 mm
Ultrasep | 0202E010US040 | MAISCH UltraSep ES 100 RP1 4µm packed by BISCHOFF | C1 | 25 | 2 | 4 | 100 | L16 | no | HPLC Column | SS | 25 x 2,0 mm
Ultrasep | 0203E010US040 | MAISCH UltraSep ES 100 RP1 4µm packed by BISCHOFF | C1 | 25 | 3 | 4 | 100 | L16 | no | HPLC Column | SS | 25 x 3,0 mm
Ultrasep | 0204E010US040 | MAISCH UltraSep ES 100 RP1 4µm packed by BISCHOFF | C1 | 25 | 4 | 4 | 100 | L16 | no | HPLC Column | SS | 25 x 4,0 mm
Ultrasep | 0246E010US040 | MAISCH UltraSep ES 100 RP1 4µm packed by BISCHOFF | C1 | 25 | 4.6 | 4 | 100 | L16 | no | HPLC Column | SS | 25 x 4,6 mm
Ultrasep | 0302E010US040 | MAISCH UltraSep ES 100 RP1 4µm packed by BISCHOFF | C1 | 30 | 2 | 4 | 100 | L16 | no | HPLC Column | SS | 30 x 2,0 mm
Ultrasep | 0303E010US040 | MAISCH UltraSep ES 100 RP1 4µm packed by BISCHOFF | C1 | 30 | 3 | 4 | 100 | L16 | no | HPLC Column | SS | 30 x 3,0 mm
Ultrasep | 0304E010US040 | MAISCH UltraSep ES 100 RP1 4µm packed by BISCHOFF | C1 | 30 | 4 | 4 | 100 | L16 | no | HPLC Column | SS | 30 x 4,0 mm
Ultrasep | 0346E010US040 | MAISCH UltraSep ES 100 RP1 4µm packed by BISCHOFF | C1 | 30 | 4.6 | 4 | 100 | L16 | no | HPLC Column | SS | 30 x 4,6 mm
Ultrasep | 0402E010US040 | MAISCH UltraSep ES 100 RP1 4µm packed by BISCHOFF | C1 | 33 | 2 | 4 | 100 | L16 | no | HPLC Column | SS | 33 x 2,0 mm
Ultrasep | 0403E010US040 | MAISCH UltraSep ES 100 RP1 4µm packed by BISCHOFF | C1 | 33 | 3 | 4 | 100 | L16 | no | HPLC Column | SS | 33 x 3,0 mm
Ultrasep | 0404E010US040 | MAISCH UltraSep ES 100 RP1 4µm packed by BISCHOFF | C1 | 33 | 4 | 4 | 100 | L16 | no | HPLC Column | SS | 33 x 4,0 mm
Ultrasep | 0446E010US040 | MAISCH UltraSep ES 100 RP1 4µm packed by BISCHOFF | C1 | 33 | 4.6 | 4 | 100 | L16 | no | HPLC Column | SS | 33 x 4,6 mm
Ultrasep | A402E010US040 | MAISCH UltraSep ES 100 RP1 4µm packed by BISCHOFF | C1 | 40 | 2 | 4 | 100 | L16 | no | HPLC Column | SS | 40 x 2,0 mm
Ultrasep | A403E010US040 | MAISCH UltraSep ES 100 RP1 4µm packed by BISCHOFF | C1 | 40 | 3 | 4 | 100 | L16 | no | HPLC Column | SS | 40 x 3,0 mm
Ultrasep | A404E010US040 | MAISCH UltraSep ES 100 RP1 4µm packed by BISCHOFF | C1 | 40 | 4 | 4 | 100 | L16 | no | HPLC Column | SS | 40 x 4,0 mm
Ultrasep | A446E010US040 | MAISCH UltraSep ES 100 RP1 4µm packed by BISCHOFF | C1 | 40 | 4.6 | 4 | 100 | L16 | no | HPLC Column | SS | 40 x 4,6 mm
Ultrasep | 0502E010US040 | MAISCH UltraSep ES 100 RP1 4µm packed by BISCHOFF | C1 | 50 | 2 | 4 | 100 | L16 | no | HPLC Column | SS | 50 x 2,0 mm
Ultrasep | 0503E010US040 | MAISCH UltraSep ES 100 RP1 4µm packed by BISCHOFF | C1 | 50 | 3 | 4 | 100 | L16 | no | HPLC Column | SS | 50 x 3,0 mm
Ultrasep | 0504E010US040 | MAISCH UltraSep ES 100 RP1 4µm packed by BISCHOFF | C1 | 50 | 4 | 4 | 100 | L16 | no | HPLC Column | SS | 50 x 4,0 mm
Ultrasep | 0546E010US040 | MAISCH UltraSep ES 100 RP1 4µm packed by BISCHOFF | C1 | 50 | 4.6 | 4 | 100 | L16 | no | HPLC Column | SS | 50 x 4,6 mm
Ultrasep | 0602E010US040 | MAISCH UltraSep ES 100 RP1 4µm packed by BISCHOFF | C1 | 53 | 2 | 4 | 100 | L16 | no | HPLC Column | SS | 53 x 2,0 mm
Ultrasep | 0603E010US040 | MAISCH UltraSep ES 100 RP1 4µm packed by BISCHOFF | C1 | 53 | 3 | 4 | 100 | L16 | no | HPLC Column | SS | 53 x 3,0 mm
Ultrasep | 0604E010US040 | MAISCH UltraSep ES 100 RP1 4µm packed by BISCHOFF | C1 | 53 | 4 | 4 | 100 | L16 | no | HPLC Column | SS | 53 x 4,0 mm
Ultrasep | 0646E010US040 | MAISCH UltraSep ES 100 RP1 4µm packed by BISCHOFF | C1 | 53 | 4.6 | 4 | 100 | L16 | no | HPLC Column | SS | 53 x 4,6 mm
Ultrasep | A602E010US040 | MAISCH UltraSep ES 100 RP1 4µm packed by BISCHOFF | C1 | 60 | 2 | 4 | 100 | L16 | no | HPLC Column | SS | 60 x 2,0 mm
Ultrasep | A603E010US040 | MAISCH UltraSep ES 100 RP1 4µm packed by BISCHOFF | C1 | 60 | 3 | 4 | 100 | L16 | no | HPLC Column | SS | 60 x 3,0 mm
Ultrasep | A604E010US040 | MAISCH UltraSep ES 100 RP1 4µm packed by BISCHOFF | C1 | 60 | 4 | 4 | 100 | L16 | no | HPLC Column | SS | 60 x 4,0 mm
Ultrasep | A646E010US040 | MAISCH UltraSep ES 100 RP1 4µm packed by BISCHOFF | C1 | 60 | 4.6 | 4 | 100 | L16 | no | HPLC Column | SS | 60 x 4,6 mm
Ultrasep | 0702E010US040 | MAISCH UltraSep ES 100 RP1 4µm packed by BISCHOFF | C1 | 75 | 2 | 4 | 100 | L16 | no | HPLC Column | SS | 75 x 2,0 mm
Ultrasep | 0703E010US040 | MAISCH UltraSep ES 100 RP1 4µm packed by BISCHOFF | C1 | 75 | 3 | 4 | 100 | L16 | no | HPLC Column | SS | 75 x 3,0 mm
Ultrasep | 0704E010US040 | MAISCH UltraSep ES 100 RP1 4µm packed by BISCHOFF | C1 | 75 | 4 | 4 | 100 | L16 | no | HPLC Column | SS | 75 x 4,0 mm
Ultrasep | 0746E010US040 | MAISCH UltraSep ES 100 RP1 4µm packed by BISCHOFF | C1 | 75 | 4.6 | 4 | 100 | L16 | no | HPLC Column | SS | 75 x 4,6 mm
Ultrasep | 1002E010US040 | MAISCH UltraSep ES 100 RP1 4µm packed by BISCHOFF | C1 | 100 | 2 | 4 | 100 | L16 | no | HPLC Column | SS | 100 x 2,0 mm
Ultrasep | 1003E010US040 | MAISCH UltraSep ES 100 RP1 4µm packed by BISCHOFF | C1 | 100 | 3 | 4 | 100 | L16 | no | HPLC Column | SS | 100 x 3,0 mm
Ultrasep | 1004E010US040 | MAISCH UltraSep ES 100 RP1 4µm packed by BISCHOFF | C1 | 100 | 4 | 4 | 100 | L16 | no | HPLC Column | SS | 100 x 4,0 mm
Ultrasep | 1046E010US040 | MAISCH UltraSep ES 100 RP1 4µm packed by BISCHOFF | C1 | 100 | 4.6 | 4 | 100 | L16 | no | HPLC Column | SS | 100 x 4,6 mm
Ultrasep | 1202E010US040 | MAISCH UltraSep ES 100 RP1 4µm packed by BISCHOFF | C1 | 125 | 2 | 4 | 100 | L16 | no | HPLC Column | SS | 125 x 2,0 mm
Ultrasep | 1203E010US040 | MAISCH UltraSep ES 100 RP1 4µm packed by BISCHOFF | C1 | 125 | 3 | 4 | 100 | L16 | no | HPLC Column | SS | 125 x 3,0 mm
Ultrasep | 1204E010US040 | MAISCH UltraSep ES 100 RP1 4µm packed by BISCHOFF | C1 | 125 | 4 | 4 | 100 | L16 | no | HPLC Column | SS | 125 x 4,0 mm
Ultrasep | 1246E010US040 | MAISCH UltraSep ES 100 RP1 4µm packed by BISCHOFF | C1 | 125 | 4.6 | 4 | 100 | L16 | no | HPLC Column | SS | 125 x 4,6 mm
Ultrasep | 1502E010US040 | MAISCH UltraSep ES 100 RP1 4µm packed by BISCHOFF | C1 | 150 | 2 | 4 | 100 | L16 | no | HPLC Column | SS | 150 x 2,0 mm
Ultrasep | 1503E010US040 | MAISCH UltraSep ES 100 RP1 4µm packed by BISCHOFF | C1 | 150 | 3 | 4 | 100 | L16 | no | HPLC Column | SS | 150 x 3,0 mm
Ultrasep | 1504E010US040 | MAISCH UltraSep ES 100 RP1 4µm packed by BISCHOFF | C1 | 150 | 4 | 4 | 100 | L16 | no | HPLC Column | SS | 150 x 4,0 mm
Ultrasep | 1546E010US040 | MAISCH UltraSep ES 100 RP1 4µm packed by BISCHOFF | C1 | 150 | 4.6 | 4 | 100 | L16 | no | HPLC Column | SS | 150 x 4,6 mm
Ultrasep | 2002E010US040 | MAISCH UltraSep ES 100 RP1 4µm packed by BISCHOFF | C1 | 200 | 2 | 4 | 100 | L16 | no | HPLC Column | SS | 200 x 2,0 mm
Ultrasep | 2003E010US040 | MAISCH UltraSep ES 100 RP1 4µm packed by BISCHOFF | C1 | 200 | 3 | 4 | 100 | L16 | no | HPLC Column | SS | 200 x 3,0 mm
Ultrasep | 2004E010US040 | MAISCH UltraSep ES 100 RP1 4µm packed by BISCHOFF | C1 | 200 | 4 | 4 | 100 | L16 | no | HPLC Column | SS | 200 x 4,0 mm
Ultrasep | 2046E010US040 | MAISCH UltraSep ES 100 RP1 4µm packed by BISCHOFF | C1 | 200 | 4.6 | 4 | 100 | L16 | no | HPLC Column | SS | 200 x 4,6 mm
Ultrasep | 2502E010US040 | MAISCH UltraSep ES 100 RP1 4µm packed by BISCHOFF | C1 | 250 | 2 | 4 | 100 | L16 | no | HPLC Column | SS | 250 x 2,0 mm
Ultrasep | 2503E010US040 | MAISCH UltraSep ES 100 RP1 4µm packed by BISCHOFF | C1 | 250 | 3 | 4 | 100 | L16 | no | HPLC Column | SS | 250 x 3,0 mm
Ultrasep | 2504E010US040 | MAISCH UltraSep ES 100 RP1 4µm packed by BISCHOFF | C1 | 250 | 4 | 4 | 100 | L16 | no | HPLC Column | SS | 250 x 4,0 mm
Ultrasep | 2546E010US040 | MAISCH UltraSep ES 100 RP1 4µm packed by BISCHOFF | C1 | 250 | 4.6 | 4 | 100 | L16 | no | HPLC Column | SS | 250 x 4,6 mm
Ultrasep | 3002E010US040 | MAISCH UltraSep ES 100 RP1 4µm packed by BISCHOFF | C1 | 300 | 2 | 4 | 100 | L16 | no | HPLC Column | SS | 300 x 2,0 mm
Ultrasep | 3003E010US040 | MAISCH UltraSep ES 100 RP1 4µm packed by BISCHOFF | C1 | 300 | 3 | 4 | 100 | L16 | no | HPLC Column | SS | 300 x 3,0 mm
Ultrasep | 3004E010US040 | MAISCH UltraSep ES 100 RP1 4µm packed by BISCHOFF | C1 | 300 | 4 | 4 | 100 | L16 | no | HPLC Column | SS | 300 x 4,0 mm
Ultrasep | 3046E010US040 | MAISCH UltraSep ES 100 RP1 4µm packed by BISCHOFF | C1 | 300 | 4.6 | 4 | 100 | L16 | no | HPLC Column | SS | 300 x 4,6 mm
Ultrasep | 01P4E010US040 | MAISCH UltraSep ES 100 RP1 4µm packed by BISCHOFF | C1 | 14 | 4 | 4 | 100 | L16 | no | HPLC Column | PEEK | 14 x 4,0 mm
Ultrasep | A2P4E010US040 | MAISCH UltraSep ES 100 RP1 4µm packed by BISCHOFF | C1 | 20 | 4 | 4 | 100 | L16 | no | HPLC Column | PEEK | 20 x 4,0 mm
Ultrasep | 02P4E010US040 | MAISCH UltraSep ES 100 RP1 4µm packed by BISCHOFF | C1 | 25 | 4 | 4 | 100 | L16 | no | HPLC Column | PEEK | 25 x 4,0 mm
Ultrasep | 03P4E010US040 | MAISCH UltraSep ES 100 RP1 4µm packed by BISCHOFF | C1 | 30 | 4 | 4 | 100 | L16 | no | HPLC Column | PEEK | 30 x 4,0 mm
Ultrasep | 04P4E010US040 | MAISCH UltraSep ES 100 RP1 4µm packed by BISCHOFF | C1 | 33 | 4 | 4 | 100 | L16 | no | HPLC Column | PEEK | 33 x 4,0 mm
Ultrasep | A4P4E010US040 | MAISCH UltraSep ES 100 RP1 4µm packed by BISCHOFF | C1 | 40 | 4 | 4 | 100 | L16 | no | HPLC Column | PEEK | 40 x 4,0 mm
Ultrasep | 05P4E010US040 | MAISCH UltraSep ES 100 RP1 4µm packed by BISCHOFF | C1 | 50 | 4 | 4 | 100 | L16 | no | HPLC Column | PEEK | 50 x 4,0 mm
Ultrasep | 06P4E010US040 | MAISCH UltraSep ES 100 RP1 4µm packed by BISCHOFF | C1 | 53 | 4 | 4 | 100 | L16 | no | HPLC Column | PEEK | 53 x 4,0 mm
Ultrasep | A6P4E010US040 | MAISCH UltraSep ES 100 RP1 4µm packed by BISCHOFF | C1 | 60 | 4 | 4 | 100 | L16 | no | HPLC Column | PEEK | 60 x 4,0 mm
Ultrasep | 07P4E010US040 | MAISCH UltraSep ES 100 RP1 4µm packed by BISCHOFF | C1 | 75 | 4 | 4 | 100 | L16 | no | HPLC Column | PEEK | 75 x 4,0 mm
Ultrasep | 10P4E010US040 | MAISCH UltraSep ES 100 RP1 4µm packed by BISCHOFF | C1 | 100 | 4 | 4 | 100 | L16 | no | HPLC Column | PEEK | 100 x 4,0 mm
Ultrasep | 12P4E010US040 | MAISCH UltraSep ES 100 RP1 4µm packed by BISCHOFF | C1 | 125 | 4 | 4 | 100 | L16 | no | HPLC Column | PEEK | 125 x 4,0 mm
Ultrasep | 15P4E010US040 | MAISCH UltraSep ES 100 RP1 4µm packed by BISCHOFF | C1 | 150 | 4 | 4 | 100 | L16 | no | HPLC Column | PEEK | 150 x 4,0 mm
Ultrasep | 20P4E010US040 | MAISCH UltraSep ES 100 RP1 4µm packed by BISCHOFF | C1 | 200 | 4 | 4 | 100 | L16 | no | HPLC Column | PEEK | 200 x 4,0 mm
Ultrasep | 25P4E010US040 | MAISCH UltraSep ES 100 RP1 4µm packed by BISCHOFF | C1 | 250 | 4 | 4 | 100 | L16 | no | HPLC Column | PEEK | 250 x 4,0 mm
Ultrasep | 30P4E010US040 | MAISCH UltraSep ES 100 RP1 4µm packed by BISCHOFF | C1 | 300 | 4 | 4 | 100 | L16 | no | HPLC Column | PEEK | 300 x 4,0 mm
Ultrasep | 6305E010US040 | MAISCH UltraSep ES 100 RP1 4µm packed by BISCHOFF | C1 | 5 | 4 | 4 | 100 | L16 | no | Cartridges (5 pcs.) | SS | 5 x 4,0 mm
Ultrasep | 6301E010US040 | MAISCH UltraSep ES 100 RP1 4µm packed by BISCHOFF | C1 | 10 | 4 | 4 | 100 | L16 | no | Cartridges (5 pcs.) | SS | 10 x 4,0 mm
Ultrasep | 6302E010US040 | MAISCH UltraSep ES 100 RP1 4µm packed by BISCHOFF | C1 | 20 | 4 | 4 | 100 | L16 | no | Cartridges (5 pcs.) | SS | 20 x 4,0 mm
Ultrasep | 63P1E010US040 | MAISCH UltraSep ES 100 RP1 4µm packed by BISCHOFF | C1 | 10 | 4 | 4 | 100 | L16 | no | Cartridges (5 pcs.) | PEEK | 10 x 4,0 mm
Ultrasep | 63P2E010US040 | MAISCH UltraSep ES 100 RP1 4µm packed by BISCHOFF | C1 | 20 | 4 | 4 | 100 | L16 | no | Cartridges (5 pcs.) | PEEK | 20 x 4,0 mm
Ultrasep | 6335E010US040 | MAISCH UltraSep ES 100 RP1 4µm packed by BISCHOFF | C1 | 5 | 3 | 4 | 100 | L16 | no | Cartridges (5 pcs.) | SS | 5 x 3,0 mm
Ultrasep | 6331E010US040 | MAISCH UltraSep ES 100 RP1 4µm packed by BISCHOFF | C1 | 10 | 3 | 4 | 100 | L16 | no | Cartridges (5 pcs.) | SS | 10 x 3,0 mm
Ultrasep | 6332E010US040 | MAISCH UltraSep ES 100 RP1 4µm packed by BISCHOFF | C1 | 20 | 3 | 4 | 100 | L16 | no | Cartridges (5 pcs.) | SS | 20 x 3,0 mm
Ultrasep | 6325E010US040 | MAISCH UltraSep ES 100 RP1 4µm packed by BISCHOFF | C1 | 5 | 2 | 4 | 100 | L16 | no | Cartridges (5 pcs.) | SS | 5 x 2,0 mm
Ultrasep | 6321E010US040 | MAISCH UltraSep ES 100 RP1 4µm packed by BISCHOFF | C1 | 10 | 2 | 4 | 100 | L16 | no | Cartridges (5 pcs.) | SS | 10 x 2,0 mm
Ultrasep | 6322E010US040 | MAISCH UltraSep ES 100 RP1 4µm packed by BISCHOFF | C1 | 20 | 2 | 4 | 100 | L16 | no | Cartridges (5 pcs.) | SS | 20 x 2,0 mm
Ultrasep | 0102E010US060 | MAISCH UltraSep ES 100 RP1 6µm packed by BISCHOFF | C1 | 14 | 2 | 6 | 100 | L16 | no | HPLC Column | SS | 14 x 2,0 mm
Ultrasep | 0103E010US060 | MAISCH UltraSep ES 100 RP1 6µm packed by BISCHOFF | C1 | 14 | 3 | 6 | 100 | L16 | no | HPLC Column | SS | 14 x 3,0 mm
Ultrasep | 0104E010US060 | MAISCH UltraSep ES 100 RP1 6µm packed by BISCHOFF | C1 | 14 | 4 | 6 | 100 | L16 | no | HPLC Column | SS | 14 x 4,0 mm
Ultrasep | 0146E010US060 | MAISCH UltraSep ES 100 RP1 6µm packed by BISCHOFF | C1 | 14 | 4.6 | 6 | 100 | L16 | no | HPLC Column | SS | 14 x 4,6 mm
Ultrasep | A202E010US060 | MAISCH UltraSep ES 100 RP1 6µm packed by BISCHOFF | C1 | 20 | 2 | 6 | 100 | L16 | no | HPLC Column | SS | 20 x 2,0 mm
Ultrasep | A203E010US060 | MAISCH UltraSep ES 100 RP1 6µm packed by BISCHOFF | C1 | 20 | 3 | 6 | 100 | L16 | no | HPLC Column | SS | 20 x 3,0 mm
Ultrasep | A204E010US060 | MAISCH UltraSep ES 100 RP1 6µm packed by BISCHOFF | C1 | 20 | 4 | 6 | 100 | L16 | no | HPLC Column | SS | 20 x 4,0 mm
Ultrasep | A246E010US060 | MAISCH UltraSep ES 100 RP1 6µm packed by BISCHOFF | C1 | 20 | 4.6 | 6 | 100 | L16 | no | HPLC Column | SS | 20 x 4,6 mm
Ultrasep | 0202E010US060 | MAISCH UltraSep ES 100 RP1 6µm packed by BISCHOFF | C1 | 25 | 2 | 6 | 100 | L16 | no | HPLC Column | SS | 25 x 2,0 mm
Ultrasep | 0203E010US060 | MAISCH UltraSep ES 100 RP1 6µm packed by BISCHOFF | C1 | 25 | 3 | 6 | 100 | L16 | no | HPLC Column | SS | 25 x 3,0 mm
Ultrasep | 0204E010US060 | MAISCH UltraSep ES 100 RP1 6µm packed by BISCHOFF | C1 | 25 | 4 | 6 | 100 | L16 | no | HPLC Column | SS | 25 x 4,0 mm
Ultrasep | 0246E010US060 | MAISCH UltraSep ES 100 RP1 6µm packed by BISCHOFF | C1 | 25 | 4.6 | 6 | 100 | L16 | no | HPLC Column | SS | 25 x 4,6 mm
Ultrasep | 0302E010US060 | MAISCH UltraSep ES 100 RP1 6µm packed by BISCHOFF | C1 | 30 | 2 | 6 | 100 | L16 | no | HPLC Column | SS | 30 x 2,0 mm
Ultrasep | 0303E010US060 | MAISCH UltraSep ES 100 RP1 6µm packed by BISCHOFF | C1 | 30 | 3 | 6 | 100 | L16 | no | HPLC Column | SS | 30 x 3,0 mm
Ultrasep | 0304E010US060 | MAISCH UltraSep ES 100 RP1 6µm packed by BISCHOFF | C1 | 30 | 4 | 6 | 100 | L16 | no | HPLC Column | SS | 30 x 4,0 mm
Ultrasep | 0346E010US060 | MAISCH UltraSep ES 100 RP1 6µm packed by BISCHOFF | C1 | 30 | 4.6 | 6 | 100 | L16 | no | HPLC Column | SS | 30 x 4,6 mm
Ultrasep | 0402E010US060 | MAISCH UltraSep ES 100 RP1 6µm packed by BISCHOFF | C1 | 33 | 2 | 6 | 100 | L16 | no | HPLC Column | SS | 33 x 2,0 mm
Ultrasep | 0403E010US060 | MAISCH UltraSep ES 100 RP1 6µm packed by BISCHOFF | C1 | 33 | 3 | 6 | 100 | L16 | no | HPLC Column | SS | 33 x 3,0 mm
Ultrasep | 0404E010US060 | MAISCH UltraSep ES 100 RP1 6µm packed by BISCHOFF | C1 | 33 | 4 | 6 | 100 | L16 | no | HPLC Column | SS | 33 x 4,0 mm
Ultrasep | 0446E010US060 | MAISCH UltraSep ES 100 RP1 6µm packed by BISCHOFF | C1 | 33 | 4.6 | 6 | 100 | L16 | no | HPLC Column | SS | 33 x 4,6 mm
Ultrasep | A402E010US060 | MAISCH UltraSep ES 100 RP1 6µm packed by BISCHOFF | C1 | 40 | 2 | 6 | 100 | L16 | no | HPLC Column | SS | 40 x 2,0 mm
Ultrasep | A403E010US060 | MAISCH UltraSep ES 100 RP1 6µm packed by BISCHOFF | C1 | 40 | 3 | 6 | 100 | L16 | no | HPLC Column | SS | 40 x 3,0 mm
Ultrasep | A404E010US060 | MAISCH UltraSep ES 100 RP1 6µm packed by BISCHOFF | C1 | 40 | 4 | 6 | 100 | L16 | no | HPLC Column | SS | 40 x 4,0 mm
Ultrasep | A446E010US060 | MAISCH UltraSep ES 100 RP1 6µm packed by BISCHOFF | C1 | 40 | 4.6 | 6 | 100 | L16 | no | HPLC Column | SS | 40 x 4,6 mm
Ultrasep | 0502E010US060 | MAISCH UltraSep ES 100 RP1 6µm packed by BISCHOFF | C1 | 50 | 2 | 6 | 100 | L16 | no | HPLC Column | SS | 50 x 2,0 mm
Ultrasep | 0503E010US060 | MAISCH UltraSep ES 100 RP1 6µm packed by BISCHOFF | C1 | 50 | 3 | 6 | 100 | L16 | no | HPLC Column | SS | 50 x 3,0 mm
Ultrasep | 0504E010US060 | MAISCH UltraSep ES 100 RP1 6µm packed by BISCHOFF | C1 | 50 | 4 | 6 | 100 | L16 | no | HPLC Column | SS | 50 x 4,0 mm
Ultrasep | 0546E010US060 | MAISCH UltraSep ES 100 RP1 6µm packed by BISCHOFF | C1 | 50 | 4.6 | 6 | 100 | L16 | no | HPLC Column | SS | 50 x 4,6 mm
Ultrasep | 0602E010US060 | MAISCH UltraSep ES 100 RP1 6µm packed by BISCHOFF | C1 | 53 | 2 | 6 | 100 | L16 | no | HPLC Column | SS | 53 x 2,0 mm
Ultrasep | 0603E010US060 | MAISCH UltraSep ES 100 RP1 6µm packed by BISCHOFF | C1 | 53 | 3 | 6 | 100 | L16 | no | HPLC Column | SS | 53 x 3,0 mm
Ultrasep | 0604E010US060 | MAISCH UltraSep ES 100 RP1 6µm packed by BISCHOFF | C1 | 53 | 4 | 6 | 100 | L16 | no | HPLC Column | SS | 53 x 4,0 mm
Ultrasep | 0646E010US060 | MAISCH UltraSep ES 100 RP1 6µm packed by BISCHOFF | C1 | 53 | 4.6 | 6 | 100 | L16 | no | HPLC Column | SS | 53 x 4,6 mm
Ultrasep | A602E010US060 | MAISCH UltraSep ES 100 RP1 6µm packed by BISCHOFF | C1 | 60 | 2 | 6 | 100 | L16 | no | HPLC Column | SS | 60 x 2,0 mm
Ultrasep | A603E010US060 | MAISCH UltraSep ES 100 RP1 6µm packed by BISCHOFF | C1 | 60 | 3 | 6 | 100 | L16 | no | HPLC Column | SS | 60 x 3,0 mm
Ultrasep | A604E010US060 | MAISCH UltraSep ES 100 RP1 6µm packed by BISCHOFF | C1 | 60 | 4 | 6 | 100 | L16 | no | HPLC Column | SS | 60 x 4,0 mm
Ultrasep | A646E010US060 | MAISCH UltraSep ES 100 RP1 6µm packed by BISCHOFF | C1 | 60 | 4.6 | 6 | 100 | L16 | no | HPLC Column | SS | 60 x 4,6 mm
Ultrasep | 0702E010US060 | MAISCH UltraSep ES 100 RP1 6µm packed by BISCHOFF | C1 | 75 | 2 | 6 | 100 | L16 | no | HPLC Column | SS | 75 x 2,0 mm
Ultrasep | 0703E010US060 | MAISCH UltraSep ES 100 RP1 6µm packed by BISCHOFF | C1 | 75 | 3 | 6 | 100 | L16 | no | HPLC Column | SS | 75 x 3,0 mm
Ultrasep | 0704E010US060 | MAISCH UltraSep ES 100 RP1 6µm packed by BISCHOFF | C1 | 75 | 4 | 6 | 100 | L16 | no | HPLC Column | SS | 75 x 4,0 mm
Ultrasep | 0746E010US060 | MAISCH UltraSep ES 100 RP1 6µm packed by BISCHOFF | C1 | 75 | 4.6 | 6 | 100 | L16 | no | HPLC Column | SS | 75 x 4,6 mm
Ultrasep | 1002E010US060 | MAISCH UltraSep ES 100 RP1 6µm packed by BISCHOFF | C1 | 100 | 2 | 6 | 100 | L16 | no | HPLC Column | SS | 100 x 2,0 mm
Ultrasep | 1003E010US060 | MAISCH UltraSep ES 100 RP1 6µm packed by BISCHOFF | C1 | 100 | 3 | 6 | 100 | L16 | no | HPLC Column | SS | 100 x 3,0 mm
Ultrasep | 1004E010US060 | MAISCH UltraSep ES 100 RP1 6µm packed by BISCHOFF | C1 | 100 | 4 | 6 | 100 | L16 | no | HPLC Column | SS | 100 x 4,0 mm
Ultrasep | 1046E010US060 | MAISCH UltraSep ES 100 RP1 6µm packed by BISCHOFF | C1 | 100 | 4.6 | 6 | 100 | L16 | no | HPLC Column | SS | 100 x 4,6 mm
Ultrasep | 1202E010US060 | MAISCH UltraSep ES 100 RP1 6µm packed by BISCHOFF | C1 | 125 | 2 | 6 | 100 | L16 | no | HPLC Column | SS | 125 x 2,0 mm
Ultrasep | 1203E010US060 | MAISCH UltraSep ES 100 RP1 6µm packed by BISCHOFF | C1 | 125 | 3 | 6 | 100 | L16 | no | HPLC Column | SS | 125 x 3,0 mm
Ultrasep | 1204E010US060 | MAISCH UltraSep ES 100 RP1 6µm packed by BISCHOFF | C1 | 125 | 4 | 6 | 100 | L16 | no | HPLC Column | SS | 125 x 4,0 mm
Ultrasep | 1246E010US060 | MAISCH UltraSep ES 100 RP1 6µm packed by BISCHOFF | C1 | 125 | 4.6 | 6 | 100 | L16 | no | HPLC Column | SS | 125 x 4,6 mm
Ultrasep | 1502E010US060 | MAISCH UltraSep ES 100 RP1 6µm packed by BISCHOFF | C1 | 150 | 2 | 6 | 100 | L16 | no | HPLC Column | SS | 150 x 2,0 mm
Ultrasep | 1503E010US060 | MAISCH UltraSep ES 100 RP1 6µm packed by BISCHOFF | C1 | 150 | 3 | 6 | 100 | L16 | no | HPLC Column | SS | 150 x 3,0 mm
Ultrasep | 1504E010US060 | MAISCH UltraSep ES 100 RP1 6µm packed by BISCHOFF | C1 | 150 | 4 | 6 | 100 | L16 | no | HPLC Column | SS | 150 x 4,0 mm
Ultrasep | 1546E010US060 | MAISCH UltraSep ES 100 RP1 6µm packed by BISCHOFF | C1 | 150 | 4.6 | 6 | 100 | L16 | no | HPLC Column | SS | 150 x 4,6 mm
Ultrasep | 2002E010US060 | MAISCH UltraSep ES 100 RP1 6µm packed by BISCHOFF | C1 | 200 | 2 | 6 | 100 | L16 | no | HPLC Column | SS | 200 x 2,0 mm
Ultrasep | 2003E010US060 | MAISCH UltraSep ES 100 RP1 6µm packed by BISCHOFF | C1 | 200 | 3 | 6 | 100 | L16 | no | HPLC Column | SS | 200 x 3,0 mm
Ultrasep | 2004E010US060 | MAISCH UltraSep ES 100 RP1 6µm packed by BISCHOFF | C1 | 200 | 4 | 6 | 100 | L16 | no | HPLC Column | SS | 200 x 4,0 mm
Ultrasep | 2046E010US060 | MAISCH UltraSep ES 100 RP1 6µm packed by BISCHOFF | C1 | 200 | 4.6 | 6 | 100 | L16 | no | HPLC Column | SS | 200 x 4,6 mm
Ultrasep | 2502E010US060 | MAISCH UltraSep ES 100 RP1 6µm packed by BISCHOFF | C1 | 250 | 2 | 6 | 100 | L16 | no | HPLC Column | SS | 250 x 2,0 mm
Ultrasep | 2503E010US060 | MAISCH UltraSep ES 100 RP1 6µm packed by BISCHOFF | C1 | 250 | 3 | 6 | 100 | L16 | no | HPLC Column | SS | 250 x 3,0 mm
Ultrasep | 2504E010US060 | MAISCH UltraSep ES 100 RP1 6µm packed by BISCHOFF | C1 | 250 | 4 | 6 | 100 | L16 | no | HPLC Column | SS | 250 x 4,0 mm
Ultrasep | 2546E010US060 | MAISCH UltraSep ES 100 RP1 6µm packed by BISCHOFF | C1 | 250 | 4.6 | 6 | 100 | L16 | no | HPLC Column | SS | 250 x 4,6 mm
Ultrasep | 3002E010US060 | MAISCH UltraSep ES 100 RP1 6µm packed by BISCHOFF | C1 | 300 | 2 | 6 | 100 | L16 | no | HPLC Column | SS | 300 x 2,0 mm
Ultrasep | 3003E010US060 | MAISCH UltraSep ES 100 RP1 6µm packed by BISCHOFF | C1 | 300 | 3 | 6 | 100 | L16 | no | HPLC Column | SS | 300 x 3,0 mm
Ultrasep | 3004E010US060 | MAISCH UltraSep ES 100 RP1 6µm packed by BISCHOFF | C1 | 300 | 4 | 6 | 100 | L16 | no | HPLC Column | SS | 300 x 4,0 mm
Ultrasep | 3046E010US060 | MAISCH UltraSep ES 100 RP1 6µm packed by BISCHOFF | C1 | 300 | 4.6 | 6 | 100 | L16 | no | HPLC Column | SS | 300 x 4,6 mm
Ultrasep | 01P4E010US060 | MAISCH UltraSep ES 100 RP1 6µm packed by BISCHOFF | C1 | 14 | 4 | 6 | 100 | L16 | no | HPLC Column | PEEK | 14 x 4,0 mm
Ultrasep | A2P4E010US060 | MAISCH UltraSep ES 100 RP1 6µm packed by BISCHOFF | C1 | 20 | 4 | 6 | 100 | L16 | no | HPLC Column | PEEK | 20 x 4,0 mm
Ultrasep | 02P4E010US060 | MAISCH UltraSep ES 100 RP1 6µm packed by BISCHOFF | C1 | 25 | 4 | 6 | 100 | L16 | no | HPLC Column | PEEK | 25 x 4,0 mm
Ultrasep | 03P4E010US060 | MAISCH UltraSep ES 100 RP1 6µm packed by BISCHOFF | C1 | 30 | 4 | 6 | 100 | L16 | no | HPLC Column | PEEK | 30 x 4,0 mm
Ultrasep | 04P4E010US060 | MAISCH UltraSep ES 100 RP1 6µm packed by BISCHOFF | C1 | 33 | 4 | 6 | 100 | L16 | no | HPLC Column | PEEK | 33 x 4,0 mm
Ultrasep | A4P4E010US060 | MAISCH UltraSep ES 100 RP1 6µm packed by BISCHOFF | C1 | 40 | 4 | 6 | 100 | L16 | no | HPLC Column | PEEK | 40 x 4,0 mm
Ultrasep | 05P4E010US060 | MAISCH UltraSep ES 100 RP1 6µm packed by BISCHOFF | C1 | 50 | 4 | 6 | 100 | L16 | no | HPLC Column | PEEK | 50 x 4,0 mm
Ultrasep | 06P4E010US060 | MAISCH UltraSep ES 100 RP1 6µm packed by BISCHOFF | C1 | 53 | 4 | 6 | 100 | L16 | no | HPLC Column | PEEK | 53 x 4,0 mm
Ultrasep | A6P4E010US060 | MAISCH UltraSep ES 100 RP1 6µm packed by BISCHOFF | C1 | 60 | 4 | 6 | 100 | L16 | no | HPLC Column | PEEK | 60 x 4,0 mm
Ultrasep | 07P4E010US060 | MAISCH UltraSep ES 100 RP1 6µm packed by BISCHOFF | C1 | 75 | 4 | 6 | 100 | L16 | no | HPLC Column | PEEK | 75 x 4,0 mm
Ultrasep | 10P4E010US060 | MAISCH UltraSep ES 100 RP1 6µm packed by BISCHOFF | C1 | 100 | 4 | 6 | 100 | L16 | no | HPLC Column | PEEK | 100 x 4,0 mm
Ultrasep | 12P4E010US060 | MAISCH UltraSep ES 100 RP1 6µm packed by BISCHOFF | C1 | 125 | 4 | 6 | 100 | L16 | no | HPLC Column | PEEK | 125 x 4,0 mm
Ultrasep | 15P4E010US060 | MAISCH UltraSep ES 100 RP1 6µm packed by BISCHOFF | C1 | 150 | 4 | 6 | 100 | L16 | no | HPLC Column | PEEK | 150 x 4,0 mm
Ultrasep | 20P4E010US060 | MAISCH UltraSep ES 100 RP1 6µm packed by BISCHOFF | C1 | 200 | 4 | 6 | 100 | L16 | no | HPLC Column | PEEK | 200 x 4,0 mm
Ultrasep | 25P4E010US060 | MAISCH UltraSep ES 100 RP1 6µm packed by BISCHOFF | C1 | 250 | 4 | 6 | 100 | L16 | no | HPLC Column | PEEK | 250 x 4,0 mm
Ultrasep | 30P4E010US060 | MAISCH UltraSep ES 100 RP1 6µm packed by BISCHOFF | C1 | 300 | 4 | 6 | 100 | L16 | no | HPLC Column | PEEK | 300 x 4,0 mm
Ultrasep | 6305E010US060 | MAISCH UltraSep ES 100 RP1 6µm packed by BISCHOFF | C1 | 5 | 4 | 6 | 100 | L16 | no | Cartridges (5 pcs.) | SS | 5 x 4,0 mm
Ultrasep | 6301E010US060 | MAISCH UltraSep ES 100 RP1 6µm packed by BISCHOFF | C1 | 10 | 4 | 6 | 100 | L16 | no | Cartridges (5 pcs.) | SS | 10 x 4,0 mm
Ultrasep | 6302E010US060 | MAISCH UltraSep ES 100 RP1 6µm packed by BISCHOFF | C1 | 20 | 4 | 6 | 100 | L16 | no | Cartridges (5 pcs.) | SS | 20 x 4,0 mm
Ultrasep | 63P1E010US060 | MAISCH UltraSep ES 100 RP1 6µm packed by BISCHOFF | C1 | 10 | 4 | 6 | 100 | L16 | no | Cartridges (5 pcs.) | PEEK | 10 x 4,0 mm
Ultrasep | 63P2E010US060 | MAISCH UltraSep ES 100 RP1 6µm packed by BISCHOFF | C1 | 20 | 4 | 6 | 100 | L16 | no | Cartridges (5 pcs.) | PEEK | 20 x 4,0 mm
Ultrasep | 6335E010US060 | MAISCH UltraSep ES 100 RP1 6µm packed by BISCHOFF | C1 | 5 | 3 | 6 | 100 | L16 | no | Cartridges (5 pcs.) | SS | 5 x 3,0 mm
Ultrasep | 6331E010US060 | MAISCH UltraSep ES 100 RP1 6µm packed by BISCHOFF | C1 | 10 | 3 | 6 | 100 | L16 | no | Cartridges (5 pcs.) | SS | 10 x 3,0 mm
Ultrasep | 6332E010US060 | MAISCH UltraSep ES 100 RP1 6µm packed by BISCHOFF | C1 | 20 | 3 | 6 | 100 | L16 | no | Cartridges (5 pcs.) | SS | 20 x 3,0 mm
Ultrasep | 6325E010US060 | MAISCH UltraSep ES 100 RP1 6µm packed by BISCHOFF | C1 | 5 | 2 | 6 | 100 | L16 | no | Cartridges (5 pcs.) | SS | 5 x 2,0 mm
Ultrasep | 6321E010US060 | MAISCH UltraSep ES 100 RP1 6µm packed by BISCHOFF | C1 | 10 | 2 | 6 | 100 | L16 | no | Cartridges (5 pcs.) | SS | 10 x 2,0 mm
Ultrasep | 6322E010US060 | MAISCH UltraSep ES 100 RP1 6µm packed by BISCHOFF | C1 | 20 | 2 | 6 | 100 | L16 | no | Cartridges (5 pcs.) | SS | 20 x 2,0 mm
Ultrasep | 0102E200US040 | MAISCH UltraSep ES 100 CN 4µm packed by BISCHOFF | CN | 14 | 2 | 4 | 100 | L10 | no | HPLC Column | SS | 14 x 2,0 mm
Ultrasep | 0103E200US040 | MAISCH UltraSep ES 100 CN 4µm packed by BISCHOFF | CN | 14 | 3 | 4 | 100 | L10 | no | HPLC Column | SS | 14 x 3,0 mm
Ultrasep | 0104E200US040 | MAISCH UltraSep ES 100 CN 4µm packed by BISCHOFF | CN | 14 | 4 | 4 | 100 | L10 | no | HPLC Column | SS | 14 x 4,0 mm
Ultrasep | 0146E200US040 | MAISCH UltraSep ES 100 CN 4µm packed by BISCHOFF | CN | 14 | 4.6 | 4 | 100 | L10 | no | HPLC Column | SS | 14 x 4,6 mm
Ultrasep | A202E200US040 | MAISCH UltraSep ES 100 CN 4µm packed by BISCHOFF | CN | 20 | 2 | 4 | 100 | L10 | no | HPLC Column | SS | 20 x 2,0 mm
Ultrasep | A203E200US040 | MAISCH UltraSep ES 100 CN 4µm packed by BISCHOFF | CN | 20 | 3 | 4 | 100 | L10 | no | HPLC Column | SS | 20 x 3,0 mm
Ultrasep | A204E200US040 | MAISCH UltraSep ES 100 CN 4µm packed by BISCHOFF | CN | 20 | 4 | 4 | 100 | L10 | no | HPLC Column | SS | 20 x 4,0 mm
Ultrasep | A246E200US040 | MAISCH UltraSep ES 100 CN 4µm packed by BISCHOFF | CN | 20 | 4.6 | 4 | 100 | L10 | no | HPLC Column | SS | 20 x 4,6 mm
Ultrasep | 0202E200US040 | MAISCH UltraSep ES 100 CN 4µm packed by BISCHOFF | CN | 25 | 2 | 4 | 100 | L10 | no | HPLC Column | SS | 25 x 2,0 mm
Ultrasep | 0203E200US040 | MAISCH UltraSep ES 100 CN 4µm packed by BISCHOFF | CN | 25 | 3 | 4 | 100 | L10 | no | HPLC Column | SS | 25 x 3,0 mm
Ultrasep | 0204E200US040 | MAISCH UltraSep ES 100 CN 4µm packed by BISCHOFF | CN | 25 | 4 | 4 | 100 | L10 | no | HPLC Column | SS | 25 x 4,0 mm
Ultrasep | 0246E200US040 | MAISCH UltraSep ES 100 CN 4µm packed by BISCHOFF | CN | 25 | 4.6 | 4 | 100 | L10 | no | HPLC Column | SS | 25 x 4,6 mm
Ultrasep | 0302E200US040 | MAISCH UltraSep ES 100 CN 4µm packed by BISCHOFF | CN | 30 | 2 | 4 | 100 | L10 | no | HPLC Column | SS | 30 x 2,0 mm
Ultrasep | 0303E200US040 | MAISCH UltraSep ES 100 CN 4µm packed by BISCHOFF | CN | 30 | 3 | 4 | 100 | L10 | no | HPLC Column | SS | 30 x 3,0 mm
Ultrasep | 0304E200US040 | MAISCH UltraSep ES 100 CN 4µm packed by BISCHOFF | CN | 30 | 4 | 4 | 100 | L10 | no | HPLC Column | SS | 30 x 4,0 mm
Ultrasep | 0346E200US040 | MAISCH UltraSep ES 100 CN 4µm packed by BISCHOFF | CN | 30 | 4.6 | 4 | 100 | L10 | no | HPLC Column | SS | 30 x 4,6 mm
Ultrasep | 0402E200US040 | MAISCH UltraSep ES 100 CN 4µm packed by BISCHOFF | CN | 33 | 2 | 4 | 100 | L10 | no | HPLC Column | SS | 33 x 2,0 mm
Ultrasep | 0403E200US040 | MAISCH UltraSep ES 100 CN 4µm packed by BISCHOFF | CN | 33 | 3 | 4 | 100 | L10 | no | HPLC Column | SS | 33 x 3,0 mm
Ultrasep | 0404E200US040 | MAISCH UltraSep ES 100 CN 4µm packed by BISCHOFF | CN | 33 | 4 | 4 | 100 | L10 | no | HPLC Column | SS | 33 x 4,0 mm
Ultrasep | 0446E200US040 | MAISCH UltraSep ES 100 CN 4µm packed by BISCHOFF | CN | 33 | 4.6 | 4 | 100 | L10 | no | HPLC Column | SS | 33 x 4,6 mm
Ultrasep | A402E200US040 | MAISCH UltraSep ES 100 CN 4µm packed by BISCHOFF | CN | 40 | 2 | 4 | 100 | L10 | no | HPLC Column | SS | 40 x 2,0 mm
Ultrasep | A403E200US040 | MAISCH UltraSep ES 100 CN 4µm packed by BISCHOFF | CN | 40 | 3 | 4 | 100 | L10 | no | HPLC Column | SS | 40 x 3,0 mm
Ultrasep | A404E200US040 | MAISCH UltraSep ES 100 CN 4µm packed by BISCHOFF | CN | 40 | 4 | 4 | 100 | L10 | no | HPLC Column | SS | 40 x 4,0 mm
Ultrasep | A446E200US040 | MAISCH UltraSep ES 100 CN 4µm packed by BISCHOFF | CN | 40 | 4.6 | 4 | 100 | L10 | no | HPLC Column | SS | 40 x 4,6 mm
Ultrasep | 0502E200US040 | MAISCH UltraSep ES 100 CN 4µm packed by BISCHOFF | CN | 50 | 2 | 4 | 100 | L10 | no | HPLC Column | SS | 50 x 2,0 mm
Ultrasep | 0503E200US040 | MAISCH UltraSep ES 100 CN 4µm packed by BISCHOFF | CN | 50 | 3 | 4 | 100 | L10 | no | HPLC Column | SS | 50 x 3,0 mm
Ultrasep | 0504E200US040 | MAISCH UltraSep ES 100 CN 4µm packed by BISCHOFF | CN | 50 | 4 | 4 | 100 | L10 | no | HPLC Column | SS | 50 x 4,0 mm
Ultrasep | 0546E200US040 | MAISCH UltraSep ES 100 CN 4µm packed by BISCHOFF | CN | 50 | 4.6 | 4 | 100 | L10 | no | HPLC Column | SS | 50 x 4,6 mm
Ultrasep | 0602E200US040 | MAISCH UltraSep ES 100 CN 4µm packed by BISCHOFF | CN | 53 | 2 | 4 | 100 | L10 | no | HPLC Column | SS | 53 x 2,0 mm
Ultrasep | 0603E200US040 | MAISCH UltraSep ES 100 CN 4µm packed by BISCHOFF | CN | 53 | 3 | 4 | 100 | L10 | no | HPLC Column | SS | 53 x 3,0 mm
Ultrasep | 0604E200US040 | MAISCH UltraSep ES 100 CN 4µm packed by BISCHOFF | CN | 53 | 4 | 4 | 100 | L10 | no | HPLC Column | SS | 53 x 4,0 mm
Ultrasep | 0646E200US040 | MAISCH UltraSep ES 100 CN 4µm packed by BISCHOFF | CN | 53 | 4.6 | 4 | 100 | L10 | no | HPLC Column | SS | 53 x 4,6 mm
Ultrasep | A602E200US040 | MAISCH UltraSep ES 100 CN 4µm packed by BISCHOFF | CN | 60 | 2 | 4 | 100 | L10 | no | HPLC Column | SS | 60 x 2,0 mm
Ultrasep | A603E200US040 | MAISCH UltraSep ES 100 CN 4µm packed by BISCHOFF | CN | 60 | 3 | 4 | 100 | L10 | no | HPLC Column | SS | 60 x 3,0 mm
Ultrasep | A604E200US040 | MAISCH UltraSep ES 100 CN 4µm packed by BISCHOFF | CN | 60 | 4 | 4 | 100 | L10 | no | HPLC Column | SS | 60 x 4,0 mm
Ultrasep | A646E200US040 | MAISCH UltraSep ES 100 CN 4µm packed by BISCHOFF | CN | 60 | 4.6 | 4 | 100 | L10 | no | HPLC Column | SS | 60 x 4,6 mm
Ultrasep | 0702E200US040 | MAISCH UltraSep ES 100 CN 4µm packed by BISCHOFF | CN | 75 | 2 | 4 | 100 | L10 | no | HPLC Column | SS | 75 x 2,0 mm
Ultrasep | 0703E200US040 | MAISCH UltraSep ES 100 CN 4µm packed by BISCHOFF | CN | 75 | 3 | 4 | 100 | L10 | no | HPLC Column | SS | 75 x 3,0 mm
Ultrasep | 0704E200US040 | MAISCH UltraSep ES 100 CN 4µm packed by BISCHOFF | CN | 75 | 4 | 4 | 100 | L10 | no | HPLC Column | SS | 75 x 4,0 mm
Ultrasep | 0746E200US040 | MAISCH UltraSep ES 100 CN 4µm packed by BISCHOFF | CN | 75 | 4.6 | 4 | 100 | L10 | no | HPLC Column | SS | 75 x 4,6 mm
Ultrasep | 1002E200US040 | MAISCH UltraSep ES 100 CN 4µm packed by BISCHOFF | CN | 100 | 2 | 4 | 100 | L10 | no | HPLC Column | SS | 100 x 2,0 mm
Ultrasep | 1003E200US040 | MAISCH UltraSep ES 100 CN 4µm packed by BISCHOFF | CN | 100 | 3 | 4 | 100 | L10 | no | HPLC Column | SS | 100 x 3,0 mm
Ultrasep | 1004E200US040 | MAISCH UltraSep ES 100 CN 4µm packed by BISCHOFF | CN | 100 | 4 | 4 | 100 | L10 | no | HPLC Column | SS | 100 x 4,0 mm
Ultrasep | 1046E200US040 | MAISCH UltraSep ES 100 CN 4µm packed by BISCHOFF | CN | 100 | 4.6 | 4 | 100 | L10 | no | HPLC Column | SS | 100 x 4,6 mm
Ultrasep | 1202E200US040 | MAISCH UltraSep ES 100 CN 4µm packed by BISCHOFF | CN | 125 | 2 | 4 | 100 | L10 | no | HPLC Column | SS | 125 x 2,0 mm
Ultrasep | 1203E200US040 | MAISCH UltraSep ES 100 CN 4µm packed by BISCHOFF | CN | 125 | 3 | 4 | 100 | L10 | no | HPLC Column | SS | 125 x 3,0 mm
Ultrasep | 1204E200US040 | MAISCH UltraSep ES 100 CN 4µm packed by BISCHOFF | CN | 125 | 4 | 4 | 100 | L10 | no | HPLC Column | SS | 125 x 4,0 mm
Ultrasep | 1246E200US040 | MAISCH UltraSep ES 100 CN 4µm packed by BISCHOFF | CN | 125 | 4.6 | 4 | 100 | L10 | no | HPLC Column | SS | 125 x 4,6 mm
Ultrasep | 1502E200US040 | MAISCH UltraSep ES 100 CN 4µm packed by BISCHOFF | CN | 150 | 2 | 4 | 100 | L10 | no | HPLC Column | SS | 150 x 2,0 mm
Ultrasep | 1503E200US040 | MAISCH UltraSep ES 100 CN 4µm packed by BISCHOFF | CN | 150 | 3 | 4 | 100 | L10 | no | HPLC Column | SS | 150 x 3,0 mm
Ultrasep | 1504E200US040 | MAISCH UltraSep ES 100 CN 4µm packed by BISCHOFF | CN | 150 | 4 | 4 | 100 | L10 | no | HPLC Column | SS | 150 x 4,0 mm
Ultrasep | 1546E200US040 | MAISCH UltraSep ES 100 CN 4µm packed by BISCHOFF | CN | 150 | 4.6 | 4 | 100 | L10 | no | HPLC Column | SS | 150 x 4,6 mm
Ultrasep | 2002E200US040 | MAISCH UltraSep ES 100 CN 4µm packed by BISCHOFF | CN | 200 | 2 | 4 | 100 | L10 | no | HPLC Column | SS | 200 x 2,0 mm
Ultrasep | 2003E200US040 | MAISCH UltraSep ES 100 CN 4µm packed by BISCHOFF | CN | 200 | 3 | 4 | 100 | L10 | no | HPLC Column | SS | 200 x 3,0 mm
Ultrasep | 2004E200US040 | MAISCH UltraSep ES 100 CN 4µm packed by BISCHOFF | CN | 200 | 4 | 4 | 100 | L10 | no | HPLC Column | SS | 200 x 4,0 mm
Ultrasep | 2046E200US040 | MAISCH UltraSep ES 100 CN 4µm packed by BISCHOFF | CN | 200 | 4.6 | 4 | 100 | L10 | no | HPLC Column | SS | 200 x 4,6 mm
Ultrasep | 2502E200US040 | MAISCH UltraSep ES 100 CN 4µm packed by BISCHOFF | CN | 250 | 2 | 4 | 100 | L10 | no | HPLC Column | SS | 250 x 2,0 mm
Ultrasep | 2503E200US040 | MAISCH UltraSep ES 100 CN 4µm packed by BISCHOFF | CN | 250 | 3 | 4 | 100 | L10 | no | HPLC Column | SS | 250 x 3,0 mm
Ultrasep | 2504E200US040 | MAISCH UltraSep ES 100 CN 4µm packed by BISCHOFF | CN | 250 | 4 | 4 | 100 | L10 | no | HPLC Column | SS | 250 x 4,0 mm
Ultrasep | 2546E200US040 | MAISCH UltraSep ES 100 CN 4µm packed by BISCHOFF | CN | 250 | 4.6 | 4 | 100 | L10 | no | HPLC Column | SS | 250 x 4,6 mm
Ultrasep | 3002E200US040 | MAISCH UltraSep ES 100 CN 4µm packed by BISCHOFF | CN | 300 | 2 | 4 | 100 | L10 | no | HPLC Column | SS | 300 x 2,0 mm
Ultrasep | 3003E200US040 | MAISCH UltraSep ES 100 CN 4µm packed by BISCHOFF | CN | 300 | 3 | 4 | 100 | L10 | no | HPLC Column | SS | 300 x 3,0 mm
Ultrasep | 3004E200US040 | MAISCH UltraSep ES 100 CN 4µm packed by BISCHOFF | CN | 300 | 4 | 4 | 100 | L10 | no | HPLC Column | SS | 300 x 4,0 mm
Ultrasep | 3046E200US040 | MAISCH UltraSep ES 100 CN 4µm packed by BISCHOFF | CN | 300 | 4.6 | 4 | 100 | L10 | no | HPLC Column | SS | 300 x 4,6 mm
Ultrasep | 01P4E200US040 | MAISCH UltraSep ES 100 CN 4µm packed by BISCHOFF | CN | 14 | 4 | 4 | 100 | L10 | no | HPLC Column | PEEK | 14 x 4,0 mm
Ultrasep | A2P4E200US040 | MAISCH UltraSep ES 100 CN 4µm packed by BISCHOFF | CN | 20 | 4 | 4 | 100 | L10 | no | HPLC Column | PEEK | 20 x 4,0 mm
Ultrasep | 02P4E200US040 | MAISCH UltraSep ES 100 CN 4µm packed by BISCHOFF | CN | 25 | 4 | 4 | 100 | L10 | no | HPLC Column | PEEK | 25 x 4,0 mm
Ultrasep | 03P4E200US040 | MAISCH UltraSep ES 100 CN 4µm packed by BISCHOFF | CN | 30 | 4 | 4 | 100 | L10 | no | HPLC Column | PEEK | 30 x 4,0 mm
Ultrasep | 04P4E200US040 | MAISCH UltraSep ES 100 CN 4µm packed by BISCHOFF | CN | 33 | 4 | 4 | 100 | L10 | no | HPLC Column | PEEK | 33 x 4,0 mm
Ultrasep | A4P4E200US040 | MAISCH UltraSep ES 100 CN 4µm packed by BISCHOFF | CN | 40 | 4 | 4 | 100 | L10 | no | HPLC Column | PEEK | 40 x 4,0 mm
Ultrasep | 05P4E200US040 | MAISCH UltraSep ES 100 CN 4µm packed by BISCHOFF | CN | 50 | 4 | 4 | 100 | L10 | no | HPLC Column | PEEK | 50 x 4,0 mm
Ultrasep | 06P4E200US040 | MAISCH UltraSep ES 100 CN 4µm packed by BISCHOFF | CN | 53 | 4 | 4 | 100 | L10 | no | HPLC Column | PEEK | 53 x 4,0 mm
Ultrasep | A6P4E200US040 | MAISCH UltraSep ES 100 CN 4µm packed by BISCHOFF | CN | 60 | 4 | 4 | 100 | L10 | no | HPLC Column | PEEK | 60 x 4,0 mm
Ultrasep | 07P4E200US040 | MAISCH UltraSep ES 100 CN 4µm packed by BISCHOFF | CN | 75 | 4 | 4 | 100 | L10 | no | HPLC Column | PEEK | 75 x 4,0 mm
Ultrasep | 10P4E200US040 | MAISCH UltraSep ES 100 CN 4µm packed by BISCHOFF | CN | 100 | 4 | 4 | 100 | L10 | no | HPLC Column | PEEK | 100 x 4,0 mm
Ultrasep | 12P4E200US040 | MAISCH UltraSep ES 100 CN 4µm packed by BISCHOFF | CN | 125 | 4 | 4 | 100 | L10 | no | HPLC Column | PEEK | 125 x 4,0 mm
Ultrasep | 15P4E200US040 | MAISCH UltraSep ES 100 CN 4µm packed by BISCHOFF | CN | 150 | 4 | 4 | 100 | L10 | no | HPLC Column | PEEK | 150 x 4,0 mm
Ultrasep | 20P4E200US040 | MAISCH UltraSep ES 100 CN 4µm packed by BISCHOFF | CN | 200 | 4 | 4 | 100 | L10 | no | HPLC Column | PEEK | 200 x 4,0 mm
Ultrasep | 25P4E200US040 | MAISCH UltraSep ES 100 CN 4µm packed by BISCHOFF | CN | 250 | 4 | 4 | 100 | L10 | no | HPLC Column | PEEK | 250 x 4,0 mm
Ultrasep | 30P4E200US040 | MAISCH UltraSep ES 100 CN 4µm packed by BISCHOFF | CN | 300 | 4 | 4 | 100 | L10 | no | HPLC Column | PEEK | 300 x 4,0 mm
Ultrasep | 6305E200US040 | MAISCH UltraSep ES 100 CN 4µm packed by BISCHOFF | CN | 5 | 4 | 4 | 100 | L10 | no | Cartridges (5 pcs.) | SS | 5 x 4,0 mm
Ultrasep | 6301E200US040 | MAISCH UltraSep ES 100 CN 4µm packed by BISCHOFF | CN | 10 | 4 | 4 | 100 | L10 | no | Cartridges (5 pcs.) | SS | 10 x 4,0 mm
Ultrasep | 6302E200US040 | MAISCH UltraSep ES 100 CN 4µm packed by BISCHOFF | CN | 20 | 4 | 4 | 100 | L10 | no | Cartridges (5 pcs.) | SS | 20 x 4,0 mm
Ultrasep | 63P1E200US040 | MAISCH UltraSep ES 100 CN 4µm packed by BISCHOFF | CN | 10 | 4 | 4 | 100 | L10 | no | Cartridges (5 pcs.) | PEEK | 10 x 4,0 mm
Ultrasep | 63P2E200US040 | MAISCH UltraSep ES 100 CN 4µm packed by BISCHOFF | CN | 20 | 4 | 4 | 100 | L10 | no | Cartridges (5 pcs.) | PEEK | 20 x 4,0 mm
Ultrasep | 6335E200US040 | MAISCH UltraSep ES 100 CN 4µm packed by BISCHOFF | CN | 5 | 3 | 4 | 100 | L10 | no | Cartridges (5 pcs.) | SS | 5 x 3,0 mm
Ultrasep | 6331E200US040 | MAISCH UltraSep ES 100 CN 4µm packed by BISCHOFF | CN | 10 | 3 | 4 | 100 | L10 | no | Cartridges (5 pcs.) | SS | 10 x 3,0 mm
Ultrasep | 6332E200US040 | MAISCH UltraSep ES 100 CN 4µm packed by BISCHOFF | CN | 20 | 3 | 4 | 100 | L10 | no | Cartridges (5 pcs.) | SS | 20 x 3,0 mm
Ultrasep | 6325E200US040 | MAISCH UltraSep ES 100 CN 4µm packed by BISCHOFF | CN | 5 | 2 | 4 | 100 | L10 | no | Cartridges (5 pcs.) | SS | 5 x 2,0 mm
Ultrasep | 6321E200US040 | MAISCH UltraSep ES 100 CN 4µm packed by BISCHOFF | CN | 10 | 2 | 4 | 100 | L10 | no | Cartridges (5 pcs.) | SS | 10 x 2,0 mm
Ultrasep | 6322E200US040 | MAISCH UltraSep ES 100 CN 4µm packed by BISCHOFF | CN | 20 | 2 | 4 | 100 | L10 | no | Cartridges (5 pcs.) | SS | 20 x 2,0 mm
Ultrasep | 0102E200US060 | MAISCH UltraSep ES 100 CN 6µm packed by BISCHOFF | CN | 14 | 2 | 6 | 100 | L10 | no | HPLC Column | SS | 14 x 2,0 mm
Ultrasep | 0103E200US060 | MAISCH UltraSep ES 100 CN 6µm packed by BISCHOFF | CN | 14 | 3 | 6 | 100 | L10 | no | HPLC Column | SS | 14 x 3,0 mm
Ultrasep | 0104E200US060 | MAISCH UltraSep ES 100 CN 6µm packed by BISCHOFF | CN | 14 | 4 | 6 | 100 | L10 | no | HPLC Column | SS | 14 x 4,0 mm
Ultrasep | 0146E200US060 | MAISCH UltraSep ES 100 CN 6µm packed by BISCHOFF | CN | 14 | 4.6 | 6 | 100 | L10 | no | HPLC Column | SS | 14 x 4,6 mm
Ultrasep | A202E200US060 | MAISCH UltraSep ES 100 CN 6µm packed by BISCHOFF | CN | 20 | 2 | 6 | 100 | L10 | no | HPLC Column | SS | 20 x 2,0 mm
Ultrasep | A203E200US060 | MAISCH UltraSep ES 100 CN 6µm packed by BISCHOFF | CN | 20 | 3 | 6 | 100 | L10 | no | HPLC Column | SS | 20 x 3,0 mm
Ultrasep | A204E200US060 | MAISCH UltraSep ES 100 CN 6µm packed by BISCHOFF | CN | 20 | 4 | 6 | 100 | L10 | no | HPLC Column | SS | 20 x 4,0 mm
Ultrasep | A246E200US060 | MAISCH UltraSep ES 100 CN 6µm packed by BISCHOFF | CN | 20 | 4.6 | 6 | 100 | L10 | no | HPLC Column | SS | 20 x 4,6 mm
Ultrasep | 0202E200US060 | MAISCH UltraSep ES 100 CN 6µm packed by BISCHOFF | CN | 25 | 2 | 6 | 100 | L10 | no | HPLC Column | SS | 25 x 2,0 mm
Ultrasep | 0203E200US060 | MAISCH UltraSep ES 100 CN 6µm packed by BISCHOFF | CN | 25 | 3 | 6 | 100 | L10 | no | HPLC Column | SS | 25 x 3,0 mm
Ultrasep | 0204E200US060 | MAISCH UltraSep ES 100 CN 6µm packed by BISCHOFF | CN | 25 | 4 | 6 | 100 | L10 | no | HPLC Column | SS | 25 x 4,0 mm
Ultrasep | 0246E200US060 | MAISCH UltraSep ES 100 CN 6µm packed by BISCHOFF | CN | 25 | 4.6 | 6 | 100 | L10 | no | HPLC Column | SS | 25 x 4,6 mm
Ultrasep | 0302E200US060 | MAISCH UltraSep ES 100 CN 6µm packed by BISCHOFF | CN | 30 | 2 | 6 | 100 | L10 | no | HPLC Column | SS | 30 x 2,0 mm
Ultrasep | 0303E200US060 | MAISCH UltraSep ES 100 CN 6µm packed by BISCHOFF | CN | 30 | 3 | 6 | 100 | L10 | no | HPLC Column | SS | 30 x 3,0 mm
Ultrasep | 0304E200US060 | MAISCH UltraSep ES 100 CN 6µm packed by BISCHOFF | CN | 30 | 4 | 6 | 100 | L10 | no | HPLC Column | SS | 30 x 4,0 mm
Ultrasep | 0346E200US060 | MAISCH UltraSep ES 100 CN 6µm packed by BISCHOFF | CN | 30 | 4.6 | 6 | 100 | L10 | no | HPLC Column | SS | 30 x 4,6 mm
Ultrasep | 0402E200US060 | MAISCH UltraSep ES 100 CN 6µm packed by BISCHOFF | CN | 33 | 2 | 6 | 100 | L10 | no | HPLC Column | SS | 33 x 2,0 mm
Ultrasep | 0403E200US060 | MAISCH UltraSep ES 100 CN 6µm packed by BISCHOFF | CN | 33 | 3 | 6 | 100 | L10 | no | HPLC Column | SS | 33 x 3,0 mm
Ultrasep | 0404E200US060 | MAISCH UltraSep ES 100 CN 6µm packed by BISCHOFF | CN | 33 | 4 | 6 | 100 | L10 | no | HPLC Column | SS | 33 x 4,0 mm
Ultrasep | 0446E200US060 | MAISCH UltraSep ES 100 CN 6µm packed by BISCHOFF | CN | 33 | 4.6 | 6 | 100 | L10 | no | HPLC Column | SS | 33 x 4,6 mm
Ultrasep | A402E200US060 | MAISCH UltraSep ES 100 CN 6µm packed by BISCHOFF | CN | 40 | 2 | 6 | 100 | L10 | no | HPLC Column | SS | 40 x 2,0 mm
Ultrasep | A403E200US060 | MAISCH UltraSep ES 100 CN 6µm packed by BISCHOFF | CN | 40 | 3 | 6 | 100 | L10 | no | HPLC Column | SS | 40 x 3,0 mm
Ultrasep | A404E200US060 | MAISCH UltraSep ES 100 CN 6µm packed by BISCHOFF | CN | 40 | 4 | 6 | 100 | L10 | no | HPLC Column | SS | 40 x 4,0 mm
Ultrasep | A446E200US060 | MAISCH UltraSep ES 100 CN 6µm packed by BISCHOFF | CN | 40 | 4.6 | 6 | 100 | L10 | no | HPLC Column | SS | 40 x 4,6 mm
Ultrasep | 0502E200US060 | MAISCH UltraSep ES 100 CN 6µm packed by BISCHOFF | CN | 50 | 2 | 6 | 100 | L10 | no | HPLC Column | SS | 50 x 2,0 mm
Ultrasep | 0503E200US060 | MAISCH UltraSep ES 100 CN 6µm packed by BISCHOFF | CN | 50 | 3 | 6 | 100 | L10 | no | HPLC Column | SS | 50 x 3,0 mm
Ultrasep | 0504E200US060 | MAISCH UltraSep ES 100 CN 6µm packed by BISCHOFF | CN | 50 | 4 | 6 | 100 | L10 | no | HPLC Column | SS | 50 x 4,0 mm
Ultrasep | 0546E200US060 | MAISCH UltraSep ES 100 CN 6µm packed by BISCHOFF | CN | 50 | 4.6 | 6 | 100 | L10 | no | HPLC Column | SS | 50 x 4,6 mm
Ultrasep | 0602E200US060 | MAISCH UltraSep ES 100 CN 6µm packed by BISCHOFF | CN | 53 | 2 | 6 | 100 | L10 | no | HPLC Column | SS | 53 x 2,0 mm
Ultrasep | 0603E200US060 | MAISCH UltraSep ES 100 CN 6µm packed by BISCHOFF | CN | 53 | 3 | 6 | 100 | L10 | no | HPLC Column | SS | 53 x 3,0 mm
Ultrasep | 0604E200US060 | MAISCH UltraSep ES 100 CN 6µm packed by BISCHOFF | CN | 53 | 4 | 6 | 100 | L10 | no | HPLC Column | SS | 53 x 4,0 mm
Ultrasep | 0646E200US060 | MAISCH UltraSep ES 100 CN 6µm packed by BISCHOFF | CN | 53 | 4.6 | 6 | 100 | L10 | no | HPLC Column | SS | 53 x 4,6 mm
Ultrasep | A602E200US060 | MAISCH UltraSep ES 100 CN 6µm packed by BISCHOFF | CN | 60 | 2 | 6 | 100 | L10 | no | HPLC Column | SS | 60 x 2,0 mm
Ultrasep | A603E200US060 | MAISCH UltraSep ES 100 CN 6µm packed by BISCHOFF | CN | 60 | 3 | 6 | 100 | L10 | no | HPLC Column | SS | 60 x 3,0 mm
Ultrasep | A604E200US060 | MAISCH UltraSep ES 100 CN 6µm packed by BISCHOFF | CN | 60 | 4 | 6 | 100 | L10 | no | HPLC Column | SS | 60 x 4,0 mm
Ultrasep | A646E200US060 | MAISCH UltraSep ES 100 CN 6µm packed by BISCHOFF | CN | 60 | 4.6 | 6 | 100 | L10 | no | HPLC Column | SS | 60 x 4,6 mm
Ultrasep | 0702E200US060 | MAISCH UltraSep ES 100 CN 6µm packed by BISCHOFF | CN | 75 | 2 | 6 | 100 | L10 | no | HPLC Column | SS | 75 x 2,0 mm
Ultrasep | 0703E200US060 | MAISCH UltraSep ES 100 CN 6µm packed by BISCHOFF | CN | 75 | 3 | 6 | 100 | L10 | no | HPLC Column | SS | 75 x 3,0 mm
Ultrasep | 0704E200US060 | MAISCH UltraSep ES 100 CN 6µm packed by BISCHOFF | CN | 75 | 4 | 6 | 100 | L10 | no | HPLC Column | SS | 75 x 4,0 mm
Ultrasep | 0746E200US060 | MAISCH UltraSep ES 100 CN 6µm packed by BISCHOFF | CN | 75 | 4.6 | 6 | 100 | L10 | no | HPLC Column | SS | 75 x 4,6 mm
Ultrasep | 1002E200US060 | MAISCH UltraSep ES 100 CN 6µm packed by BISCHOFF | CN | 100 | 2 | 6 | 100 | L10 | no | HPLC Column | SS | 100 x 2,0 mm
Ultrasep | 1003E200US060 | MAISCH UltraSep ES 100 CN 6µm packed by BISCHOFF | CN | 100 | 3 | 6 | 100 | L10 | no | HPLC Column | SS | 100 x 3,0 mm
Ultrasep | 1004E200US060 | MAISCH UltraSep ES 100 CN 6µm packed by BISCHOFF | CN | 100 | 4 | 6 | 100 | L10 | no | HPLC Column | SS | 100 x 4,0 mm
Ultrasep | 1046E200US060 | MAISCH UltraSep ES 100 CN 6µm packed by BISCHOFF | CN | 100 | 4.6 | 6 | 100 | L10 | no | HPLC Column | SS | 100 x 4,6 mm
Ultrasep | 1202E200US060 | MAISCH UltraSep ES 100 CN 6µm packed by BISCHOFF | CN | 125 | 2 | 6 | 100 | L10 | no | HPLC Column | SS | 125 x 2,0 mm
Ultrasep | 1203E200US060 | MAISCH UltraSep ES 100 CN 6µm packed by BISCHOFF | CN | 125 | 3 | 6 | 100 | L10 | no | HPLC Column | SS | 125 x 3,0 mm
Ultrasep | 1204E200US060 | MAISCH UltraSep ES 100 CN 6µm packed by BISCHOFF | CN | 125 | 4 | 6 | 100 | L10 | no | HPLC Column | SS | 125 x 4,0 mm
Ultrasep | 1246E200US060 | MAISCH UltraSep ES 100 CN 6µm packed by BISCHOFF | CN | 125 | 4.6 | 6 | 100 | L10 | no | HPLC Column | SS | 125 x 4,6 mm
Ultrasep | 1502E200US060 | MAISCH UltraSep ES 100 CN 6µm packed by BISCHOFF | CN | 150 | 2 | 6 | 100 | L10 | no | HPLC Column | SS | 150 x 2,0 mm
Ultrasep | 1503E200US060 | MAISCH UltraSep ES 100 CN 6µm packed by BISCHOFF | CN | 150 | 3 | 6 | 100 | L10 | no | HPLC Column | SS | 150 x 3,0 mm
Ultrasep | 1504E200US060 | MAISCH UltraSep ES 100 CN 6µm packed by BISCHOFF | CN | 150 | 4 | 6 | 100 | L10 | no | HPLC Column | SS | 150 x 4,0 mm
Ultrasep | 1546E200US060 | MAISCH UltraSep ES 100 CN 6µm packed by BISCHOFF | CN | 150 | 4.6 | 6 | 100 | L10 | no | HPLC Column | SS | 150 x 4,6 mm
Ultrasep | 2002E200US060 | MAISCH UltraSep ES 100 CN 6µm packed by BISCHOFF | CN | 200 | 2 | 6 | 100 | L10 | no | HPLC Column | SS | 200 x 2,0 mm
Ultrasep | 2003E200US060 | MAISCH UltraSep ES 100 CN 6µm packed by BISCHOFF | CN | 200 | 3 | 6 | 100 | L10 | no | HPLC Column | SS | 200 x 3,0 mm
Ultrasep | 2004E200US060 | MAISCH UltraSep ES 100 CN 6µm packed by BISCHOFF | CN | 200 | 4 | 6 | 100 | L10 | no | HPLC Column | SS | 200 x 4,0 mm
Ultrasep | 2046E200US060 | MAISCH UltraSep ES 100 CN 6µm packed by BISCHOFF | CN | 200 | 4.6 | 6 | 100 | L10 | no | HPLC Column | SS | 200 x 4,6 mm
Ultrasep | 2502E200US060 | MAISCH UltraSep ES 100 CN 6µm packed by BISCHOFF | CN | 250 | 2 | 6 | 100 | L10 | no | HPLC Column | SS | 250 x 2,0 mm
Ultrasep | 2503E200US060 | MAISCH UltraSep ES 100 CN 6µm packed by BISCHOFF | CN | 250 | 3 | 6 | 100 | L10 | no | HPLC Column | SS | 250 x 3,0 mm
Ultrasep | 2504E200US060 | MAISCH UltraSep ES 100 CN 6µm packed by BISCHOFF | CN | 250 | 4 | 6 | 100 | L10 | no | HPLC Column | SS | 250 x 4,0 mm
Ultrasep | 2546E200US060 | MAISCH UltraSep ES 100 CN 6µm packed by BISCHOFF | CN | 250 | 4.6 | 6 | 100 | L10 | no | HPLC Column | SS | 250 x 4,6 mm
Ultrasep | 3002E200US060 | MAISCH UltraSep ES 100 CN 6µm packed by BISCHOFF | CN | 300 | 2 | 6 | 100 | L10 | no | HPLC Column | SS | 300 x 2,0 mm
Ultrasep | 3003E200US060 | MAISCH UltraSep ES 100 CN 6µm packed by BISCHOFF | CN | 300 | 3 | 6 | 100 | L10 | no | HPLC Column | SS | 300 x 3,0 mm
Ultrasep | 3004E200US060 | MAISCH UltraSep ES 100 CN 6µm packed by BISCHOFF | CN | 300 | 4 | 6 | 100 | L10 | no | HPLC Column | SS | 300 x 4,0 mm
Ultrasep | 3046E200US060 | MAISCH UltraSep ES 100 CN 6µm packed by BISCHOFF | CN | 300 | 4.6 | 6 | 100 | L10 | no | HPLC Column | SS | 300 x 4,6 mm
Ultrasep | 01P4E200US060 | MAISCH UltraSep ES 100 CN 6µm packed by BISCHOFF | CN | 14 | 4 | 6 | 100 | L10 | no | HPLC Column | PEEK | 14 x 4,0 mm
Ultrasep | A2P4E200US060 | MAISCH UltraSep ES 100 CN 6µm packed by BISCHOFF | CN | 20 | 4 | 6 | 100 | L10 | no | HPLC Column | PEEK | 20 x 4,0 mm
Ultrasep | 02P4E200US060 | MAISCH UltraSep ES 100 CN 6µm packed by BISCHOFF | CN | 25 | 4 | 6 | 100 | L10 | no | HPLC Column | PEEK | 25 x 4,0 mm
Ultrasep | 03P4E200US060 | MAISCH UltraSep ES 100 CN 6µm packed by BISCHOFF | CN | 30 | 4 | 6 | 100 | L10 | no | HPLC Column | PEEK | 30 x 4,0 mm
Ultrasep | 04P4E200US060 | MAISCH UltraSep ES 100 CN 6µm packed by BISCHOFF | CN | 33 | 4 | 6 | 100 | L10 | no | HPLC Column | PEEK | 33 x 4,0 mm
Ultrasep | A4P4E200US060 | MAISCH UltraSep ES 100 CN 6µm packed by BISCHOFF | CN | 40 | 4 | 6 | 100 | L10 | no | HPLC Column | PEEK | 40 x 4,0 mm
Ultrasep | 05P4E200US060 | MAISCH UltraSep ES 100 CN 6µm packed by BISCHOFF | CN | 50 | 4 | 6 | 100 | L10 | no | HPLC Column | PEEK | 50 x 4,0 mm
Ultrasep | 06P4E200US060 | MAISCH UltraSep ES 100 CN 6µm packed by BISCHOFF | CN | 53 | 4 | 6 | 100 | L10 | no | HPLC Column | PEEK | 53 x 4,0 mm
Ultrasep | A6P4E200US060 | MAISCH UltraSep ES 100 CN 6µm packed by BISCHOFF | CN | 60 | 4 | 6 | 100 | L10 | no | HPLC Column | PEEK | 60 x 4,0 mm
Ultrasep | 07P4E200US060 | MAISCH UltraSep ES 100 CN 6µm packed by BISCHOFF | CN | 75 | 4 | 6 | 100 | L10 | no | HPLC Column | PEEK | 75 x 4,0 mm
Ultrasep | 10P4E200US060 | MAISCH UltraSep ES 100 CN 6µm packed by BISCHOFF | CN | 100 | 4 | 6 | 100 | L10 | no | HPLC Column | PEEK | 100 x 4,0 mm
Ultrasep | 12P4E200US060 | MAISCH UltraSep ES 100 CN 6µm packed by BISCHOFF | CN | 125 | 4 | 6 | 100 | L10 | no | HPLC Column | PEEK | 125 x 4,0 mm
Ultrasep | 15P4E200US060 | MAISCH UltraSep ES 100 CN 6µm packed by BISCHOFF | CN | 150 | 4 | 6 | 100 | L10 | no | HPLC Column | PEEK | 150 x 4,0 mm
Ultrasep | 20P4E200US060 | MAISCH UltraSep ES 100 CN 6µm packed by BISCHOFF | CN | 200 | 4 | 6 | 100 | L10 | no | HPLC Column | PEEK | 200 x 4,0 mm
Ultrasep | 25P4E200US060 | MAISCH UltraSep ES 100 CN 6µm packed by BISCHOFF | CN | 250 | 4 | 6 | 100 | L10 | no | HPLC Column | PEEK | 250 x 4,0 mm
Ultrasep | 30P4E200US060 | MAISCH UltraSep ES 100 CN 6µm packed by BISCHOFF | CN | 300 | 4 | 6 | 100 | L10 | no | HPLC Column | PEEK | 300 x 4,0 mm
Ultrasep | 6305E200US060 | MAISCH UltraSep ES 100 CN 6µm packed by BISCHOFF | CN | 5 | 4 | 6 | 100 | L10 | no | Cartridges (5 pcs.) | SS | 5 x 4,0 mm
Ultrasep | 6301E200US060 | MAISCH UltraSep ES 100 CN 6µm packed by BISCHOFF | CN | 10 | 4 | 6 | 100 | L10 | no | Cartridges (5 pcs.) | SS | 10 x 4,0 mm
Ultrasep | 6302E200US060 | MAISCH UltraSep ES 100 CN 6µm packed by BISCHOFF | CN | 20 | 4 | 6 | 100 | L10 | no | Cartridges (5 pcs.) | SS | 20 x 4,0 mm
Ultrasep | 63P1E200US060 | MAISCH UltraSep ES 100 CN 6µm packed by BISCHOFF | CN | 10 | 4 | 6 | 100 | L10 | no | Cartridges (5 pcs.) | PEEK | 10 x 4,0 mm
Ultrasep | 63P2E200US060 | MAISCH UltraSep ES 100 CN 6µm packed by BISCHOFF | CN | 20 | 4 | 6 | 100 | L10 | no | Cartridges (5 pcs.) | PEEK | 20 x 4,0 mm
Ultrasep | 6335E200US060 | MAISCH UltraSep ES 100 CN 6µm packed by BISCHOFF | CN | 5 | 3 | 6 | 100 | L10 | no | Cartridges (5 pcs.) | SS | 5 x 3,0 mm
Ultrasep | 6331E200US060 | MAISCH UltraSep ES 100 CN 6µm packed by BISCHOFF | CN | 10 | 3 | 6 | 100 | L10 | no | Cartridges (5 pcs.) | SS | 10 x 3,0 mm
Ultrasep | 6332E200US060 | MAISCH UltraSep ES 100 CN 6µm packed by BISCHOFF | CN | 20 | 3 | 6 | 100 | L10 | no | Cartridges (5 pcs.) | SS | 20 x 3,0 mm
Ultrasep | 6325E200US060 | MAISCH UltraSep ES 100 CN 6µm packed by BISCHOFF | CN | 5 | 2 | 6 | 100 | L10 | no | Cartridges (5 pcs.) | SS | 5 x 2,0 mm
Ultrasep | 6321E200US060 | MAISCH UltraSep ES 100 CN 6µm packed by BISCHOFF | CN | 10 | 2 | 6 | 100 | L10 | no | Cartridges (5 pcs.) | SS | 10 x 2,0 mm
Ultrasep | 6322E200US060 | MAISCH UltraSep ES 100 CN 6µm packed by BISCHOFF | CN | 20 | 2 | 6 | 100 | L10 | no | Cartridges (5 pcs.) | SS | 20 x 2,0 mm
Ultrasep | 0102E190US040 | MAISCH UltraSep ES 100 NH2 4µm packed by BISCHOFF | NH2 | 14 | 2 | 4 | 100 | L8 | no | HPLC Column | SS | 14 x 2,0 mm
Ultrasep | 0103E190US040 | MAISCH UltraSep ES 100 NH2 4µm packed by BISCHOFF | NH2 | 14 | 3 | 4 | 100 | L8 | no | HPLC Column | SS | 14 x 3,0 mm
Ultrasep | 0104E190US040 | MAISCH UltraSep ES 100 NH2 4µm packed by BISCHOFF | NH2 | 14 | 4 | 4 | 100 | L8 | no | HPLC Column | SS | 14 x 4,0 mm
Ultrasep | 0146E190US040 | MAISCH UltraSep ES 100 NH2 4µm packed by BISCHOFF | NH2 | 14 | 4.6 | 4 | 100 | L8 | no | HPLC Column | SS | 14 x 4,6 mm
Ultrasep | A202E190US040 | MAISCH UltraSep ES 100 NH2 4µm packed by BISCHOFF | NH2 | 20 | 2 | 4 | 100 | L8 | no | HPLC Column | SS | 20 x 2,0 mm
Ultrasep | A203E190US040 | MAISCH UltraSep ES 100 NH2 4µm packed by BISCHOFF | NH2 | 20 | 3 | 4 | 100 | L8 | no | HPLC Column | SS | 20 x 3,0 mm
Ultrasep | A204E190US040 | MAISCH UltraSep ES 100 NH2 4µm packed by BISCHOFF | NH2 | 20 | 4 | 4 | 100 | L8 | no | HPLC Column | SS | 20 x 4,0 mm
Ultrasep | A246E190US040 | MAISCH UltraSep ES 100 NH2 4µm packed by BISCHOFF | NH2 | 20 | 4.6 | 4 | 100 | L8 | no | HPLC Column | SS | 20 x 4,6 mm
Ultrasep | 0202E190US040 | MAISCH UltraSep ES 100 NH2 4µm packed by BISCHOFF | NH2 | 25 | 2 | 4 | 100 | L8 | no | HPLC Column | SS | 25 x 2,0 mm
Ultrasep | 0203E190US040 | MAISCH UltraSep ES 100 NH2 4µm packed by BISCHOFF | NH2 | 25 | 3 | 4 | 100 | L8 | no | HPLC Column | SS | 25 x 3,0 mm
Ultrasep | 0204E190US040 | MAISCH UltraSep ES 100 NH2 4µm packed by BISCHOFF | NH2 | 25 | 4 | 4 | 100 | L8 | no | HPLC Column | SS | 25 x 4,0 mm
Ultrasep | 0246E190US040 | MAISCH UltraSep ES 100 NH2 4µm packed by BISCHOFF | NH2 | 25 | 4.6 | 4 | 100 | L8 | no | HPLC Column | SS | 25 x 4,6 mm
Ultrasep | 0302E190US040 | MAISCH UltraSep ES 100 NH2 4µm packed by BISCHOFF | NH2 | 30 | 2 | 4 | 100 | L8 | no | HPLC Column | SS | 30 x 2,0 mm
Ultrasep | 0303E190US040 | MAISCH UltraSep ES 100 NH2 4µm packed by BISCHOFF | NH2 | 30 | 3 | 4 | 100 | L8 | no | HPLC Column | SS | 30 x 3,0 mm
Ultrasep | 0304E190US040 | MAISCH UltraSep ES 100 NH2 4µm packed by BISCHOFF | NH2 | 30 | 4 | 4 | 100 | L8 | no | HPLC Column | SS | 30 x 4,0 mm
Ultrasep | 0346E190US040 | MAISCH UltraSep ES 100 NH2 4µm packed by BISCHOFF | NH2 | 30 | 4.6 | 4 | 100 | L8 | no | HPLC Column | SS | 30 x 4,6 mm
Ultrasep | 0402E190US040 | MAISCH UltraSep ES 100 NH2 4µm packed by BISCHOFF | NH2 | 33 | 2 | 4 | 100 | L8 | no | HPLC Column | SS | 33 x 2,0 mm
Ultrasep | 0403E190US040 | MAISCH UltraSep ES 100 NH2 4µm packed by BISCHOFF | NH2 | 33 | 3 | 4 | 100 | L8 | no | HPLC Column | SS | 33 x 3,0 mm
Ultrasep | 0404E190US040 | MAISCH UltraSep ES 100 NH2 4µm packed by BISCHOFF | NH2 | 33 | 4 | 4 | 100 | L8 | no | HPLC Column | SS | 33 x 4,0 mm
Ultrasep | 0446E190US040 | MAISCH UltraSep ES 100 NH2 4µm packed by BISCHOFF | NH2 | 33 | 4.6 | 4 | 100 | L8 | no | HPLC Column | SS | 33 x 4,6 mm
Ultrasep | A402E190US040 | MAISCH UltraSep ES 100 NH2 4µm packed by BISCHOFF | NH2 | 40 | 2 | 4 | 100 | L8 | no | HPLC Column | SS | 40 x 2,0 mm
Ultrasep | A403E190US040 | MAISCH UltraSep ES 100 NH2 4µm packed by BISCHOFF | NH2 | 40 | 3 | 4 | 100 | L8 | no | HPLC Column | SS | 40 x 3,0 mm
Ultrasep | A404E190US040 | MAISCH UltraSep ES 100 NH2 4µm packed by BISCHOFF | NH2 | 40 | 4 | 4 | 100 | L8 | no | HPLC Column | SS | 40 x 4,0 mm
Ultrasep | A446E190US040 | MAISCH UltraSep ES 100 NH2 4µm packed by BISCHOFF | NH2 | 40 | 4.6 | 4 | 100 | L8 | no | HPLC Column | SS | 40 x 4,6 mm
Ultrasep | 0502E190US040 | MAISCH UltraSep ES 100 NH2 4µm packed by BISCHOFF | NH2 | 50 | 2 | 4 | 100 | L8 | no | HPLC Column | SS | 50 x 2,0 mm
Ultrasep | 0503E190US040 | MAISCH UltraSep ES 100 NH2 4µm packed by BISCHOFF | NH2 | 50 | 3 | 4 | 100 | L8 | no | HPLC Column | SS | 50 x 3,0 mm
Ultrasep | 0504E190US040 | MAISCH UltraSep ES 100 NH2 4µm packed by BISCHOFF | NH2 | 50 | 4 | 4 | 100 | L8 | no | HPLC Column | SS | 50 x 4,0 mm
Ultrasep | 0546E190US040 | MAISCH UltraSep ES 100 NH2 4µm packed by BISCHOFF | NH2 | 50 | 4.6 | 4 | 100 | L8 | no | HPLC Column | SS | 50 x 4,6 mm
Ultrasep | 0602E190US040 | MAISCH UltraSep ES 100 NH2 4µm packed by BISCHOFF | NH2 | 53 | 2 | 4 | 100 | L8 | no | HPLC Column | SS | 53 x 2,0 mm
Ultrasep | 0603E190US040 | MAISCH UltraSep ES 100 NH2 4µm packed by BISCHOFF | NH2 | 53 | 3 | 4 | 100 | L8 | no | HPLC Column | SS | 53 x 3,0 mm
Ultrasep | 0604E190US040 | MAISCH UltraSep ES 100 NH2 4µm packed by BISCHOFF | NH2 | 53 | 4 | 4 | 100 | L8 | no | HPLC Column | SS | 53 x 4,0 mm
Ultrasep | 0646E190US040 | MAISCH UltraSep ES 100 NH2 4µm packed by BISCHOFF | NH2 | 53 | 4.6 | 4 | 100 | L8 | no | HPLC Column | SS | 53 x 4,6 mm
Ultrasep | A602E190US040 | MAISCH UltraSep ES 100 NH2 4µm packed by BISCHOFF | NH2 | 60 | 2 | 4 | 100 | L8 | no | HPLC Column | SS | 60 x 2,0 mm
Ultrasep | A603E190US040 | MAISCH UltraSep ES 100 NH2 4µm packed by BISCHOFF | NH2 | 60 | 3 | 4 | 100 | L8 | no | HPLC Column | SS | 60 x 3,0 mm
Ultrasep | A604E190US040 | MAISCH UltraSep ES 100 NH2 4µm packed by BISCHOFF | NH2 | 60 | 4 | 4 | 100 | L8 | no | HPLC Column | SS | 60 x 4,0 mm
Ultrasep | A646E190US040 | MAISCH UltraSep ES 100 NH2 4µm packed by BISCHOFF | NH2 | 60 | 4.6 | 4 | 100 | L8 | no | HPLC Column | SS | 60 x 4,6 mm
Ultrasep | 0702E190US040 | MAISCH UltraSep ES 100 NH2 4µm packed by BISCHOFF | NH2 | 75 | 2 | 4 | 100 | L8 | no | HPLC Column | SS | 75 x 2,0 mm
Ultrasep | 0703E190US040 | MAISCH UltraSep ES 100 NH2 4µm packed by BISCHOFF | NH2 | 75 | 3 | 4 | 100 | L8 | no | HPLC Column | SS | 75 x 3,0 mm
Ultrasep | 0704E190US040 | MAISCH UltraSep ES 100 NH2 4µm packed by BISCHOFF | NH2 | 75 | 4 | 4 | 100 | L8 | no | HPLC Column | SS | 75 x 4,0 mm
Ultrasep | 0746E190US040 | MAISCH UltraSep ES 100 NH2 4µm packed by BISCHOFF | NH2 | 75 | 4.6 | 4 | 100 | L8 | no | HPLC Column | SS | 75 x 4,6 mm
Ultrasep | 1002E190US040 | MAISCH UltraSep ES 100 NH2 4µm packed by BISCHOFF | NH2 | 100 | 2 | 4 | 100 | L8 | no | HPLC Column | SS | 100 x 2,0 mm
Ultrasep | 1003E190US040 | MAISCH UltraSep ES 100 NH2 4µm packed by BISCHOFF | NH2 | 100 | 3 | 4 | 100 | L8 | no | HPLC Column | SS | 100 x 3,0 mm
Ultrasep | 1004E190US040 | MAISCH UltraSep ES 100 NH2 4µm packed by BISCHOFF | NH2 | 100 | 4 | 4 | 100 | L8 | no | HPLC Column | SS | 100 x 4,0 mm
Ultrasep | 1046E190US040 | MAISCH UltraSep ES 100 NH2 4µm packed by BISCHOFF | NH2 | 100 | 4.6 | 4 | 100 | L8 | no | HPLC Column | SS | 100 x 4,6 mm
Ultrasep | 1202E190US040 | MAISCH UltraSep ES 100 NH2 4µm packed by BISCHOFF | NH2 | 125 | 2 | 4 | 100 | L8 | no | HPLC Column | SS | 125 x 2,0 mm
Ultrasep | 1203E190US040 | MAISCH UltraSep ES 100 NH2 4µm packed by BISCHOFF | NH2 | 125 | 3 | 4 | 100 | L8 | no | HPLC Column | SS | 125 x 3,0 mm
Ultrasep | 1204E190US040 | MAISCH UltraSep ES 100 NH2 4µm packed by BISCHOFF | NH2 | 125 | 4 | 4 | 100 | L8 | no | HPLC Column | SS | 125 x 4,0 mm
Ultrasep | 1246E190US040 | MAISCH UltraSep ES 100 NH2 4µm packed by BISCHOFF | NH2 | 125 | 4.6 | 4 | 100 | L8 | no | HPLC Column | SS | 125 x 4,6 mm
Ultrasep | 1502E190US040 | MAISCH UltraSep ES 100 NH2 4µm packed by BISCHOFF | NH2 | 150 | 2 | 4 | 100 | L8 | no | HPLC Column | SS | 150 x 2,0 mm
Ultrasep | 1503E190US040 | MAISCH UltraSep ES 100 NH2 4µm packed by BISCHOFF | NH2 | 150 | 3 | 4 | 100 | L8 | no | HPLC Column | SS | 150 x 3,0 mm
Ultrasep | 1504E190US040 | MAISCH UltraSep ES 100 NH2 4µm packed by BISCHOFF | NH2 | 150 | 4 | 4 | 100 | L8 | no | HPLC Column | SS | 150 x 4,0 mm
Ultrasep | 1546E190US040 | MAISCH UltraSep ES 100 NH2 4µm packed by BISCHOFF | NH2 | 150 | 4.6 | 4 | 100 | L8 | no | HPLC Column | SS | 150 x 4,6 mm
Ultrasep | 2002E190US040 | MAISCH UltraSep ES 100 NH2 4µm packed by BISCHOFF | NH2 | 200 | 2 | 4 | 100 | L8 | no | HPLC Column | SS | 200 x 2,0 mm
Ultrasep | 2003E190US040 | MAISCH UltraSep ES 100 NH2 4µm packed by BISCHOFF | NH2 | 200 | 3 | 4 | 100 | L8 | no | HPLC Column | SS | 200 x 3,0 mm
Ultrasep | 2004E190US040 | MAISCH UltraSep ES 100 NH2 4µm packed by BISCHOFF | NH2 | 200 | 4 | 4 | 100 | L8 | no | HPLC Column | SS | 200 x 4,0 mm
Ultrasep | 2046E190US040 | MAISCH UltraSep ES 100 NH2 4µm packed by BISCHOFF | NH2 | 200 | 4.6 | 4 | 100 | L8 | no | HPLC Column | SS | 200 x 4,6 mm
Ultrasep | 2502E190US040 | MAISCH UltraSep ES 100 NH2 4µm packed by BISCHOFF | NH2 | 250 | 2 | 4 | 100 | L8 | no | HPLC Column | SS | 250 x 2,0 mm
Ultrasep | 2503E190US040 | MAISCH UltraSep ES 100 NH2 4µm packed by BISCHOFF | NH2 | 250 | 3 | 4 | 100 | L8 | no | HPLC Column | SS | 250 x 3,0 mm
Ultrasep | 2504E190US040 | MAISCH UltraSep ES 100 NH2 4µm packed by BISCHOFF | NH2 | 250 | 4 | 4 | 100 | L8 | no | HPLC Column | SS | 250 x 4,0 mm
Ultrasep | 2546E190US040 | MAISCH UltraSep ES 100 NH2 4µm packed by BISCHOFF | NH2 | 250 | 4.6 | 4 | 100 | L8 | no | HPLC Column | SS | 250 x 4,6 mm
Ultrasep | 3002E190US040 | MAISCH UltraSep ES 100 NH2 4µm packed by BISCHOFF | NH2 | 300 | 2 | 4 | 100 | L8 | no | HPLC Column | SS | 300 x 2,0 mm
Ultrasep | 3003E190US040 | MAISCH UltraSep ES 100 NH2 4µm packed by BISCHOFF | NH2 | 300 | 3 | 4 | 100 | L8 | no | HPLC Column | SS | 300 x 3,0 mm
Ultrasep | 3004E190US040 | MAISCH UltraSep ES 100 NH2 4µm packed by BISCHOFF | NH2 | 300 | 4 | 4 | 100 | L8 | no | HPLC Column | SS | 300 x 4,0 mm
Ultrasep | 3046E190US040 | MAISCH UltraSep ES 100 NH2 4µm packed by BISCHOFF | NH2 | 300 | 4.6 | 4 | 100 | L8 | no | HPLC Column | SS | 300 x 4,6 mm
Ultrasep | 01P4E190US040 | MAISCH UltraSep ES 100 NH2 4µm packed by BISCHOFF | NH2 | 14 | 4 | 4 | 100 | L8 | no | HPLC Column | PEEK | 14 x 4,0 mm
Ultrasep | A2P4E190US040 | MAISCH UltraSep ES 100 NH2 4µm packed by BISCHOFF | NH2 | 20 | 4 | 4 | 100 | L8 | no | HPLC Column | PEEK | 20 x 4,0 mm
Ultrasep | 02P4E190US040 | MAISCH UltraSep ES 100 NH2 4µm packed by BISCHOFF | NH2 | 25 | 4 | 4 | 100 | L8 | no | HPLC Column | PEEK | 25 x 4,0 mm
Ultrasep | 03P4E190US040 | MAISCH UltraSep ES 100 NH2 4µm packed by BISCHOFF | NH2 | 30 | 4 | 4 | 100 | L8 | no | HPLC Column | PEEK | 30 x 4,0 mm
Ultrasep | 04P4E190US040 | MAISCH UltraSep ES 100 NH2 4µm packed by BISCHOFF | NH2 | 33 | 4 | 4 | 100 | L8 | no | HPLC Column | PEEK | 33 x 4,0 mm
Ultrasep | A4P4E190US040 | MAISCH UltraSep ES 100 NH2 4µm packed by BISCHOFF | NH2 | 40 | 4 | 4 | 100 | L8 | no | HPLC Column | PEEK | 40 x 4,0 mm
Ultrasep | 05P4E190US040 | MAISCH UltraSep ES 100 NH2 4µm packed by BISCHOFF | NH2 | 50 | 4 | 4 | 100 | L8 | no | HPLC Column | PEEK | 50 x 4,0 mm
Ultrasep | 06P4E190US040 | MAISCH UltraSep ES 100 NH2 4µm packed by BISCHOFF | NH2 | 53 | 4 | 4 | 100 | L8 | no | HPLC Column | PEEK | 53 x 4,0 mm
Ultrasep | A6P4E190US040 | MAISCH UltraSep ES 100 NH2 4µm packed by BISCHOFF | NH2 | 60 | 4 | 4 | 100 | L8 | no | HPLC Column | PEEK | 60 x 4,0 mm
Ultrasep | 07P4E190US040 | MAISCH UltraSep ES 100 NH2 4µm packed by BISCHOFF | NH2 | 75 | 4 | 4 | 100 | L8 | no | HPLC Column | PEEK | 75 x 4,0 mm
Ultrasep | 10P4E190US040 | MAISCH UltraSep ES 100 NH2 4µm packed by BISCHOFF | NH2 | 100 | 4 | 4 | 100 | L8 | no | HPLC Column | PEEK | 100 x 4,0 mm
Ultrasep | 12P4E190US040 | MAISCH UltraSep ES 100 NH2 4µm packed by BISCHOFF | NH2 | 125 | 4 | 4 | 100 | L8 | no | HPLC Column | PEEK | 125 x 4,0 mm
Ultrasep | 15P4E190US040 | MAISCH UltraSep ES 100 NH2 4µm packed by BISCHOFF | NH2 | 150 | 4 | 4 | 100 | L8 | no | HPLC Column | PEEK | 150 x 4,0 mm
Ultrasep | 20P4E190US040 | MAISCH UltraSep ES 100 NH2 4µm packed by BISCHOFF | NH2 | 200 | 4 | 4 | 100 | L8 | no | HPLC Column | PEEK | 200 x 4,0 mm
Ultrasep | 25P4E190US040 | MAISCH UltraSep ES 100 NH2 4µm packed by BISCHOFF | NH2 | 250 | 4 | 4 | 100 | L8 | no | HPLC Column | PEEK | 250 x 4,0 mm
Ultrasep | 30P4E190US040 | MAISCH UltraSep ES 100 NH2 4µm packed by BISCHOFF | NH2 | 300 | 4 | 4 | 100 | L8 | no | HPLC Column | PEEK | 300 x 4,0 mm
Ultrasep | 6305E190US040 | MAISCH UltraSep ES 100 NH2 4µm packed by BISCHOFF | NH2 | 5 | 4 | 4 | 100 | L8 | no | Cartridges (5 pcs.) | SS | 5 x 4,0 mm
Ultrasep | 6301E190US040 | MAISCH UltraSep ES 100 NH2 4µm packed by BISCHOFF | NH2 | 10 | 4 | 4 | 100 | L8 | no | Cartridges (5 pcs.) | SS | 10 x 4,0 mm
Ultrasep | 6302E190US040 | MAISCH UltraSep ES 100 NH2 4µm packed by BISCHOFF | NH2 | 20 | 4 | 4 | 100 | L8 | no | Cartridges (5 pcs.) | SS | 20 x 4,0 mm
Ultrasep | 63P1E190US040 | MAISCH UltraSep ES 100 NH2 4µm packed by BISCHOFF | NH2 | 10 | 4 | 4 | 100 | L8 | no | Cartridges (5 pcs.) | PEEK | 10 x 4,0 mm
Ultrasep | 63P2E190US040 | MAISCH UltraSep ES 100 NH2 4µm packed by BISCHOFF | NH2 | 20 | 4 | 4 | 100 | L8 | no | Cartridges (5 pcs.) | PEEK | 20 x 4,0 mm
Ultrasep | 6335E190US040 | MAISCH UltraSep ES 100 NH2 4µm packed by BISCHOFF | NH2 | 5 | 3 | 4 | 100 | L8 | no | Cartridges (5 pcs.) | SS | 5 x 3,0 mm
Ultrasep | 6331E190US040 | MAISCH UltraSep ES 100 NH2 4µm packed by BISCHOFF | NH2 | 10 | 3 | 4 | 100 | L8 | no | Cartridges (5 pcs.) | SS | 10 x 3,0 mm
Ultrasep | 6332E190US040 | MAISCH UltraSep ES 100 NH2 4µm packed by BISCHOFF | NH2 | 20 | 3 | 4 | 100 | L8 | no | Cartridges (5 pcs.) | SS | 20 x 3,0 mm
Ultrasep | 6325E190US040 | MAISCH UltraSep ES 100 NH2 4µm packed by BISCHOFF | NH2 | 5 | 2 | 4 | 100 | L8 | no | Cartridges (5 pcs.) | SS | 5 x 2,0 mm
Ultrasep | 6321E190US040 | MAISCH UltraSep ES 100 NH2 4µm packed by BISCHOFF | NH2 | 10 | 2 | 4 | 100 | L8 | no | Cartridges (5 pcs.) | SS | 10 x 2,0 mm
Ultrasep | 6322E190US040 | MAISCH UltraSep ES 100 NH2 4µm packed by BISCHOFF | NH2 | 20 | 2 | 4 | 100 | L8 | no | Cartridges (5 pcs.) | SS | 20 x 2,0 mm
Ultrasep | 0102E190US060 | MAISCH UltraSep ES 100 NH2 6µm packed by BISCHOFF | NH2 | 14 | 2 | 6 | 100 | L8 | no | HPLC Column | SS | 14 x 2,0 mm
Ultrasep | 0103E190US060 | MAISCH UltraSep ES 100 NH2 6µm packed by BISCHOFF | NH2 | 14 | 3 | 6 | 100 | L8 | no | HPLC Column | SS | 14 x 3,0 mm
Ultrasep | 0104E190US060 | MAISCH UltraSep ES 100 NH2 6µm packed by BISCHOFF | NH2 | 14 | 4 | 6 | 100 | L8 | no | HPLC Column | SS | 14 x 4,0 mm
Ultrasep | 0146E190US060 | MAISCH UltraSep ES 100 NH2 6µm packed by BISCHOFF | NH2 | 14 | 4.6 | 6 | 100 | L8 | no | HPLC Column | SS | 14 x 4,6 mm
Ultrasep | A202E190US060 | MAISCH UltraSep ES 100 NH2 6µm packed by BISCHOFF | NH2 | 20 | 2 | 6 | 100 | L8 | no | HPLC Column | SS | 20 x 2,0 mm
Ultrasep | A203E190US060 | MAISCH UltraSep ES 100 NH2 6µm packed by BISCHOFF | NH2 | 20 | 3 | 6 | 100 | L8 | no | HPLC Column | SS | 20 x 3,0 mm
Ultrasep | A204E190US060 | MAISCH UltraSep ES 100 NH2 6µm packed by BISCHOFF | NH2 | 20 | 4 | 6 | 100 | L8 | no | HPLC Column | SS | 20 x 4,0 mm
Ultrasep | A246E190US060 | MAISCH UltraSep ES 100 NH2 6µm packed by BISCHOFF | NH2 | 20 | 4.6 | 6 | 100 | L8 | no | HPLC Column | SS | 20 x 4,6 mm
Ultrasep | 0202E190US060 | MAISCH UltraSep ES 100 NH2 6µm packed by BISCHOFF | NH2 | 25 | 2 | 6 | 100 | L8 | no | HPLC Column | SS | 25 x 2,0 mm
Ultrasep | 0203E190US060 | MAISCH UltraSep ES 100 NH2 6µm packed by BISCHOFF | NH2 | 25 | 3 | 6 | 100 | L8 | no | HPLC Column | SS | 25 x 3,0 mm
Ultrasep | 0204E190US060 | MAISCH UltraSep ES 100 NH2 6µm packed by BISCHOFF | NH2 | 25 | 4 | 6 | 100 | L8 | no | HPLC Column | SS | 25 x 4,0 mm
Ultrasep | 0246E190US060 | MAISCH UltraSep ES 100 NH2 6µm packed by BISCHOFF | NH2 | 25 | 4.6 | 6 | 100 | L8 | no | HPLC Column | SS | 25 x 4,6 mm
Ultrasep | 0302E190US060 | MAISCH UltraSep ES 100 NH2 6µm packed by BISCHOFF | NH2 | 30 | 2 | 6 | 100 | L8 | no | HPLC Column | SS | 30 x 2,0 mm
Ultrasep | 0303E190US060 | MAISCH UltraSep ES 100 NH2 6µm packed by BISCHOFF | NH2 | 30 | 3 | 6 | 100 | L8 | no | HPLC Column | SS | 30 x 3,0 mm
Ultrasep | 0304E190US060 | MAISCH UltraSep ES 100 NH2 6µm packed by BISCHOFF | NH2 | 30 | 4 | 6 | 100 | L8 | no | HPLC Column | SS | 30 x 4,0 mm
Ultrasep | 0346E190US060 | MAISCH UltraSep ES 100 NH2 6µm packed by BISCHOFF | NH2 | 30 | 4.6 | 6 | 100 | L8 | no | HPLC Column | SS | 30 x 4,6 mm
Ultrasep | 0402E190US060 | MAISCH UltraSep ES 100 NH2 6µm packed by BISCHOFF | NH2 | 33 | 2 | 6 | 100 | L8 | no | HPLC Column | SS | 33 x 2,0 mm
Ultrasep | 0403E190US060 | MAISCH UltraSep ES 100 NH2 6µm packed by BISCHOFF | NH2 | 33 | 3 | 6 | 100 | L8 | no | HPLC Column | SS | 33 x 3,0 mm
Ultrasep | 0404E190US060 | MAISCH UltraSep ES 100 NH2 6µm packed by BISCHOFF | NH2 | 33 | 4 | 6 | 100 | L8 | no | HPLC Column | SS | 33 x 4,0 mm
Ultrasep | 0446E190US060 | MAISCH UltraSep ES 100 NH2 6µm packed by BISCHOFF | NH2 | 33 | 4.6 | 6 | 100 | L8 | no | HPLC Column | SS | 33 x 4,6 mm
Ultrasep | A402E190US060 | MAISCH UltraSep ES 100 NH2 6µm packed by BISCHOFF | NH2 | 40 | 2 | 6 | 100 | L8 | no | HPLC Column | SS | 40 x 2,0 mm
Ultrasep | A403E190US060 | MAISCH UltraSep ES 100 NH2 6µm packed by BISCHOFF | NH2 | 40 | 3 | 6 | 100 | L8 | no | HPLC Column | SS | 40 x 3,0 mm
Ultrasep | A404E190US060 | MAISCH UltraSep ES 100 NH2 6µm packed by BISCHOFF | NH2 | 40 | 4 | 6 | 100 | L8 | no | HPLC Column | SS | 40 x 4,0 mm
Ultrasep | A446E190US060 | MAISCH UltraSep ES 100 NH2 6µm packed by BISCHOFF | NH2 | 40 | 4.6 | 6 | 100 | L8 | no | HPLC Column | SS | 40 x 4,6 mm
Ultrasep | 0502E190US060 | MAISCH UltraSep ES 100 NH2 6µm packed by BISCHOFF | NH2 | 50 | 2 | 6 | 100 | L8 | no | HPLC Column | SS | 50 x 2,0 mm
Ultrasep | 0503E190US060 | MAISCH UltraSep ES 100 NH2 6µm packed by BISCHOFF | NH2 | 50 | 3 | 6 | 100 | L8 | no | HPLC Column | SS | 50 x 3,0 mm
Ultrasep | 0504E190US060 | MAISCH UltraSep ES 100 NH2 6µm packed by BISCHOFF | NH2 | 50 | 4 | 6 | 100 | L8 | no | HPLC Column | SS | 50 x 4,0 mm
Ultrasep | 0546E190US060 | MAISCH UltraSep ES 100 NH2 6µm packed by BISCHOFF | NH2 | 50 | 4.6 | 6 | 100 | L8 | no | HPLC Column | SS | 50 x 4,6 mm
Ultrasep | 0602E190US060 | MAISCH UltraSep ES 100 NH2 6µm packed by BISCHOFF | NH2 | 53 | 2 | 6 | 100 | L8 | no | HPLC Column | SS | 53 x 2,0 mm
Ultrasep | 0603E190US060 | MAISCH UltraSep ES 100 NH2 6µm packed by BISCHOFF | NH2 | 53 | 3 | 6 | 100 | L8 | no | HPLC Column | SS | 53 x 3,0 mm
Ultrasep | 0604E190US060 | MAISCH UltraSep ES 100 NH2 6µm packed by BISCHOFF | NH2 | 53 | 4 | 6 | 100 | L8 | no | HPLC Column | SS | 53 x 4,0 mm
Ultrasep | 0646E190US060 | MAISCH UltraSep ES 100 NH2 6µm packed by BISCHOFF | NH2 | 53 | 4.6 | 6 | 100 | L8 | no | HPLC Column | SS | 53 x 4,6 mm
Ultrasep | A602E190US060 | MAISCH UltraSep ES 100 NH2 6µm packed by BISCHOFF | NH2 | 60 | 2 | 6 | 100 | L8 | no | HPLC Column | SS | 60 x 2,0 mm
Ultrasep | A603E190US060 | MAISCH UltraSep ES 100 NH2 6µm packed by BISCHOFF | NH2 | 60 | 3 | 6 | 100 | L8 | no | HPLC Column | SS | 60 x 3,0 mm
Ultrasep | A604E190US060 | MAISCH UltraSep ES 100 NH2 6µm packed by BISCHOFF | NH2 | 60 | 4 | 6 | 100 | L8 | no | HPLC Column | SS | 60 x 4,0 mm
Ultrasep | A646E190US060 | MAISCH UltraSep ES 100 NH2 6µm packed by BISCHOFF | NH2 | 60 | 4.6 | 6 | 100 | L8 | no | HPLC Column | SS | 60 x 4,6 mm
Ultrasep | 0702E190US060 | MAISCH UltraSep ES 100 NH2 6µm packed by BISCHOFF | NH2 | 75 | 2 | 6 | 100 | L8 | no | HPLC Column | SS | 75 x 2,0 mm
Ultrasep | 0703E190US060 | MAISCH UltraSep ES 100 NH2 6µm packed by BISCHOFF | NH2 | 75 | 3 | 6 | 100 | L8 | no | HPLC Column | SS | 75 x 3,0 mm
Ultrasep | 0704E190US060 | MAISCH UltraSep ES 100 NH2 6µm packed by BISCHOFF | NH2 | 75 | 4 | 6 | 100 | L8 | no | HPLC Column | SS | 75 x 4,0 mm
Ultrasep | 0746E190US060 | MAISCH UltraSep ES 100 NH2 6µm packed by BISCHOFF | NH2 | 75 | 4.6 | 6 | 100 | L8 | no | HPLC Column | SS | 75 x 4,6 mm
Ultrasep | 1002E190US060 | MAISCH UltraSep ES 100 NH2 6µm packed by BISCHOFF | NH2 | 100 | 2 | 6 | 100 | L8 | no | HPLC Column | SS | 100 x 2,0 mm
Ultrasep | 1003E190US060 | MAISCH UltraSep ES 100 NH2 6µm packed by BISCHOFF | NH2 | 100 | 3 | 6 | 100 | L8 | no | HPLC Column | SS | 100 x 3,0 mm
Ultrasep | 1004E190US060 | MAISCH UltraSep ES 100 NH2 6µm packed by BISCHOFF | NH2 | 100 | 4 | 6 | 100 | L8 | no | HPLC Column | SS | 100 x 4,0 mm
Ultrasep | 1046E190US060 | MAISCH UltraSep ES 100 NH2 6µm packed by BISCHOFF | NH2 | 100 | 4.6 | 6 | 100 | L8 | no | HPLC Column | SS | 100 x 4,6 mm
Ultrasep | 1202E190US060 | MAISCH UltraSep ES 100 NH2 6µm packed by BISCHOFF | NH2 | 125 | 2 | 6 | 100 | L8 | no | HPLC Column | SS | 125 x 2,0 mm
Ultrasep | 1203E190US060 | MAISCH UltraSep ES 100 NH2 6µm packed by BISCHOFF | NH2 | 125 | 3 | 6 | 100 | L8 | no | HPLC Column | SS | 125 x 3,0 mm
Ultrasep | 1204E190US060 | MAISCH UltraSep ES 100 NH2 6µm packed by BISCHOFF | NH2 | 125 | 4 | 6 | 100 | L8 | no | HPLC Column | SS | 125 x 4,0 mm
Ultrasep | 1246E190US060 | MAISCH UltraSep ES 100 NH2 6µm packed by BISCHOFF | NH2 | 125 | 4.6 | 6 | 100 | L8 | no | HPLC Column | SS | 125 x 4,6 mm
Ultrasep | 1502E190US060 | MAISCH UltraSep ES 100 NH2 6µm packed by BISCHOFF | NH2 | 150 | 2 | 6 | 100 | L8 | no | HPLC Column | SS | 150 x 2,0 mm
Ultrasep | 1503E190US060 | MAISCH UltraSep ES 100 NH2 6µm packed by BISCHOFF | NH2 | 150 | 3 | 6 | 100 | L8 | no | HPLC Column | SS | 150 x 3,0 mm
Ultrasep | 1504E190US060 | MAISCH UltraSep ES 100 NH2 6µm packed by BISCHOFF | NH2 | 150 | 4 | 6 | 100 | L8 | no | HPLC Column | SS | 150 x 4,0 mm
Ultrasep | 1546E190US060 | MAISCH UltraSep ES 100 NH2 6µm packed by BISCHOFF | NH2 | 150 | 4.6 | 6 | 100 | L8 | no | HPLC Column | SS | 150 x 4,6 mm
Ultrasep | 2002E190US060 | MAISCH UltraSep ES 100 NH2 6µm packed by BISCHOFF | NH2 | 200 | 2 | 6 | 100 | L8 | no | HPLC Column | SS | 200 x 2,0 mm
Ultrasep | 2003E190US060 | MAISCH UltraSep ES 100 NH2 6µm packed by BISCHOFF | NH2 | 200 | 3 | 6 | 100 | L8 | no | HPLC Column | SS | 200 x 3,0 mm
Ultrasep | 2004E190US060 | MAISCH UltraSep ES 100 NH2 6µm packed by BISCHOFF | NH2 | 200 | 4 | 6 | 100 | L8 | no | HPLC Column | SS | 200 x 4,0 mm
Ultrasep | 2046E190US060 | MAISCH UltraSep ES 100 NH2 6µm packed by BISCHOFF | NH2 | 200 | 4.6 | 6 | 100 | L8 | no | HPLC Column | SS | 200 x 4,6 mm
Ultrasep | 2502E190US060 | MAISCH UltraSep ES 100 NH2 6µm packed by BISCHOFF | NH2 | 250 | 2 | 6 | 100 | L8 | no | HPLC Column | SS | 250 x 2,0 mm
Ultrasep | 2503E190US060 | MAISCH UltraSep ES 100 NH2 6µm packed by BISCHOFF | NH2 | 250 | 3 | 6 | 100 | L8 | no | HPLC Column | SS | 250 x 3,0 mm
Ultrasep | 2504E190US060 | MAISCH UltraSep ES 100 NH2 6µm packed by BISCHOFF | NH2 | 250 | 4 | 6 | 100 | L8 | no | HPLC Column | SS | 250 x 4,0 mm
Ultrasep | 2546E190US060 | MAISCH UltraSep ES 100 NH2 6µm packed by BISCHOFF | NH2 | 250 | 4.6 | 6 | 100 | L8 | no | HPLC Column | SS | 250 x 4,6 mm
Ultrasep | 3002E190US060 | MAISCH UltraSep ES 100 NH2 6µm packed by BISCHOFF | NH2 | 300 | 2 | 6 | 100 | L8 | no | HPLC Column | SS | 300 x 2,0 mm
Ultrasep | 3003E190US060 | MAISCH UltraSep ES 100 NH2 6µm packed by BISCHOFF | NH2 | 300 | 3 | 6 | 100 | L8 | no | HPLC Column | SS | 300 x 3,0 mm
Ultrasep | 3004E190US060 | MAISCH UltraSep ES 100 NH2 6µm packed by BISCHOFF | NH2 | 300 | 4 | 6 | 100 | L8 | no | HPLC Column | SS | 300 x 4,0 mm
Ultrasep | 3046E190US060 | MAISCH UltraSep ES 100 NH2 6µm packed by BISCHOFF | NH2 | 300 | 4.6 | 6 | 100 | L8 | no | HPLC Column | SS | 300 x 4,6 mm
Ultrasep | 01P4E190US060 | MAISCH UltraSep ES 100 NH2 6µm packed by BISCHOFF | NH2 | 14 | 4 | 6 | 100 | L8 | no | HPLC Column | PEEK | 14 x 4,0 mm
Ultrasep | A2P4E190US060 | MAISCH UltraSep ES 100 NH2 6µm packed by BISCHOFF | NH2 | 20 | 4 | 6 | 100 | L8 | no | HPLC Column | PEEK | 20 x 4,0 mm
Ultrasep | 02P4E190US060 | MAISCH UltraSep ES 100 NH2 6µm packed by BISCHOFF | NH2 | 25 | 4 | 6 | 100 | L8 | no | HPLC Column | PEEK | 25 x 4,0 mm
Ultrasep | 03P4E190US060 | MAISCH UltraSep ES 100 NH2 6µm packed by BISCHOFF | NH2 | 30 | 4 | 6 | 100 | L8 | no | HPLC Column | PEEK | 30 x 4,0 mm
Ultrasep | 04P4E190US060 | MAISCH UltraSep ES 100 NH2 6µm packed by BISCHOFF | NH2 | 33 | 4 | 6 | 100 | L8 | no | HPLC Column | PEEK | 33 x 4,0 mm
Ultrasep | A4P4E190US060 | MAISCH UltraSep ES 100 NH2 6µm packed by BISCHOFF | NH2 | 40 | 4 | 6 | 100 | L8 | no | HPLC Column | PEEK | 40 x 4,0 mm
Ultrasep | 05P4E190US060 | MAISCH UltraSep ES 100 NH2 6µm packed by BISCHOFF | NH2 | 50 | 4 | 6 | 100 | L8 | no | HPLC Column | PEEK | 50 x 4,0 mm
Ultrasep | 06P4E190US060 | MAISCH UltraSep ES 100 NH2 6µm packed by BISCHOFF | NH2 | 53 | 4 | 6 | 100 | L8 | no | HPLC Column | PEEK | 53 x 4,0 mm
Ultrasep | A6P4E190US060 | MAISCH UltraSep ES 100 NH2 6µm packed by BISCHOFF | NH2 | 60 | 4 | 6 | 100 | L8 | no | HPLC Column | PEEK | 60 x 4,0 mm
Ultrasep | 07P4E190US060 | MAISCH UltraSep ES 100 NH2 6µm packed by BISCHOFF | NH2 | 75 | 4 | 6 | 100 | L8 | no | HPLC Column | PEEK | 75 x 4,0 mm
Ultrasep | 10P4E190US060 | MAISCH UltraSep ES 100 NH2 6µm packed by BISCHOFF | NH2 | 100 | 4 | 6 | 100 | L8 | no | HPLC Column | PEEK | 100 x 4,0 mm
Ultrasep | 12P4E190US060 | MAISCH UltraSep ES 100 NH2 6µm packed by BISCHOFF | NH2 | 125 | 4 | 6 | 100 | L8 | no | HPLC Column | PEEK | 125 x 4,0 mm
Ultrasep | 15P4E190US060 | MAISCH UltraSep ES 100 NH2 6µm packed by BISCHOFF | NH2 | 150 | 4 | 6 | 100 | L8 | no | HPLC Column | PEEK | 150 x 4,0 mm
Ultrasep | 20P4E190US060 | MAISCH UltraSep ES 100 NH2 6µm packed by BISCHOFF | NH2 | 200 | 4 | 6 | 100 | L8 | no | HPLC Column | PEEK | 200 x 4,0 mm
Ultrasep | 25P4E190US060 | MAISCH UltraSep ES 100 NH2 6µm packed by BISCHOFF | NH2 | 250 | 4 | 6 | 100 | L8 | no | HPLC Column | PEEK | 250 x 4,0 mm
Ultrasep | 30P4E190US060 | MAISCH UltraSep ES 100 NH2 6µm packed by BISCHOFF | NH2 | 300 | 4 | 6 | 100 | L8 | no | HPLC Column | PEEK | 300 x 4,0 mm
Ultrasep | 6305E190US060 | MAISCH UltraSep ES 100 NH2 6µm packed by BISCHOFF | NH2 | 5 | 4 | 6 | 100 | L8 | no | Cartridges (5 pcs.) | SS | 5 x 4,0 mm
Ultrasep | 6301E190US060 | MAISCH UltraSep ES 100 NH2 6µm packed by BISCHOFF | NH2 | 10 | 4 | 6 | 100 | L8 | no | Cartridges (5 pcs.) | SS | 10 x 4,0 mm
Ultrasep | 6302E190US060 | MAISCH UltraSep ES 100 NH2 6µm packed by BISCHOFF | NH2 | 20 | 4 | 6 | 100 | L8 | no | Cartridges (5 pcs.) | SS | 20 x 4,0 mm
Ultrasep | 63P1E190US060 | MAISCH UltraSep ES 100 NH2 6µm packed by BISCHOFF | NH2 | 10 | 4 | 6 | 100 | L8 | no | Cartridges (5 pcs.) | PEEK | 10 x 4,0 mm
Ultrasep | 63P2E190US060 | MAISCH UltraSep ES 100 NH2 6µm packed by BISCHOFF | NH2 | 20 | 4 | 6 | 100 | L8 | no | Cartridges (5 pcs.) | PEEK | 20 x 4,0 mm
Ultrasep | 6335E190US060 | MAISCH UltraSep ES 100 NH2 6µm packed by BISCHOFF | NH2 | 5 | 3 | 6 | 100 | L8 | no | Cartridges (5 pcs.) | SS | 5 x 3,0 mm
Ultrasep | 6331E190US060 | MAISCH UltraSep ES 100 NH2 6µm packed by BISCHOFF | NH2 | 10 | 3 | 6 | 100 | L8 | no | Cartridges (5 pcs.) | SS | 10 x 3,0 mm
Ultrasep | 6332E190US060 | MAISCH UltraSep ES 100 NH2 6µm packed by BISCHOFF | NH2 | 20 | 3 | 6 | 100 | L8 | no | Cartridges (5 pcs.) | SS | 20 x 3,0 mm
Ultrasep | 6325E190US060 | MAISCH UltraSep ES 100 NH2 6µm packed by BISCHOFF | NH2 | 5 | 2 | 6 | 100 | L8 | no | Cartridges (5 pcs.) | SS | 5 x 2,0 mm
Ultrasep | 6321E190US060 | MAISCH UltraSep ES 100 NH2 6µm packed by BISCHOFF | NH2 | 10 | 2 | 6 | 100 | L8 | no | Cartridges (5 pcs.) | SS | 10 x 2,0 mm
Ultrasep | 6322E190US060 | MAISCH UltraSep ES 100 NH2 6µm packed by BISCHOFF | NH2 | 20 | 2 | 6 | 100 | L8 | no | Cartridges (5 pcs.) | SS | 20 x 2,0 mm
Ultrasep | 0102E050US040 | MAISCH UltraSep ES 100 Phenyl 4µm packed by BISCHOFF | PHENYL | 14 | 2 | 4 | 100 | L11 | no | HPLC Column | SS | 14 x 2,0 mm
Ultrasep | 0103E050US040 | MAISCH UltraSep ES 100 Phenyl 4µm packed by BISCHOFF | PHENYL | 14 | 3 | 4 | 100 | L11 | no | HPLC Column | SS | 14 x 3,0 mm
Ultrasep | 0104E050US040 | MAISCH UltraSep ES 100 Phenyl 4µm packed by BISCHOFF | PHENYL | 14 | 4 | 4 | 100 | L11 | no | HPLC Column | SS | 14 x 4,0 mm
Ultrasep | 0146E050US040 | MAISCH UltraSep ES 100 Phenyl 4µm packed by BISCHOFF | PHENYL | 14 | 4.6 | 4 | 100 | L11 | no | HPLC Column | SS | 14 x 4,6 mm
Ultrasep | A202E050US040 | MAISCH UltraSep ES 100 Phenyl 4µm packed by BISCHOFF | PHENYL | 20 | 2 | 4 | 100 | L11 | no | HPLC Column | SS | 20 x 2,0 mm
Ultrasep | A203E050US040 | MAISCH UltraSep ES 100 Phenyl 4µm packed by BISCHOFF | PHENYL | 20 | 3 | 4 | 100 | L11 | no | HPLC Column | SS | 20 x 3,0 mm
Ultrasep | A204E050US040 | MAISCH UltraSep ES 100 Phenyl 4µm packed by BISCHOFF | PHENYL | 20 | 4 | 4 | 100 | L11 | no | HPLC Column | SS | 20 x 4,0 mm
Ultrasep | A246E050US040 | MAISCH UltraSep ES 100 Phenyl 4µm packed by BISCHOFF | PHENYL | 20 | 4.6 | 4 | 100 | L11 | no | HPLC Column | SS | 20 x 4,6 mm
Ultrasep | 0202E050US040 | MAISCH UltraSep ES 100 Phenyl 4µm packed by BISCHOFF | PHENYL | 25 | 2 | 4 | 100 | L11 | no | HPLC Column | SS | 25 x 2,0 mm
Ultrasep | 0203E050US040 | MAISCH UltraSep ES 100 Phenyl 4µm packed by BISCHOFF | PHENYL | 25 | 3 | 4 | 100 | L11 | no | HPLC Column | SS | 25 x 3,0 mm
Ultrasep | 0204E050US040 | MAISCH UltraSep ES 100 Phenyl 4µm packed by BISCHOFF | PHENYL | 25 | 4 | 4 | 100 | L11 | no | HPLC Column | SS | 25 x 4,0 mm
Ultrasep | 0246E050US040 | MAISCH UltraSep ES 100 Phenyl 4µm packed by BISCHOFF | PHENYL | 25 | 4.6 | 4 | 100 | L11 | no | HPLC Column | SS | 25 x 4,6 mm
Ultrasep | 0302E050US040 | MAISCH UltraSep ES 100 Phenyl 4µm packed by BISCHOFF | PHENYL | 30 | 2 | 4 | 100 | L11 | no | HPLC Column | SS | 30 x 2,0 mm
Ultrasep | 0303E050US040 | MAISCH UltraSep ES 100 Phenyl 4µm packed by BISCHOFF | PHENYL | 30 | 3 | 4 | 100 | L11 | no | HPLC Column | SS | 30 x 3,0 mm
Ultrasep | 0304E050US040 | MAISCH UltraSep ES 100 Phenyl 4µm packed by BISCHOFF | PHENYL | 30 | 4 | 4 | 100 | L11 | no | HPLC Column | SS | 30 x 4,0 mm
Ultrasep | 0346E050US040 | MAISCH UltraSep ES 100 Phenyl 4µm packed by BISCHOFF | PHENYL | 30 | 4.6 | 4 | 100 | L11 | no | HPLC Column | SS | 30 x 4,6 mm
Ultrasep | 0402E050US040 | MAISCH UltraSep ES 100 Phenyl 4µm packed by BISCHOFF | PHENYL | 33 | 2 | 4 | 100 | L11 | no | HPLC Column | SS | 33 x 2,0 mm
Ultrasep | 0403E050US040 | MAISCH UltraSep ES 100 Phenyl 4µm packed by BISCHOFF | PHENYL | 33 | 3 | 4 | 100 | L11 | no | HPLC Column | SS | 33 x 3,0 mm
Ultrasep | 0404E050US040 | MAISCH UltraSep ES 100 Phenyl 4µm packed by BISCHOFF | PHENYL | 33 | 4 | 4 | 100 | L11 | no | HPLC Column | SS | 33 x 4,0 mm
Ultrasep | 0446E050US040 | MAISCH UltraSep ES 100 Phenyl 4µm packed by BISCHOFF | PHENYL | 33 | 4.6 | 4 | 100 | L11 | no | HPLC Column | SS | 33 x 4,6 mm
Ultrasep | A402E050US040 | MAISCH UltraSep ES 100 Phenyl 4µm packed by BISCHOFF | PHENYL | 40 | 2 | 4 | 100 | L11 | no | HPLC Column | SS | 40 x 2,0 mm
Ultrasep | A403E050US040 | MAISCH UltraSep ES 100 Phenyl 4µm packed by BISCHOFF | PHENYL | 40 | 3 | 4 | 100 | L11 | no | HPLC Column | SS | 40 x 3,0 mm
Ultrasep | A404E050US040 | MAISCH UltraSep ES 100 Phenyl 4µm packed by BISCHOFF | PHENYL | 40 | 4 | 4 | 100 | L11 | no | HPLC Column | SS | 40 x 4,0 mm
Ultrasep | A446E050US040 | MAISCH UltraSep ES 100 Phenyl 4µm packed by BISCHOFF | PHENYL | 40 | 4.6 | 4 | 100 | L11 | no | HPLC Column | SS | 40 x 4,6 mm
Ultrasep | 0502E050US040 | MAISCH UltraSep ES 100 Phenyl 4µm packed by BISCHOFF | PHENYL | 50 | 2 | 4 | 100 | L11 | no | HPLC Column | SS | 50 x 2,0 mm
Ultrasep | 0503E050US040 | MAISCH UltraSep ES 100 Phenyl 4µm packed by BISCHOFF | PHENYL | 50 | 3 | 4 | 100 | L11 | no | HPLC Column | SS | 50 x 3,0 mm
Ultrasep | 0504E050US040 | MAISCH UltraSep ES 100 Phenyl 4µm packed by BISCHOFF | PHENYL | 50 | 4 | 4 | 100 | L11 | no | HPLC Column | SS | 50 x 4,0 mm
Ultrasep | 0546E050US040 | MAISCH UltraSep ES 100 Phenyl 4µm packed by BISCHOFF | PHENYL | 50 | 4.6 | 4 | 100 | L11 | no | HPLC Column | SS | 50 x 4,6 mm
Ultrasep | 0602E050US040 | MAISCH UltraSep ES 100 Phenyl 4µm packed by BISCHOFF | PHENYL | 53 | 2 | 4 | 100 | L11 | no | HPLC Column | SS | 53 x 2,0 mm
Ultrasep | 0603E050US040 | MAISCH UltraSep ES 100 Phenyl 4µm packed by BISCHOFF | PHENYL | 53 | 3 | 4 | 100 | L11 | no | HPLC Column | SS | 53 x 3,0 mm
Ultrasep | 0604E050US040 | MAISCH UltraSep ES 100 Phenyl 4µm packed by BISCHOFF | PHENYL | 53 | 4 | 4 | 100 | L11 | no | HPLC Column | SS | 53 x 4,0 mm
Ultrasep | 0646E050US040 | MAISCH UltraSep ES 100 Phenyl 4µm packed by BISCHOFF | PHENYL | 53 | 4.6 | 4 | 100 | L11 | no | HPLC Column | SS | 53 x 4,6 mm
Ultrasep | A602E050US040 | MAISCH UltraSep ES 100 Phenyl 4µm packed by BISCHOFF | PHENYL | 60 | 2 | 4 | 100 | L11 | no | HPLC Column | SS | 60 x 2,0 mm
Ultrasep | A603E050US040 | MAISCH UltraSep ES 100 Phenyl 4µm packed by BISCHOFF | PHENYL | 60 | 3 | 4 | 100 | L11 | no | HPLC Column | SS | 60 x 3,0 mm
Ultrasep | A604E050US040 | MAISCH UltraSep ES 100 Phenyl 4µm packed by BISCHOFF | PHENYL | 60 | 4 | 4 | 100 | L11 | no | HPLC Column | SS | 60 x 4,0 mm
Ultrasep | A646E050US040 | MAISCH UltraSep ES 100 Phenyl 4µm packed by BISCHOFF | PHENYL | 60 | 4.6 | 4 | 100 | L11 | no | HPLC Column | SS | 60 x 4,6 mm
Ultrasep | 0702E050US040 | MAISCH UltraSep ES 100 Phenyl 4µm packed by BISCHOFF | PHENYL | 75 | 2 | 4 | 100 | L11 | no | HPLC Column | SS | 75 x 2,0 mm
Ultrasep | 0703E050US040 | MAISCH UltraSep ES 100 Phenyl 4µm packed by BISCHOFF | PHENYL | 75 | 3 | 4 | 100 | L11 | no | HPLC Column | SS | 75 x 3,0 mm
Ultrasep | 0704E050US040 | MAISCH UltraSep ES 100 Phenyl 4µm packed by BISCHOFF | PHENYL | 75 | 4 | 4 | 100 | L11 | no | HPLC Column | SS | 75 x 4,0 mm
Ultrasep | 0746E050US040 | MAISCH UltraSep ES 100 Phenyl 4µm packed by BISCHOFF | PHENYL | 75 | 4.6 | 4 | 100 | L11 | no | HPLC Column | SS | 75 x 4,6 mm
Ultrasep | 1002E050US040 | MAISCH UltraSep ES 100 Phenyl 4µm packed by BISCHOFF | PHENYL | 100 | 2 | 4 | 100 | L11 | no | HPLC Column | SS | 100 x 2,0 mm
Ultrasep | 1003E050US040 | MAISCH UltraSep ES 100 Phenyl 4µm packed by BISCHOFF | PHENYL | 100 | 3 | 4 | 100 | L11 | no | HPLC Column | SS | 100 x 3,0 mm
Ultrasep | 1004E050US040 | MAISCH UltraSep ES 100 Phenyl 4µm packed by BISCHOFF | PHENYL | 100 | 4 | 4 | 100 | L11 | no | HPLC Column | SS | 100 x 4,0 mm
Ultrasep | 1046E050US040 | MAISCH UltraSep ES 100 Phenyl 4µm packed by BISCHOFF | PHENYL | 100 | 4.6 | 4 | 100 | L11 | no | HPLC Column | SS | 100 x 4,6 mm
Ultrasep | 1202E050US040 | MAISCH UltraSep ES 100 Phenyl 4µm packed by BISCHOFF | PHENYL | 125 | 2 | 4 | 100 | L11 | no | HPLC Column | SS | 125 x 2,0 mm
Ultrasep | 1203E050US040 | MAISCH UltraSep ES 100 Phenyl 4µm packed by BISCHOFF | PHENYL | 125 | 3 | 4 | 100 | L11 | no | HPLC Column | SS | 125 x 3,0 mm
Ultrasep | 1204E050US040 | MAISCH UltraSep ES 100 Phenyl 4µm packed by BISCHOFF | PHENYL | 125 | 4 | 4 | 100 | L11 | no | HPLC Column | SS | 125 x 4,0 mm
Ultrasep | 1246E050US040 | MAISCH UltraSep ES 100 Phenyl 4µm packed by BISCHOFF | PHENYL | 125 | 4.6 | 4 | 100 | L11 | no | HPLC Column | SS | 125 x 4,6 mm
Ultrasep | 1502E050US040 | MAISCH UltraSep ES 100 Phenyl 4µm packed by BISCHOFF | PHENYL | 150 | 2 | 4 | 100 | L11 | no | HPLC Column | SS | 150 x 2,0 mm
Ultrasep | 1503E050US040 | MAISCH UltraSep ES 100 Phenyl 4µm packed by BISCHOFF | PHENYL | 150 | 3 | 4 | 100 | L11 | no | HPLC Column | SS | 150 x 3,0 mm
Ultrasep | 1504E050US040 | MAISCH UltraSep ES 100 Phenyl 4µm packed by BISCHOFF | PHENYL | 150 | 4 | 4 | 100 | L11 | no | HPLC Column | SS | 150 x 4,0 mm
Ultrasep | 1546E050US040 | MAISCH UltraSep ES 100 Phenyl 4µm packed by BISCHOFF | PHENYL | 150 | 4.6 | 4 | 100 | L11 | no | HPLC Column | SS | 150 x 4,6 mm
Ultrasep | 2002E050US040 | MAISCH UltraSep ES 100 Phenyl 4µm packed by BISCHOFF | PHENYL | 200 | 2 | 4 | 100 | L11 | no | HPLC Column | SS | 200 x 2,0 mm
Ultrasep | 2003E050US040 | MAISCH UltraSep ES 100 Phenyl 4µm packed by BISCHOFF | PHENYL | 200 | 3 | 4 | 100 | L11 | no | HPLC Column | SS | 200 x 3,0 mm
Ultrasep | 2004E050US040 | MAISCH UltraSep ES 100 Phenyl 4µm packed by BISCHOFF | PHENYL | 200 | 4 | 4 | 100 | L11 | no | HPLC Column | SS | 200 x 4,0 mm
Ultrasep | 2046E050US040 | MAISCH UltraSep ES 100 Phenyl 4µm packed by BISCHOFF | PHENYL | 200 | 4.6 | 4 | 100 | L11 | no | HPLC Column | SS | 200 x 4,6 mm
Ultrasep | 2502E050US040 | MAISCH UltraSep ES 100 Phenyl 4µm packed by BISCHOFF | PHENYL | 250 | 2 | 4 | 100 | L11 | no | HPLC Column | SS | 250 x 2,0 mm
Ultrasep | 2503E050US040 | MAISCH UltraSep ES 100 Phenyl 4µm packed by BISCHOFF | PHENYL | 250 | 3 | 4 | 100 | L11 | no | HPLC Column | SS | 250 x 3,0 mm
Ultrasep | 2504E050US040 | MAISCH UltraSep ES 100 Phenyl 4µm packed by BISCHOFF | PHENYL | 250 | 4 | 4 | 100 | L11 | no | HPLC Column | SS | 250 x 4,0 mm
Ultrasep | 2546E050US040 | MAISCH UltraSep ES 100 Phenyl 4µm packed by BISCHOFF | PHENYL | 250 | 4.6 | 4 | 100 | L11 | no | HPLC Column | SS | 250 x 4,6 mm
Ultrasep | 3002E050US040 | MAISCH UltraSep ES 100 Phenyl 4µm packed by BISCHOFF | PHENYL | 300 | 2 | 4 | 100 | L11 | no | HPLC Column | SS | 300 x 2,0 mm
Ultrasep | 3003E050US040 | MAISCH UltraSep ES 100 Phenyl 4µm packed by BISCHOFF | PHENYL | 300 | 3 | 4 | 100 | L11 | no | HPLC Column | SS | 300 x 3,0 mm
Ultrasep | 3004E050US040 | MAISCH UltraSep ES 100 Phenyl 4µm packed by BISCHOFF | PHENYL | 300 | 4 | 4 | 100 | L11 | no | HPLC Column | SS | 300 x 4,0 mm
Ultrasep | 3046E050US040 | MAISCH UltraSep ES 100 Phenyl 4µm packed by BISCHOFF | PHENYL | 300 | 4.6 | 4 | 100 | L11 | no | HPLC Column | SS | 300 x 4,6 mm
Ultrasep | 01P4E050US040 | MAISCH UltraSep ES 100 Phenyl 4µm packed by BISCHOFF | PHENYL | 14 | 4 | 4 | 100 | L11 | no | HPLC Column | PEEK | 14 x 4,0 mm
Ultrasep | A2P4E050US040 | MAISCH UltraSep ES 100 Phenyl 4µm packed by BISCHOFF | PHENYL | 20 | 4 | 4 | 100 | L11 | no | HPLC Column | PEEK | 20 x 4,0 mm
Ultrasep | 02P4E050US040 | MAISCH UltraSep ES 100 Phenyl 4µm packed by BISCHOFF | PHENYL | 25 | 4 | 4 | 100 | L11 | no | HPLC Column | PEEK | 25 x 4,0 mm
Ultrasep | 03P4E050US040 | MAISCH UltraSep ES 100 Phenyl 4µm packed by BISCHOFF | PHENYL | 30 | 4 | 4 | 100 | L11 | no | HPLC Column | PEEK | 30 x 4,0 mm
Ultrasep | 04P4E050US040 | MAISCH UltraSep ES 100 Phenyl 4µm packed by BISCHOFF | PHENYL | 33 | 4 | 4 | 100 | L11 | no | HPLC Column | PEEK | 33 x 4,0 mm
Ultrasep | A4P4E050US040 | MAISCH UltraSep ES 100 Phenyl 4µm packed by BISCHOFF | PHENYL | 40 | 4 | 4 | 100 | L11 | no | HPLC Column | PEEK | 40 x 4,0 mm
Ultrasep | 05P4E050US040 | MAISCH UltraSep ES 100 Phenyl 4µm packed by BISCHOFF | PHENYL | 50 | 4 | 4 | 100 | L11 | no | HPLC Column | PEEK | 50 x 4,0 mm
Ultrasep | 06P4E050US040 | MAISCH UltraSep ES 100 Phenyl 4µm packed by BISCHOFF | PHENYL | 53 | 4 | 4 | 100 | L11 | no | HPLC Column | PEEK | 53 x 4,0 mm
Ultrasep | A6P4E050US040 | MAISCH UltraSep ES 100 Phenyl 4µm packed by BISCHOFF | PHENYL | 60 | 4 | 4 | 100 | L11 | no | HPLC Column | PEEK | 60 x 4,0 mm
Ultrasep | 07P4E050US040 | MAISCH UltraSep ES 100 Phenyl 4µm packed by BISCHOFF | PHENYL | 75 | 4 | 4 | 100 | L11 | no | HPLC Column | PEEK | 75 x 4,0 mm
Ultrasep | 10P4E050US040 | MAISCH UltraSep ES 100 Phenyl 4µm packed by BISCHOFF | PHENYL | 100 | 4 | 4 | 100 | L11 | no | HPLC Column | PEEK | 100 x 4,0 mm
Ultrasep | 12P4E050US040 | MAISCH UltraSep ES 100 Phenyl 4µm packed by BISCHOFF | PHENYL | 125 | 4 | 4 | 100 | L11 | no | HPLC Column | PEEK | 125 x 4,0 mm
Ultrasep | 15P4E050US040 | MAISCH UltraSep ES 100 Phenyl 4µm packed by BISCHOFF | PHENYL | 150 | 4 | 4 | 100 | L11 | no | HPLC Column | PEEK | 150 x 4,0 mm
Ultrasep | 20P4E050US040 | MAISCH UltraSep ES 100 Phenyl 4µm packed by BISCHOFF | PHENYL | 200 | 4 | 4 | 100 | L11 | no | HPLC Column | PEEK | 200 x 4,0 mm
Ultrasep | 25P4E050US040 | MAISCH UltraSep ES 100 Phenyl 4µm packed by BISCHOFF | PHENYL | 250 | 4 | 4 | 100 | L11 | no | HPLC Column | PEEK | 250 x 4,0 mm
Ultrasep | 30P4E050US040 | MAISCH UltraSep ES 100 Phenyl 4µm packed by BISCHOFF | PHENYL | 300 | 4 | 4 | 100 | L11 | no | HPLC Column | PEEK | 300 x 4,0 mm
Ultrasep | 6305E050US040 | MAISCH UltraSep ES 100 Phenyl 4µm packed by BISCHOFF | PHENYL | 5 | 4 | 4 | 100 | L11 | no | Cartridges (5 pcs.) | SS | 5 x 4,0 mm
Ultrasep | 6301E050US040 | MAISCH UltraSep ES 100 Phenyl 4µm packed by BISCHOFF | PHENYL | 10 | 4 | 4 | 100 | L11 | no | Cartridges (5 pcs.) | SS | 10 x 4,0 mm
Ultrasep | 6302E050US040 | MAISCH UltraSep ES 100 Phenyl 4µm packed by BISCHOFF | PHENYL | 20 | 4 | 4 | 100 | L11 | no | Cartridges (5 pcs.) | SS | 20 x 4,0 mm
Ultrasep | 63P1E050US040 | MAISCH UltraSep ES 100 Phenyl 4µm packed by BISCHOFF | PHENYL | 10 | 4 | 4 | 100 | L11 | no | Cartridges (5 pcs.) | PEEK | 10 x 4,0 mm
Ultrasep | 63P2E050US040 | MAISCH UltraSep ES 100 Phenyl 4µm packed by BISCHOFF | PHENYL | 20 | 4 | 4 | 100 | L11 | no | Cartridges (5 pcs.) | PEEK | 20 x 4,0 mm
Ultrasep | 6335E050US040 | MAISCH UltraSep ES 100 Phenyl 4µm packed by BISCHOFF | PHENYL | 5 | 3 | 4 | 100 | L11 | no | Cartridges (5 pcs.) | SS | 5 x 3,0 mm
Ultrasep | 6331E050US040 | MAISCH UltraSep ES 100 Phenyl 4µm packed by BISCHOFF | PHENYL | 10 | 3 | 4 | 100 | L11 | no | Cartridges (5 pcs.) | SS | 10 x 3,0 mm
Ultrasep | 6332E050US040 | MAISCH UltraSep ES 100 Phenyl 4µm packed by BISCHOFF | PHENYL | 20 | 3 | 4 | 100 | L11 | no | Cartridges (5 pcs.) | SS | 20 x 3,0 mm
Ultrasep | 6325E050US040 | MAISCH UltraSep ES 100 Phenyl 4µm packed by BISCHOFF | PHENYL | 5 | 2 | 4 | 100 | L11 | no | Cartridges (5 pcs.) | SS | 5 x 2,0 mm
Ultrasep | 6321E050US040 | MAISCH UltraSep ES 100 Phenyl 4µm packed by BISCHOFF | PHENYL | 10 | 2 | 4 | 100 | L11 | no | Cartridges (5 pcs.) | SS | 10 x 2,0 mm
Ultrasep | 6322E050US040 | MAISCH UltraSep ES 100 Phenyl 4µm packed by BISCHOFF | PHENYL | 20 | 2 | 4 | 100 | L11 | no | Cartridges (5 pcs.) | SS | 20 x 2,0 mm
Ultrasep | 0102E050US060 | MAISCH UltraSep ES 100 Phenyl 6µm packed by BISCHOFF | PHENYL | 14 | 2 | 6 | 100 | L11 | no | HPLC Column | SS | 14 x 2,0 mm
Ultrasep | 0103E050US060 | MAISCH UltraSep ES 100 Phenyl 6µm packed by BISCHOFF | PHENYL | 14 | 3 | 6 | 100 | L11 | no | HPLC Column | SS | 14 x 3,0 mm
Ultrasep | 0104E050US060 | MAISCH UltraSep ES 100 Phenyl 6µm packed by BISCHOFF | PHENYL | 14 | 4 | 6 | 100 | L11 | no | HPLC Column | SS | 14 x 4,0 mm
Ultrasep | 0146E050US060 | MAISCH UltraSep ES 100 Phenyl 6µm packed by BISCHOFF | PHENYL | 14 | 4.6 | 6 | 100 | L11 | no | HPLC Column | SS | 14 x 4,6 mm
Ultrasep | A202E050US060 | MAISCH UltraSep ES 100 Phenyl 6µm packed by BISCHOFF | PHENYL | 20 | 2 | 6 | 100 | L11 | no | HPLC Column | SS | 20 x 2,0 mm
Ultrasep | A203E050US060 | MAISCH UltraSep ES 100 Phenyl 6µm packed by BISCHOFF | PHENYL | 20 | 3 | 6 | 100 | L11 | no | HPLC Column | SS | 20 x 3,0 mm
Ultrasep | A204E050US060 | MAISCH UltraSep ES 100 Phenyl 6µm packed by BISCHOFF | PHENYL | 20 | 4 | 6 | 100 | L11 | no | HPLC Column | SS | 20 x 4,0 mm
Ultrasep | A246E050US060 | MAISCH UltraSep ES 100 Phenyl 6µm packed by BISCHOFF | PHENYL | 20 | 4.6 | 6 | 100 | L11 | no | HPLC Column | SS | 20 x 4,6 mm
Ultrasep | 0202E050US060 | MAISCH UltraSep ES 100 Phenyl 6µm packed by BISCHOFF | PHENYL | 25 | 2 | 6 | 100 | L11 | no | HPLC Column | SS | 25 x 2,0 mm
Ultrasep | 0203E050US060 | MAISCH UltraSep ES 100 Phenyl 6µm packed by BISCHOFF | PHENYL | 25 | 3 | 6 | 100 | L11 | no | HPLC Column | SS | 25 x 3,0 mm
Ultrasep | 0204E050US060 | MAISCH UltraSep ES 100 Phenyl 6µm packed by BISCHOFF | PHENYL | 25 | 4 | 6 | 100 | L11 | no | HPLC Column | SS | 25 x 4,0 mm
Ultrasep | 0246E050US060 | MAISCH UltraSep ES 100 Phenyl 6µm packed by BISCHOFF | PHENYL | 25 | 4.6 | 6 | 100 | L11 | no | HPLC Column | SS | 25 x 4,6 mm
Ultrasep | 0302E050US060 | MAISCH UltraSep ES 100 Phenyl 6µm packed by BISCHOFF | PHENYL | 30 | 2 | 6 | 100 | L11 | no | HPLC Column | SS | 30 x 2,0 mm
Ultrasep | 0303E050US060 | MAISCH UltraSep ES 100 Phenyl 6µm packed by BISCHOFF | PHENYL | 30 | 3 | 6 | 100 | L11 | no | HPLC Column | SS | 30 x 3,0 mm
Ultrasep | 0304E050US060 | MAISCH UltraSep ES 100 Phenyl 6µm packed by BISCHOFF | PHENYL | 30 | 4 | 6 | 100 | L11 | no | HPLC Column | SS | 30 x 4,0 mm
Ultrasep | 0346E050US060 | MAISCH UltraSep ES 100 Phenyl 6µm packed by BISCHOFF | PHENYL | 30 | 4.6 | 6 | 100 | L11 | no | HPLC Column | SS | 30 x 4,6 mm
Ultrasep | 0402E050US060 | MAISCH UltraSep ES 100 Phenyl 6µm packed by BISCHOFF | PHENYL | 33 | 2 | 6 | 100 | L11 | no | HPLC Column | SS | 33 x 2,0 mm
Ultrasep | 0403E050US060 | MAISCH UltraSep ES 100 Phenyl 6µm packed by BISCHOFF | PHENYL | 33 | 3 | 6 | 100 | L11 | no | HPLC Column | SS | 33 x 3,0 mm
Ultrasep | 0404E050US060 | MAISCH UltraSep ES 100 Phenyl 6µm packed by BISCHOFF | PHENYL | 33 | 4 | 6 | 100 | L11 | no | HPLC Column | SS | 33 x 4,0 mm
Ultrasep | 0446E050US060 | MAISCH UltraSep ES 100 Phenyl 6µm packed by BISCHOFF | PHENYL | 33 | 4.6 | 6 | 100 | L11 | no | HPLC Column | SS | 33 x 4,6 mm
Ultrasep | A402E050US060 | MAISCH UltraSep ES 100 Phenyl 6µm packed by BISCHOFF | PHENYL | 40 | 2 | 6 | 100 | L11 | no | HPLC Column | SS | 40 x 2,0 mm
Ultrasep | A403E050US060 | MAISCH UltraSep ES 100 Phenyl 6µm packed by BISCHOFF | PHENYL | 40 | 3 | 6 | 100 | L11 | no | HPLC Column | SS | 40 x 3,0 mm
Ultrasep | A404E050US060 | MAISCH UltraSep ES 100 Phenyl 6µm packed by BISCHOFF | PHENYL | 40 | 4 | 6 | 100 | L11 | no | HPLC Column | SS | 40 x 4,0 mm
Ultrasep | A446E050US060 | MAISCH UltraSep ES 100 Phenyl 6µm packed by BISCHOFF | PHENYL | 40 | 4.6 | 6 | 100 | L11 | no | HPLC Column | SS | 40 x 4,6 mm
Ultrasep | 0502E050US060 | MAISCH UltraSep ES 100 Phenyl 6µm packed by BISCHOFF | PHENYL | 50 | 2 | 6 | 100 | L11 | no | HPLC Column | SS | 50 x 2,0 mm
Ultrasep | 0503E050US060 | MAISCH UltraSep ES 100 Phenyl 6µm packed by BISCHOFF | PHENYL | 50 | 3 | 6 | 100 | L11 | no | HPLC Column | SS | 50 x 3,0 mm
Ultrasep | 0504E050US060 | MAISCH UltraSep ES 100 Phenyl 6µm packed by BISCHOFF | PHENYL | 50 | 4 | 6 | 100 | L11 | no | HPLC Column | SS | 50 x 4,0 mm
Ultrasep | 0546E050US060 | MAISCH UltraSep ES 100 Phenyl 6µm packed by BISCHOFF | PHENYL | 50 | 4.6 | 6 | 100 | L11 | no | HPLC Column | SS | 50 x 4,6 mm
Ultrasep | 0602E050US060 | MAISCH UltraSep ES 100 Phenyl 6µm packed by BISCHOFF | PHENYL | 53 | 2 | 6 | 100 | L11 | no | HPLC Column | SS | 53 x 2,0 mm
Ultrasep | 0603E050US060 | MAISCH UltraSep ES 100 Phenyl 6µm packed by BISCHOFF | PHENYL | 53 | 3 | 6 | 100 | L11 | no | HPLC Column | SS | 53 x 3,0 mm
Ultrasep | 0604E050US060 | MAISCH UltraSep ES 100 Phenyl 6µm packed by BISCHOFF | PHENYL | 53 | 4 | 6 | 100 | L11 | no | HPLC Column | SS | 53 x 4,0 mm
Ultrasep | 0646E050US060 | MAISCH UltraSep ES 100 Phenyl 6µm packed by BISCHOFF | PHENYL | 53 | 4.6 | 6 | 100 | L11 | no | HPLC Column | SS | 53 x 4,6 mm
Ultrasep | A602E050US060 | MAISCH UltraSep ES 100 Phenyl 6µm packed by BISCHOFF | PHENYL | 60 | 2 | 6 | 100 | L11 | no | HPLC Column | SS | 60 x 2,0 mm
Ultrasep | A603E050US060 | MAISCH UltraSep ES 100 Phenyl 6µm packed by BISCHOFF | PHENYL | 60 | 3 | 6 | 100 | L11 | no | HPLC Column | SS | 60 x 3,0 mm
Ultrasep | A604E050US060 | MAISCH UltraSep ES 100 Phenyl 6µm packed by BISCHOFF | PHENYL | 60 | 4 | 6 | 100 | L11 | no | HPLC Column | SS | 60 x 4,0 mm
Ultrasep | A646E050US060 | MAISCH UltraSep ES 100 Phenyl 6µm packed by BISCHOFF | PHENYL | 60 | 4.6 | 6 | 100 | L11 | no | HPLC Column | SS | 60 x 4,6 mm
Ultrasep | 0702E050US060 | MAISCH UltraSep ES 100 Phenyl 6µm packed by BISCHOFF | PHENYL | 75 | 2 | 6 | 100 | L11 | no | HPLC Column | SS | 75 x 2,0 mm
Ultrasep | 0703E050US060 | MAISCH UltraSep ES 100 Phenyl 6µm packed by BISCHOFF | PHENYL | 75 | 3 | 6 | 100 | L11 | no | HPLC Column | SS | 75 x 3,0 mm
Ultrasep | 0704E050US060 | MAISCH UltraSep ES 100 Phenyl 6µm packed by BISCHOFF | PHENYL | 75 | 4 | 6 | 100 | L11 | no | HPLC Column | SS | 75 x 4,0 mm
Ultrasep | 0746E050US060 | MAISCH UltraSep ES 100 Phenyl 6µm packed by BISCHOFF | PHENYL | 75 | 4.6 | 6 | 100 | L11 | no | HPLC Column | SS | 75 x 4,6 mm
Ultrasep | 1002E050US060 | MAISCH UltraSep ES 100 Phenyl 6µm packed by BISCHOFF | PHENYL | 100 | 2 | 6 | 100 | L11 | no | HPLC Column | SS | 100 x 2,0 mm
Ultrasep | 1003E050US060 | MAISCH UltraSep ES 100 Phenyl 6µm packed by BISCHOFF | PHENYL | 100 | 3 | 6 | 100 | L11 | no | HPLC Column | SS | 100 x 3,0 mm
Ultrasep | 1004E050US060 | MAISCH UltraSep ES 100 Phenyl 6µm packed by BISCHOFF | PHENYL | 100 | 4 | 6 | 100 | L11 | no | HPLC Column | SS | 100 x 4,0 mm
Ultrasep | 1046E050US060 | MAISCH UltraSep ES 100 Phenyl 6µm packed by BISCHOFF | PHENYL | 100 | 4.6 | 6 | 100 | L11 | no | HPLC Column | SS | 100 x 4,6 mm
Ultrasep | 1202E050US060 | MAISCH UltraSep ES 100 Phenyl 6µm packed by BISCHOFF | PHENYL | 125 | 2 | 6 | 100 | L11 | no | HPLC Column | SS | 125 x 2,0 mm
Ultrasep | 1203E050US060 | MAISCH UltraSep ES 100 Phenyl 6µm packed by BISCHOFF | PHENYL | 125 | 3 | 6 | 100 | L11 | no | HPLC Column | SS | 125 x 3,0 mm
Ultrasep | 1204E050US060 | MAISCH UltraSep ES 100 Phenyl 6µm packed by BISCHOFF | PHENYL | 125 | 4 | 6 | 100 | L11 | no | HPLC Column | SS | 125 x 4,0 mm
Ultrasep | 1246E050US060 | MAISCH UltraSep ES 100 Phenyl 6µm packed by BISCHOFF | PHENYL | 125 | 4.6 | 6 | 100 | L11 | no | HPLC Column | SS | 125 x 4,6 mm
Ultrasep | 1502E050US060 | MAISCH UltraSep ES 100 Phenyl 6µm packed by BISCHOFF | PHENYL | 150 | 2 | 6 | 100 | L11 | no | HPLC Column | SS | 150 x 2,0 mm
Ultrasep | 1503E050US060 | MAISCH UltraSep ES 100 Phenyl 6µm packed by BISCHOFF | PHENYL | 150 | 3 | 6 | 100 | L11 | no | HPLC Column | SS | 150 x 3,0 mm
Ultrasep | 1504E050US060 | MAISCH UltraSep ES 100 Phenyl 6µm packed by BISCHOFF | PHENYL | 150 | 4 | 6 | 100 | L11 | no | HPLC Column | SS | 150 x 4,0 mm
Ultrasep | 1546E050US060 | MAISCH UltraSep ES 100 Phenyl 6µm packed by BISCHOFF | PHENYL | 150 | 4.6 | 6 | 100 | L11 | no | HPLC Column | SS | 150 x 4,6 mm
Ultrasep | 2002E050US060 | MAISCH UltraSep ES 100 Phenyl 6µm packed by BISCHOFF | PHENYL | 200 | 2 | 6 | 100 | L11 | no | HPLC Column | SS | 200 x 2,0 mm
Ultrasep | 2003E050US060 | MAISCH UltraSep ES 100 Phenyl 6µm packed by BISCHOFF | PHENYL | 200 | 3 | 6 | 100 | L11 | no | HPLC Column | SS | 200 x 3,0 mm
Ultrasep | 2004E050US060 | MAISCH UltraSep ES 100 Phenyl 6µm packed by BISCHOFF | PHENYL | 200 | 4 | 6 | 100 | L11 | no | HPLC Column | SS | 200 x 4,0 mm
Ultrasep | 2046E050US060 | MAISCH UltraSep ES 100 Phenyl 6µm packed by BISCHOFF | PHENYL | 200 | 4.6 | 6 | 100 | L11 | no | HPLC Column | SS | 200 x 4,6 mm
Ultrasep | 2502E050US060 | MAISCH UltraSep ES 100 Phenyl 6µm packed by BISCHOFF | PHENYL | 250 | 2 | 6 | 100 | L11 | no | HPLC Column | SS | 250 x 2,0 mm
Ultrasep | 2503E050US060 | MAISCH UltraSep ES 100 Phenyl 6µm packed by BISCHOFF | PHENYL | 250 | 3 | 6 | 100 | L11 | no | HPLC Column | SS | 250 x 3,0 mm
Ultrasep | 2504E050US060 | MAISCH UltraSep ES 100 Phenyl 6µm packed by BISCHOFF | PHENYL | 250 | 4 | 6 | 100 | L11 | no | HPLC Column | SS | 250 x 4,0 mm
Ultrasep | 2546E050US060 | MAISCH UltraSep ES 100 Phenyl 6µm packed by BISCHOFF | PHENYL | 250 | 4.6 | 6 | 100 | L11 | no | HPLC Column | SS | 250 x 4,6 mm
Ultrasep | 3002E050US060 | MAISCH UltraSep ES 100 Phenyl 6µm packed by BISCHOFF | PHENYL | 300 | 2 | 6 | 100 | L11 | no | HPLC Column | SS | 300 x 2,0 mm
Ultrasep | 3003E050US060 | MAISCH UltraSep ES 100 Phenyl 6µm packed by BISCHOFF | PHENYL | 300 | 3 | 6 | 100 | L11 | no | HPLC Column | SS | 300 x 3,0 mm
Ultrasep | 3004E050US060 | MAISCH UltraSep ES 100 Phenyl 6µm packed by BISCHOFF | PHENYL | 300 | 4 | 6 | 100 | L11 | no | HPLC Column | SS | 300 x 4,0 mm
Ultrasep | 3046E050US060 | MAISCH UltraSep ES 100 Phenyl 6µm packed by BISCHOFF | PHENYL | 300 | 4.6 | 6 | 100 | L11 | no | HPLC Column | SS | 300 x 4,6 mm
Ultrasep | 01P4E050US060 | MAISCH UltraSep ES 100 Phenyl 6µm packed by BISCHOFF | PHENYL | 14 | 4 | 6 | 100 | L11 | no | HPLC Column | PEEK | 14 x 4,0 mm
Ultrasep | A2P4E050US060 | MAISCH UltraSep ES 100 Phenyl 6µm packed by BISCHOFF | PHENYL | 20 | 4 | 6 | 100 | L11 | no | HPLC Column | PEEK | 20 x 4,0 mm
Ultrasep | 02P4E050US060 | MAISCH UltraSep ES 100 Phenyl 6µm packed by BISCHOFF | PHENYL | 25 | 4 | 6 | 100 | L11 | no | HPLC Column | PEEK | 25 x 4,0 mm
Ultrasep | 03P4E050US060 | MAISCH UltraSep ES 100 Phenyl 6µm packed by BISCHOFF | PHENYL | 30 | 4 | 6 | 100 | L11 | no | HPLC Column | PEEK | 30 x 4,0 mm
Ultrasep | 04P4E050US060 | MAISCH UltraSep ES 100 Phenyl 6µm packed by BISCHOFF | PHENYL | 33 | 4 | 6 | 100 | L11 | no | HPLC Column | PEEK | 33 x 4,0 mm
Ultrasep | A4P4E050US060 | MAISCH UltraSep ES 100 Phenyl 6µm packed by BISCHOFF | PHENYL | 40 | 4 | 6 | 100 | L11 | no | HPLC Column | PEEK | 40 x 4,0 mm
Ultrasep | 05P4E050US060 | MAISCH UltraSep ES 100 Phenyl 6µm packed by BISCHOFF | PHENYL | 50 | 4 | 6 | 100 | L11 | no | HPLC Column | PEEK | 50 x 4,0 mm
Ultrasep | 06P4E050US060 | MAISCH UltraSep ES 100 Phenyl 6µm packed by BISCHOFF | PHENYL | 53 | 4 | 6 | 100 | L11 | no | HPLC Column | PEEK | 53 x 4,0 mm
Ultrasep | A6P4E050US060 | MAISCH UltraSep ES 100 Phenyl 6µm packed by BISCHOFF | PHENYL | 60 | 4 | 6 | 100 | L11 | no | HPLC Column | PEEK | 60 x 4,0 mm
Ultrasep | 07P4E050US060 | MAISCH UltraSep ES 100 Phenyl 6µm packed by BISCHOFF | PHENYL | 75 | 4 | 6 | 100 | L11 | no | HPLC Column | PEEK | 75 x 4,0 mm
Ultrasep | 10P4E050US060 | MAISCH UltraSep ES 100 Phenyl 6µm packed by BISCHOFF | PHENYL | 100 | 4 | 6 | 100 | L11 | no | HPLC Column | PEEK | 100 x 4,0 mm
Ultrasep | 12P4E050US060 | MAISCH UltraSep ES 100 Phenyl 6µm packed by BISCHOFF | PHENYL | 125 | 4 | 6 | 100 | L11 | no | HPLC Column | PEEK | 125 x 4,0 mm
Ultrasep | 15P4E050US060 | MAISCH UltraSep ES 100 Phenyl 6µm packed by BISCHOFF | PHENYL | 150 | 4 | 6 | 100 | L11 | no | HPLC Column | PEEK | 150 x 4,0 mm
Ultrasep | 20P4E050US060 | MAISCH UltraSep ES 100 Phenyl 6µm packed by BISCHOFF | PHENYL | 200 | 4 | 6 | 100 | L11 | no | HPLC Column | PEEK | 200 x 4,0 mm
Ultrasep | 25P4E050US060 | MAISCH UltraSep ES 100 Phenyl 6µm packed by BISCHOFF | PHENYL | 250 | 4 | 6 | 100 | L11 | no | HPLC Column | PEEK | 250 x 4,0 mm
Ultrasep | 30P4E050US060 | MAISCH UltraSep ES 100 Phenyl 6µm packed by BISCHOFF | PHENYL | 300 | 4 | 6 | 100 | L11 | no | HPLC Column | PEEK | 300 x 4,0 mm
Ultrasep | 6305E050US060 | MAISCH UltraSep ES 100 Phenyl 6µm packed by BISCHOFF | PHENYL | 5 | 4 | 6 | 100 | L11 | no | Cartridges (5 pcs.) | SS | 5 x 4,0 mm
Ultrasep | 6301E050US060 | MAISCH UltraSep ES 100 Phenyl 6µm packed by BISCHOFF | PHENYL | 10 | 4 | 6 | 100 | L11 | no | Cartridges (5 pcs.) | SS | 10 x 4,0 mm
Ultrasep | 6302E050US060 | MAISCH UltraSep ES 100 Phenyl 6µm packed by BISCHOFF | PHENYL | 20 | 4 | 6 | 100 | L11 | no | Cartridges (5 pcs.) | SS | 20 x 4,0 mm
Ultrasep | 63P1E050US060 | MAISCH UltraSep ES 100 Phenyl 6µm packed by BISCHOFF | PHENYL | 10 | 4 | 6 | 100 | L11 | no | Cartridges (5 pcs.) | PEEK | 10 x 4,0 mm
Ultrasep | 63P2E050US060 | MAISCH UltraSep ES 100 Phenyl 6µm packed by BISCHOFF | PHENYL | 20 | 4 | 6 | 100 | L11 | no | Cartridges (5 pcs.) | PEEK | 20 x 4,0 mm
Ultrasep | 6335E050US060 | MAISCH UltraSep ES 100 Phenyl 6µm packed by BISCHOFF | PHENYL | 5 | 3 | 6 | 100 | L11 | no | Cartridges (5 pcs.) | SS | 5 x 3,0 mm
Ultrasep | 6331E050US060 | MAISCH UltraSep ES 100 Phenyl 6µm packed by BISCHOFF | PHENYL | 10 | 3 | 6 | 100 | L11 | no | Cartridges (5 pcs.) | SS | 10 x 3,0 mm
Ultrasep | 6332E050US060 | MAISCH UltraSep ES 100 Phenyl 6µm packed by BISCHOFF | PHENYL | 20 | 3 | 6 | 100 | L11 | no | Cartridges (5 pcs.) | SS | 20 x 3,0 mm
Ultrasep | 6325E050US060 | MAISCH UltraSep ES 100 Phenyl 6µm packed by BISCHOFF | PHENYL | 5 | 2 | 6 | 100 | L11 | no | Cartridges (5 pcs.) | SS | 5 x 2,0 mm
Ultrasep | 6321E050US060 | MAISCH UltraSep ES 100 Phenyl 6µm packed by BISCHOFF | PHENYL | 10 | 2 | 6 | 100 | L11 | no | Cartridges (5 pcs.) | SS | 10 x 2,0 mm
Ultrasep | 6322E050US060 | MAISCH UltraSep ES 100 Phenyl 6µm packed by BISCHOFF | PHENYL | 20 | 2 | 6 | 100 | L11 | no | Cartridges (5 pcs.) | SS | 20 x 2,0 mm
Ultrasep | 0102E000US040 | MAISCH UltraSep ES 100 Si 4µm packed by BISCHOFF | Silica | 14 | 2 | 4 | 100 | L3 | no | HPLC Column | SS | 14 x 2,0 mm
Ultrasep | 0103E000US040 | MAISCH UltraSep ES 100 Si 4µm packed by BISCHOFF | Silica | 14 | 3 | 4 | 100 | L3 | no | HPLC Column | SS | 14 x 3,0 mm
Ultrasep | 0104E000US040 | MAISCH UltraSep ES 100 Si 4µm packed by BISCHOFF | Silica | 14 | 4 | 4 | 100 | L3 | no | HPLC Column | SS | 14 x 4,0 mm
Ultrasep | 0146E000US040 | MAISCH UltraSep ES 100 Si 4µm packed by BISCHOFF | Silica | 14 | 4.6 | 4 | 100 | L3 | no | HPLC Column | SS | 14 x 4,6 mm
Ultrasep | A202E000US040 | MAISCH UltraSep ES 100 Si 4µm packed by BISCHOFF | Silica | 20 | 2 | 4 | 100 | L3 | no | HPLC Column | SS | 20 x 2,0 mm
Ultrasep | A203E000US040 | MAISCH UltraSep ES 100 Si 4µm packed by BISCHOFF | Silica | 20 | 3 | 4 | 100 | L3 | no | HPLC Column | SS | 20 x 3,0 mm
Ultrasep | A204E000US040 | MAISCH UltraSep ES 100 Si 4µm packed by BISCHOFF | Silica | 20 | 4 | 4 | 100 | L3 | no | HPLC Column | SS | 20 x 4,0 mm
Ultrasep | A246E000US040 | MAISCH UltraSep ES 100 Si 4µm packed by BISCHOFF | Silica | 20 | 4.6 | 4 | 100 | L3 | no | HPLC Column | SS | 20 x 4,6 mm
Ultrasep | 0202E000US040 | MAISCH UltraSep ES 100 Si 4µm packed by BISCHOFF | Silica | 25 | 2 | 4 | 100 | L3 | no | HPLC Column | SS | 25 x 2,0 mm
Ultrasep | 0203E000US040 | MAISCH UltraSep ES 100 Si 4µm packed by BISCHOFF | Silica | 25 | 3 | 4 | 100 | L3 | no | HPLC Column | SS | 25 x 3,0 mm
Ultrasep | 0204E000US040 | MAISCH UltraSep ES 100 Si 4µm packed by BISCHOFF | Silica | 25 | 4 | 4 | 100 | L3 | no | HPLC Column | SS | 25 x 4,0 mm
Ultrasep | 0246E000US040 | MAISCH UltraSep ES 100 Si 4µm packed by BISCHOFF | Silica | 25 | 4.6 | 4 | 100 | L3 | no | HPLC Column | SS | 25 x 4,6 mm
Ultrasep | 0302E000US040 | MAISCH UltraSep ES 100 Si 4µm packed by BISCHOFF | Silica | 30 | 2 | 4 | 100 | L3 | no | HPLC Column | SS | 30 x 2,0 mm
Ultrasep | 0303E000US040 | MAISCH UltraSep ES 100 Si 4µm packed by BISCHOFF | Silica | 30 | 3 | 4 | 100 | L3 | no | HPLC Column | SS | 30 x 3,0 mm
Ultrasep | 0304E000US040 | MAISCH UltraSep ES 100 Si 4µm packed by BISCHOFF | Silica | 30 | 4 | 4 | 100 | L3 | no | HPLC Column | SS | 30 x 4,0 mm
Ultrasep | 0346E000US040 | MAISCH UltraSep ES 100 Si 4µm packed by BISCHOFF | Silica | 30 | 4.6 | 4 | 100 | L3 | no | HPLC Column | SS | 30 x 4,6 mm
Ultrasep | 0402E000US040 | MAISCH UltraSep ES 100 Si 4µm packed by BISCHOFF | Silica | 33 | 2 | 4 | 100 | L3 | no | HPLC Column | SS | 33 x 2,0 mm
Ultrasep | 0403E000US040 | MAISCH UltraSep ES 100 Si 4µm packed by BISCHOFF | Silica | 33 | 3 | 4 | 100 | L3 | no | HPLC Column | SS | 33 x 3,0 mm
Ultrasep | 0404E000US040 | MAISCH UltraSep ES 100 Si 4µm packed by BISCHOFF | Silica | 33 | 4 | 4 | 100 | L3 | no | HPLC Column | SS | 33 x 4,0 mm
Ultrasep | 0446E000US040 | MAISCH UltraSep ES 100 Si 4µm packed by BISCHOFF | Silica | 33 | 4.6 | 4 | 100 | L3 | no | HPLC Column | SS | 33 x 4,6 mm
Ultrasep | A402E000US040 | MAISCH UltraSep ES 100 Si 4µm packed by BISCHOFF | Silica | 40 | 2 | 4 | 100 | L3 | no | HPLC Column | SS | 40 x 2,0 mm
Ultrasep | A403E000US040 | MAISCH UltraSep ES 100 Si 4µm packed by BISCHOFF | Silica | 40 | 3 | 4 | 100 | L3 | no | HPLC Column | SS | 40 x 3,0 mm
Ultrasep | A404E000US040 | MAISCH UltraSep ES 100 Si 4µm packed by BISCHOFF | Silica | 40 | 4 | 4 | 100 | L3 | no | HPLC Column | SS | 40 x 4,0 mm
Ultrasep | A446E000US040 | MAISCH UltraSep ES 100 Si 4µm packed by BISCHOFF | Silica | 40 | 4.6 | 4 | 100 | L3 | no | HPLC Column | SS | 40 x 4,6 mm
Ultrasep | 0502E000US040 | MAISCH UltraSep ES 100 Si 4µm packed by BISCHOFF | Silica | 50 | 2 | 4 | 100 | L3 | no | HPLC Column | SS | 50 x 2,0 mm
Ultrasep | 0503E000US040 | MAISCH UltraSep ES 100 Si 4µm packed by BISCHOFF | Silica | 50 | 3 | 4 | 100 | L3 | no | HPLC Column | SS | 50 x 3,0 mm
Ultrasep | 0504E000US040 | MAISCH UltraSep ES 100 Si 4µm packed by BISCHOFF | Silica | 50 | 4 | 4 | 100 | L3 | no | HPLC Column | SS | 50 x 4,0 mm
Ultrasep | 0546E000US040 | MAISCH UltraSep ES 100 Si 4µm packed by BISCHOFF | Silica | 50 | 4.6 | 4 | 100 | L3 | no | HPLC Column | SS | 50 x 4,6 mm
Ultrasep | 0602E000US040 | MAISCH UltraSep ES 100 Si 4µm packed by BISCHOFF | Silica | 53 | 2 | 4 | 100 | L3 | no | HPLC Column | SS | 53 x 2,0 mm
Ultrasep | 0603E000US040 | MAISCH UltraSep ES 100 Si 4µm packed by BISCHOFF | Silica | 53 | 3 | 4 | 100 | L3 | no | HPLC Column | SS | 53 x 3,0 mm
Ultrasep | 0604E000US040 | MAISCH UltraSep ES 100 Si 4µm packed by BISCHOFF | Silica | 53 | 4 | 4 | 100 | L3 | no | HPLC Column | SS | 53 x 4,0 mm
Ultrasep | 0646E000US040 | MAISCH UltraSep ES 100 Si 4µm packed by BISCHOFF | Silica | 53 | 4.6 | 4 | 100 | L3 | no | HPLC Column | SS | 53 x 4,6 mm
Ultrasep | A602E000US040 | MAISCH UltraSep ES 100 Si 4µm packed by BISCHOFF | Silica | 60 | 2 | 4 | 100 | L3 | no | HPLC Column | SS | 60 x 2,0 mm
Ultrasep | A603E000US040 | MAISCH UltraSep ES 100 Si 4µm packed by BISCHOFF | Silica | 60 | 3 | 4 | 100 | L3 | no | HPLC Column | SS | 60 x 3,0 mm
Ultrasep | A604E000US040 | MAISCH UltraSep ES 100 Si 4µm packed by BISCHOFF | Silica | 60 | 4 | 4 | 100 | L3 | no | HPLC Column | SS | 60 x 4,0 mm
Ultrasep | A646E000US040 | MAISCH UltraSep ES 100 Si 4µm packed by BISCHOFF | Silica | 60 | 4.6 | 4 | 100 | L3 | no | HPLC Column | SS | 60 x 4,6 mm
Ultrasep | 0702E000US040 | MAISCH UltraSep ES 100 Si 4µm packed by BISCHOFF | Silica | 75 | 2 | 4 | 100 | L3 | no | HPLC Column | SS | 75 x 2,0 mm
Ultrasep | 0703E000US040 | MAISCH UltraSep ES 100 Si 4µm packed by BISCHOFF | Silica | 75 | 3 | 4 | 100 | L3 | no | HPLC Column | SS | 75 x 3,0 mm
Ultrasep | 0704E000US040 | MAISCH UltraSep ES 100 Si 4µm packed by BISCHOFF | Silica | 75 | 4 | 4 | 100 | L3 | no | HPLC Column | SS | 75 x 4,0 mm
Ultrasep | 0746E000US040 | MAISCH UltraSep ES 100 Si 4µm packed by BISCHOFF | Silica | 75 | 4.6 | 4 | 100 | L3 | no | HPLC Column | SS | 75 x 4,6 mm
Ultrasep | 1002E000US040 | MAISCH UltraSep ES 100 Si 4µm packed by BISCHOFF | Silica | 100 | 2 | 4 | 100 | L3 | no | HPLC Column | SS | 100 x 2,0 mm
Ultrasep | 1003E000US040 | MAISCH UltraSep ES 100 Si 4µm packed by BISCHOFF | Silica | 100 | 3 | 4 | 100 | L3 | no | HPLC Column | SS | 100 x 3,0 mm
Ultrasep | 1004E000US040 | MAISCH UltraSep ES 100 Si 4µm packed by BISCHOFF | Silica | 100 | 4 | 4 | 100 | L3 | no | HPLC Column | SS | 100 x 4,0 mm
Ultrasep | 1046E000US040 | MAISCH UltraSep ES 100 Si 4µm packed by BISCHOFF | Silica | 100 | 4.6 | 4 | 100 | L3 | no | HPLC Column | SS | 100 x 4,6 mm
Ultrasep | 1202E000US040 | MAISCH UltraSep ES 100 Si 4µm packed by BISCHOFF | Silica | 125 | 2 | 4 | 100 | L3 | no | HPLC Column | SS | 125 x 2,0 mm
Ultrasep | 1203E000US040 | MAISCH UltraSep ES 100 Si 4µm packed by BISCHOFF | Silica | 125 | 3 | 4 | 100 | L3 | no | HPLC Column | SS | 125 x 3,0 mm
Ultrasep | 1204E000US040 | MAISCH UltraSep ES 100 Si 4µm packed by BISCHOFF | Silica | 125 | 4 | 4 | 100 | L3 | no | HPLC Column | SS | 125 x 4,0 mm
Ultrasep | 1246E000US040 | MAISCH UltraSep ES 100 Si 4µm packed by BISCHOFF | Silica | 125 | 4.6 | 4 | 100 | L3 | no | HPLC Column | SS | 125 x 4,6 mm
Ultrasep | 1502E000US040 | MAISCH UltraSep ES 100 Si 4µm packed by BISCHOFF | Silica | 150 | 2 | 4 | 100 | L3 | no | HPLC Column | SS | 150 x 2,0 mm
Ultrasep | 1503E000US040 | MAISCH UltraSep ES 100 Si 4µm packed by BISCHOFF | Silica | 150 | 3 | 4 | 100 | L3 | no | HPLC Column | SS | 150 x 3,0 mm
Ultrasep | 1504E000US040 | MAISCH UltraSep ES 100 Si 4µm packed by BISCHOFF | Silica | 150 | 4 | 4 | 100 | L3 | no | HPLC Column | SS | 150 x 4,0 mm
Ultrasep | 1546E000US040 | MAISCH UltraSep ES 100 Si 4µm packed by BISCHOFF | Silica | 150 | 4.6 | 4 | 100 | L3 | no | HPLC Column | SS | 150 x 4,6 mm
Ultrasep | 2002E000US040 | MAISCH UltraSep ES 100 Si 4µm packed by BISCHOFF | Silica | 200 | 2 | 4 | 100 | L3 | no | HPLC Column | SS | 200 x 2,0 mm
Ultrasep | 2003E000US040 | MAISCH UltraSep ES 100 Si 4µm packed by BISCHOFF | Silica | 200 | 3 | 4 | 100 | L3 | no | HPLC Column | SS | 200 x 3,0 mm
Ultrasep | 2004E000US040 | MAISCH UltraSep ES 100 Si 4µm packed by BISCHOFF | Silica | 200 | 4 | 4 | 100 | L3 | no | HPLC Column | SS | 200 x 4,0 mm
Ultrasep | 2046E000US040 | MAISCH UltraSep ES 100 Si 4µm packed by BISCHOFF | Silica | 200 | 4.6 | 4 | 100 | L3 | no | HPLC Column | SS | 200 x 4,6 mm
Ultrasep | 2502E000US040 | MAISCH UltraSep ES 100 Si 4µm packed by BISCHOFF | Silica | 250 | 2 | 4 | 100 | L3 | no | HPLC Column | SS | 250 x 2,0 mm
Ultrasep | 2503E000US040 | MAISCH UltraSep ES 100 Si 4µm packed by BISCHOFF | Silica | 250 | 3 | 4 | 100 | L3 | no | HPLC Column | SS | 250 x 3,0 mm
Ultrasep | 2504E000US040 | MAISCH UltraSep ES 100 Si 4µm packed by BISCHOFF | Silica | 250 | 4 | 4 | 100 | L3 | no | HPLC Column | SS | 250 x 4,0 mm
Ultrasep | 2546E000US040 | MAISCH UltraSep ES 100 Si 4µm packed by BISCHOFF | Silica | 250 | 4.6 | 4 | 100 | L3 | no | HPLC Column | SS | 250 x 4,6 mm
Ultrasep | 3002E000US040 | MAISCH UltraSep ES 100 Si 4µm packed by BISCHOFF | Silica | 300 | 2 | 4 | 100 | L3 | no | HPLC Column | SS | 300 x 2,0 mm
Ultrasep | 3003E000US040 | MAISCH UltraSep ES 100 Si 4µm packed by BISCHOFF | Silica | 300 | 3 | 4 | 100 | L3 | no | HPLC Column | SS | 300 x 3,0 mm
Ultrasep | 3004E000US040 | MAISCH UltraSep ES 100 Si 4µm packed by BISCHOFF | Silica | 300 | 4 | 4 | 100 | L3 | no | HPLC Column | SS | 300 x 4,0 mm
Ultrasep | 3046E000US040 | MAISCH UltraSep ES 100 Si 4µm packed by BISCHOFF | Silica | 300 | 4.6 | 4 | 100 | L3 | no | HPLC Column | SS | 300 x 4,6 mm
Ultrasep | 01P4E000US040 | MAISCH UltraSep ES 100 Si 4µm packed by BISCHOFF | Silica | 14 | 4 | 4 | 100 | L3 | no | HPLC Column | PEEK | 14 x 4,0 mm
Ultrasep | A2P4E000US040 | MAISCH UltraSep ES 100 Si 4µm packed by BISCHOFF | Silica | 20 | 4 | 4 | 100 | L3 | no | HPLC Column | PEEK | 20 x 4,0 mm
Ultrasep | 02P4E000US040 | MAISCH UltraSep ES 100 Si 4µm packed by BISCHOFF | Silica | 25 | 4 | 4 | 100 | L3 | no | HPLC Column | PEEK | 25 x 4,0 mm
Ultrasep | 03P4E000US040 | MAISCH UltraSep ES 100 Si 4µm packed by BISCHOFF | Silica | 30 | 4 | 4 | 100 | L3 | no | HPLC Column | PEEK | 30 x 4,0 mm
Ultrasep | 04P4E000US040 | MAISCH UltraSep ES 100 Si 4µm packed by BISCHOFF | Silica | 33 | 4 | 4 | 100 | L3 | no | HPLC Column | PEEK | 33 x 4,0 mm
Ultrasep | A4P4E000US040 | MAISCH UltraSep ES 100 Si 4µm packed by BISCHOFF | Silica | 40 | 4 | 4 | 100 | L3 | no | HPLC Column | PEEK | 40 x 4,0 mm
Ultrasep | 05P4E000US040 | MAISCH UltraSep ES 100 Si 4µm packed by BISCHOFF | Silica | 50 | 4 | 4 | 100 | L3 | no | HPLC Column | PEEK | 50 x 4,0 mm
Ultrasep | 06P4E000US040 | MAISCH UltraSep ES 100 Si 4µm packed by BISCHOFF | Silica | 53 | 4 | 4 | 100 | L3 | no | HPLC Column | PEEK | 53 x 4,0 mm
Ultrasep | A6P4E000US040 | MAISCH UltraSep ES 100 Si 4µm packed by BISCHOFF | Silica | 60 | 4 | 4 | 100 | L3 | no | HPLC Column | PEEK | 60 x 4,0 mm
Ultrasep | 07P4E000US040 | MAISCH UltraSep ES 100 Si 4µm packed by BISCHOFF | Silica | 75 | 4 | 4 | 100 | L3 | no | HPLC Column | PEEK | 75 x 4,0 mm
Ultrasep | 10P4E000US040 | MAISCH UltraSep ES 100 Si 4µm packed by BISCHOFF | Silica | 100 | 4 | 4 | 100 | L3 | no | HPLC Column | PEEK | 100 x 4,0 mm
Ultrasep | 12P4E000US040 | MAISCH UltraSep ES 100 Si 4µm packed by BISCHOFF | Silica | 125 | 4 | 4 | 100 | L3 | no | HPLC Column | PEEK | 125 x 4,0 mm
Ultrasep | 15P4E000US040 | MAISCH UltraSep ES 100 Si 4µm packed by BISCHOFF | Silica | 150 | 4 | 4 | 100 | L3 | no | HPLC Column | PEEK | 150 x 4,0 mm
Ultrasep | 20P4E000US040 | MAISCH UltraSep ES 100 Si 4µm packed by BISCHOFF | Silica | 200 | 4 | 4 | 100 | L3 | no | HPLC Column | PEEK | 200 x 4,0 mm
Ultrasep | 25P4E000US040 | MAISCH UltraSep ES 100 Si 4µm packed by BISCHOFF | Silica | 250 | 4 | 4 | 100 | L3 | no | HPLC Column | PEEK | 250 x 4,0 mm
Ultrasep | 30P4E000US040 | MAISCH UltraSep ES 100 Si 4µm packed by BISCHOFF | Silica | 300 | 4 | 4 | 100 | L3 | no | HPLC Column | PEEK | 300 x 4,0 mm
Ultrasep | 6305E000US040 | MAISCH UltraSep ES 100 Si 4µm packed by BISCHOFF | Silica | 5 | 4 | 4 | 100 | L3 | no | Cartridges (5 pcs.) | SS | 5 x 4,0 mm
Ultrasep | 6301E000US040 | MAISCH UltraSep ES 100 Si 4µm packed by BISCHOFF | Silica | 10 | 4 | 4 | 100 | L3 | no | Cartridges (5 pcs.) | SS | 10 x 4,0 mm
Ultrasep | 6302E000US040 | MAISCH UltraSep ES 100 Si 4µm packed by BISCHOFF | Silica | 20 | 4 | 4 | 100 | L3 | no | Cartridges (5 pcs.) | SS | 20 x 4,0 mm
Ultrasep | 63P1E000US040 | MAISCH UltraSep ES 100 Si 4µm packed by BISCHOFF | Silica | 10 | 4 | 4 | 100 | L3 | no | Cartridges (5 pcs.) | PEEK | 10 x 4,0 mm
Ultrasep | 63P2E000US040 | MAISCH UltraSep ES 100 Si 4µm packed by BISCHOFF | Silica | 20 | 4 | 4 | 100 | L3 | no | Cartridges (5 pcs.) | PEEK | 20 x 4,0 mm
Ultrasep | 6335E000US040 | MAISCH UltraSep ES 100 Si 4µm packed by BISCHOFF | Silica | 5 | 3 | 4 | 100 | L3 | no | Cartridges (5 pcs.) | SS | 5 x 3,0 mm
Ultrasep | 6331E000US040 | MAISCH UltraSep ES 100 Si 4µm packed by BISCHOFF | Silica | 10 | 3 | 4 | 100 | L3 | no | Cartridges (5 pcs.) | SS | 10 x 3,0 mm
Ultrasep | 6332E000US040 | MAISCH UltraSep ES 100 Si 4µm packed by BISCHOFF | Silica | 20 | 3 | 4 | 100 | L3 | no | Cartridges (5 pcs.) | SS | 20 x 3,0 mm
Ultrasep | 6325E000US040 | MAISCH UltraSep ES 100 Si 4µm packed by BISCHOFF | Silica | 5 | 2 | 4 | 100 | L3 | no | Cartridges (5 pcs.) | SS | 5 x 2,0 mm
Ultrasep | 6321E000US040 | MAISCH UltraSep ES 100 Si 4µm packed by BISCHOFF | Silica | 10 | 2 | 4 | 100 | L3 | no | Cartridges (5 pcs.) | SS | 10 x 2,0 mm
Ultrasep | 6322E000US040 | MAISCH UltraSep ES 100 Si 4µm packed by BISCHOFF | Silica | 20 | 2 | 4 | 100 | L3 | no | Cartridges (5 pcs.) | SS | 20 x 2,0 mm
Ultrasep | 0102E000US060 | MAISCH UltraSep ES 100 Si 6µm packed by BISCHOFF | Silica | 14 | 2 | 6 | 100 | L3 | no | HPLC Column | SS | 14 x 2,0 mm
Ultrasep | 0103E000US060 | MAISCH UltraSep ES 100 Si 6µm packed by BISCHOFF | Silica | 14 | 3 | 6 | 100 | L3 | no | HPLC Column | SS | 14 x 3,0 mm
Ultrasep | 0104E000US060 | MAISCH UltraSep ES 100 Si 6µm packed by BISCHOFF | Silica | 14 | 4 | 6 | 100 | L3 | no | HPLC Column | SS | 14 x 4,0 mm
Ultrasep | 0146E000US060 | MAISCH UltraSep ES 100 Si 6µm packed by BISCHOFF | Silica | 14 | 4.6 | 6 | 100 | L3 | no | HPLC Column | SS | 14 x 4,6 mm
Ultrasep | A202E000US060 | MAISCH UltraSep ES 100 Si 6µm packed by BISCHOFF | Silica | 20 | 2 | 6 | 100 | L3 | no | HPLC Column | SS | 20 x 2,0 mm
Ultrasep | A203E000US060 | MAISCH UltraSep ES 100 Si 6µm packed by BISCHOFF | Silica | 20 | 3 | 6 | 100 | L3 | no | HPLC Column | SS | 20 x 3,0 mm
Ultrasep | A204E000US060 | MAISCH UltraSep ES 100 Si 6µm packed by BISCHOFF | Silica | 20 | 4 | 6 | 100 | L3 | no | HPLC Column | SS | 20 x 4,0 mm
Ultrasep | A246E000US060 | MAISCH UltraSep ES 100 Si 6µm packed by BISCHOFF | Silica | 20 | 4.6 | 6 | 100 | L3 | no | HPLC Column | SS | 20 x 4,6 mm
Ultrasep | 0202E000US060 | MAISCH UltraSep ES 100 Si 6µm packed by BISCHOFF | Silica | 25 | 2 | 6 | 100 | L3 | no | HPLC Column | SS | 25 x 2,0 mm
Ultrasep | 0203E000US060 | MAISCH UltraSep ES 100 Si 6µm packed by BISCHOFF | Silica | 25 | 3 | 6 | 100 | L3 | no | HPLC Column | SS | 25 x 3,0 mm
Ultrasep | 0204E000US060 | MAISCH UltraSep ES 100 Si 6µm packed by BISCHOFF | Silica | 25 | 4 | 6 | 100 | L3 | no | HPLC Column | SS | 25 x 4,0 mm
Ultrasep | 0246E000US060 | MAISCH UltraSep ES 100 Si 6µm packed by BISCHOFF | Silica | 25 | 4.6 | 6 | 100 | L3 | no | HPLC Column | SS | 25 x 4,6 mm
Ultrasep | 0302E000US060 | MAISCH UltraSep ES 100 Si 6µm packed by BISCHOFF | Silica | 30 | 2 | 6 | 100 | L3 | no | HPLC Column | SS | 30 x 2,0 mm
Ultrasep | 0303E000US060 | MAISCH UltraSep ES 100 Si 6µm packed by BISCHOFF | Silica | 30 | 3 | 6 | 100 | L3 | no | HPLC Column | SS | 30 x 3,0 mm
Ultrasep | 0304E000US060 | MAISCH UltraSep ES 100 Si 6µm packed by BISCHOFF | Silica | 30 | 4 | 6 | 100 | L3 | no | HPLC Column | SS | 30 x 4,0 mm
Ultrasep | 0346E000US060 | MAISCH UltraSep ES 100 Si 6µm packed by BISCHOFF | Silica | 30 | 4.6 | 6 | 100 | L3 | no | HPLC Column | SS | 30 x 4,6 mm
Ultrasep | 0402E000US060 | MAISCH UltraSep ES 100 Si 6µm packed by BISCHOFF | Silica | 33 | 2 | 6 | 100 | L3 | no | HPLC Column | SS | 33 x 2,0 mm
Ultrasep | 0403E000US060 | MAISCH UltraSep ES 100 Si 6µm packed by BISCHOFF | Silica | 33 | 3 | 6 | 100 | L3 | no | HPLC Column | SS | 33 x 3,0 mm
Ultrasep | 0404E000US060 | MAISCH UltraSep ES 100 Si 6µm packed by BISCHOFF | Silica | 33 | 4 | 6 | 100 | L3 | no | HPLC Column | SS | 33 x 4,0 mm
Ultrasep | 0446E000US060 | MAISCH UltraSep ES 100 Si 6µm packed by BISCHOFF | Silica | 33 | 4.6 | 6 | 100 | L3 | no | HPLC Column | SS | 33 x 4,6 mm
Ultrasep | A402E000US060 | MAISCH UltraSep ES 100 Si 6µm packed by BISCHOFF | Silica | 40 | 2 | 6 | 100 | L3 | no | HPLC Column | SS | 40 x 2,0 mm
Ultrasep | A403E000US060 | MAISCH UltraSep ES 100 Si 6µm packed by BISCHOFF | Silica | 40 | 3 | 6 | 100 | L3 | no | HPLC Column | SS | 40 x 3,0 mm
Ultrasep | A404E000US060 | MAISCH UltraSep ES 100 Si 6µm packed by BISCHOFF | Silica | 40 | 4 | 6 | 100 | L3 | no | HPLC Column | SS | 40 x 4,0 mm
Ultrasep | A446E000US060 | MAISCH UltraSep ES 100 Si 6µm packed by BISCHOFF | Silica | 40 | 4.6 | 6 | 100 | L3 | no | HPLC Column | SS | 40 x 4,6 mm
Ultrasep | 0502E000US060 | MAISCH UltraSep ES 100 Si 6µm packed by BISCHOFF | Silica | 50 | 2 | 6 | 100 | L3 | no | HPLC Column | SS | 50 x 2,0 mm
Ultrasep | 0503E000US060 | MAISCH UltraSep ES 100 Si 6µm packed by BISCHOFF | Silica | 50 | 3 | 6 | 100 | L3 | no | HPLC Column | SS | 50 x 3,0 mm
Ultrasep | 0504E000US060 | MAISCH UltraSep ES 100 Si 6µm packed by BISCHOFF | Silica | 50 | 4 | 6 | 100 | L3 | no | HPLC Column | SS | 50 x 4,0 mm
Ultrasep | 0546E000US060 | MAISCH UltraSep ES 100 Si 6µm packed by BISCHOFF | Silica | 50 | 4.6 | 6 | 100 | L3 | no | HPLC Column | SS | 50 x 4,6 mm
Ultrasep | 0602E000US060 | MAISCH UltraSep ES 100 Si 6µm packed by BISCHOFF | Silica | 53 | 2 | 6 | 100 | L3 | no | HPLC Column | SS | 53 x 2,0 mm
Ultrasep | 0603E000US060 | MAISCH UltraSep ES 100 Si 6µm packed by BISCHOFF | Silica | 53 | 3 | 6 | 100 | L3 | no | HPLC Column | SS | 53 x 3,0 mm
Ultrasep | 0604E000US060 | MAISCH UltraSep ES 100 Si 6µm packed by BISCHOFF | Silica | 53 | 4 | 6 | 100 | L3 | no | HPLC Column | SS | 53 x 4,0 mm
Ultrasep | 0646E000US060 | MAISCH UltraSep ES 100 Si 6µm packed by BISCHOFF | Silica | 53 | 4.6 | 6 | 100 | L3 | no | HPLC Column | SS | 53 x 4,6 mm
Ultrasep | A602E000US060 | MAISCH UltraSep ES 100 Si 6µm packed by BISCHOFF | Silica | 60 | 2 | 6 | 100 | L3 | no | HPLC Column | SS | 60 x 2,0 mm
Ultrasep | A603E000US060 | MAISCH UltraSep ES 100 Si 6µm packed by BISCHOFF | Silica | 60 | 3 | 6 | 100 | L3 | no | HPLC Column | SS | 60 x 3,0 mm
Ultrasep | A604E000US060 | MAISCH UltraSep ES 100 Si 6µm packed by BISCHOFF | Silica | 60 | 4 | 6 | 100 | L3 | no | HPLC Column | SS | 60 x 4,0 mm
Ultrasep | A646E000US060 | MAISCH UltraSep ES 100 Si 6µm packed by BISCHOFF | Silica | 60 | 4.6 | 6 | 100 | L3 | no | HPLC Column | SS | 60 x 4,6 mm
Ultrasep | 0702E000US060 | MAISCH UltraSep ES 100 Si 6µm packed by BISCHOFF | Silica | 75 | 2 | 6 | 100 | L3 | no | HPLC Column | SS | 75 x 2,0 mm
Ultrasep | 0703E000US060 | MAISCH UltraSep ES 100 Si 6µm packed by BISCHOFF | Silica | 75 | 3 | 6 | 100 | L3 | no | HPLC Column | SS | 75 x 3,0 mm
Ultrasep | 0704E000US060 | MAISCH UltraSep ES 100 Si 6µm packed by BISCHOFF | Silica | 75 | 4 | 6 | 100 | L3 | no | HPLC Column | SS | 75 x 4,0 mm
Ultrasep | 0746E000US060 | MAISCH UltraSep ES 100 Si 6µm packed by BISCHOFF | Silica | 75 | 4.6 | 6 | 100 | L3 | no | HPLC Column | SS | 75 x 4,6 mm
Ultrasep | 1002E000US060 | MAISCH UltraSep ES 100 Si 6µm packed by BISCHOFF | Silica | 100 | 2 | 6 | 100 | L3 | no | HPLC Column | SS | 100 x 2,0 mm
Ultrasep | 1003E000US060 | MAISCH UltraSep ES 100 Si 6µm packed by BISCHOFF | Silica | 100 | 3 | 6 | 100 | L3 | no | HPLC Column | SS | 100 x 3,0 mm
Ultrasep | 1004E000US060 | MAISCH UltraSep ES 100 Si 6µm packed by BISCHOFF | Silica | 100 | 4 | 6 | 100 | L3 | no | HPLC Column | SS | 100 x 4,0 mm
Ultrasep | 1046E000US060 | MAISCH UltraSep ES 100 Si 6µm packed by BISCHOFF | Silica | 100 | 4.6 | 6 | 100 | L3 | no | HPLC Column | SS | 100 x 4,6 mm
Ultrasep | 1202E000US060 | MAISCH UltraSep ES 100 Si 6µm packed by BISCHOFF | Silica | 125 | 2 | 6 | 100 | L3 | no | HPLC Column | SS | 125 x 2,0 mm
Ultrasep | 1203E000US060 | MAISCH UltraSep ES 100 Si 6µm packed by BISCHOFF | Silica | 125 | 3 | 6 | 100 | L3 | no | HPLC Column | SS | 125 x 3,0 mm
Ultrasep | 1204E000US060 | MAISCH UltraSep ES 100 Si 6µm packed by BISCHOFF | Silica | 125 | 4 | 6 | 100 | L3 | no | HPLC Column | SS | 125 x 4,0 mm
Ultrasep | 1246E000US060 | MAISCH UltraSep ES 100 Si 6µm packed by BISCHOFF | Silica | 125 | 4.6 | 6 | 100 | L3 | no | HPLC Column | SS | 125 x 4,6 mm
Ultrasep | 1502E000US060 | MAISCH UltraSep ES 100 Si 6µm packed by BISCHOFF | Silica | 150 | 2 | 6 | 100 | L3 | no | HPLC Column | SS | 150 x 2,0 mm
Ultrasep | 1503E000US060 | MAISCH UltraSep ES 100 Si 6µm packed by BISCHOFF | Silica | 150 | 3 | 6 | 100 | L3 | no | HPLC Column | SS | 150 x 3,0 mm
Ultrasep | 1504E000US060 | MAISCH UltraSep ES 100 Si 6µm packed by BISCHOFF | Silica | 150 | 4 | 6 | 100 | L3 | no | HPLC Column | SS | 150 x 4,0 mm
Ultrasep | 1546E000US060 | MAISCH UltraSep ES 100 Si 6µm packed by BISCHOFF | Silica | 150 | 4.6 | 6 | 100 | L3 | no | HPLC Column | SS | 150 x 4,6 mm
Ultrasep | 2002E000US060 | MAISCH UltraSep ES 100 Si 6µm packed by BISCHOFF | Silica | 200 | 2 | 6 | 100 | L3 | no | HPLC Column | SS | 200 x 2,0 mm
Ultrasep | 2003E000US060 | MAISCH UltraSep ES 100 Si 6µm packed by BISCHOFF | Silica | 200 | 3 | 6 | 100 | L3 | no | HPLC Column | SS | 200 x 3,0 mm
Ultrasep | 2004E000US060 | MAISCH UltraSep ES 100 Si 6µm packed by BISCHOFF | Silica | 200 | 4 | 6 | 100 | L3 | no | HPLC Column | SS | 200 x 4,0 mm
Ultrasep | 2046E000US060 | MAISCH UltraSep ES 100 Si 6µm packed by BISCHOFF | Silica | 200 | 4.6 | 6 | 100 | L3 | no | HPLC Column | SS | 200 x 4,6 mm
Ultrasep | 2502E000US060 | MAISCH UltraSep ES 100 Si 6µm packed by BISCHOFF | Silica | 250 | 2 | 6 | 100 | L3 | no | HPLC Column | SS | 250 x 2,0 mm
Ultrasep | 2503E000US060 | MAISCH UltraSep ES 100 Si 6µm packed by BISCHOFF | Silica | 250 | 3 | 6 | 100 | L3 | no | HPLC Column | SS | 250 x 3,0 mm
Ultrasep | 2504E000US060 | MAISCH UltraSep ES 100 Si 6µm packed by BISCHOFF | Silica | 250 | 4 | 6 | 100 | L3 | no | HPLC Column | SS | 250 x 4,0 mm
Ultrasep | 2546E000US060 | MAISCH UltraSep ES 100 Si 6µm packed by BISCHOFF | Silica | 250 | 4.6 | 6 | 100 | L3 | no | HPLC Column | SS | 250 x 4,6 mm
Ultrasep | 3002E000US060 | MAISCH UltraSep ES 100 Si 6µm packed by BISCHOFF | Silica | 300 | 2 | 6 | 100 | L3 | no | HPLC Column | SS | 300 x 2,0 mm
Ultrasep | 3003E000US060 | MAISCH UltraSep ES 100 Si 6µm packed by BISCHOFF | Silica | 300 | 3 | 6 | 100 | L3 | no | HPLC Column | SS | 300 x 3,0 mm
Ultrasep | 3004E000US060 | MAISCH UltraSep ES 100 Si 6µm packed by BISCHOFF | Silica | 300 | 4 | 6 | 100 | L3 | no | HPLC Column | SS | 300 x 4,0 mm
Ultrasep | 3046E000US060 | MAISCH UltraSep ES 100 Si 6µm packed by BISCHOFF | Silica | 300 | 4.6 | 6 | 100 | L3 | no | HPLC Column | SS | 300 x 4,6 mm
Ultrasep | 01P4E000US060 | MAISCH UltraSep ES 100 Si 6µm packed by BISCHOFF | Silica | 14 | 4 | 6 | 100 | L3 | no | HPLC Column | PEEK | 14 x 4,0 mm
Ultrasep | A2P4E000US060 | MAISCH UltraSep ES 100 Si 6µm packed by BISCHOFF | Silica | 20 | 4 | 6 | 100 | L3 | no | HPLC Column | PEEK | 20 x 4,0 mm
Ultrasep | 02P4E000US060 | MAISCH UltraSep ES 100 Si 6µm packed by BISCHOFF | Silica | 25 | 4 | 6 | 100 | L3 | no | HPLC Column | PEEK | 25 x 4,0 mm
Ultrasep | 03P4E000US060 | MAISCH UltraSep ES 100 Si 6µm packed by BISCHOFF | Silica | 30 | 4 | 6 | 100 | L3 | no | HPLC Column | PEEK | 30 x 4,0 mm
Ultrasep | 04P4E000US060 | MAISCH UltraSep ES 100 Si 6µm packed by BISCHOFF | Silica | 33 | 4 | 6 | 100 | L3 | no | HPLC Column | PEEK | 33 x 4,0 mm
Ultrasep | A4P4E000US060 | MAISCH UltraSep ES 100 Si 6µm packed by BISCHOFF | Silica | 40 | 4 | 6 | 100 | L3 | no | HPLC Column | PEEK | 40 x 4,0 mm
Ultrasep | 05P4E000US060 | MAISCH UltraSep ES 100 Si 6µm packed by BISCHOFF | Silica | 50 | 4 | 6 | 100 | L3 | no | HPLC Column | PEEK | 50 x 4,0 mm
Ultrasep | 06P4E000US060 | MAISCH UltraSep ES 100 Si 6µm packed by BISCHOFF | Silica | 53 | 4 | 6 | 100 | L3 | no | HPLC Column | PEEK | 53 x 4,0 mm
Ultrasep | A6P4E000US060 | MAISCH UltraSep ES 100 Si 6µm packed by BISCHOFF | Silica | 60 | 4 | 6 | 100 | L3 | no | HPLC Column | PEEK | 60 x 4,0 mm
Ultrasep | 07P4E000US060 | MAISCH UltraSep ES 100 Si 6µm packed by BISCHOFF | Silica | 75 | 4 | 6 | 100 | L3 | no | HPLC Column | PEEK | 75 x 4,0 mm
Ultrasep | 10P4E000US060 | MAISCH UltraSep ES 100 Si 6µm packed by BISCHOFF | Silica | 100 | 4 | 6 | 100 | L3 | no | HPLC Column | PEEK | 100 x 4,0 mm
Ultrasep | 12P4E000US060 | MAISCH UltraSep ES 100 Si 6µm packed by BISCHOFF | Silica | 125 | 4 | 6 | 100 | L3 | no | HPLC Column | PEEK | 125 x 4,0 mm
Ultrasep | 15P4E000US060 | MAISCH UltraSep ES 100 Si 6µm packed by BISCHOFF | Silica | 150 | 4 | 6 | 100 | L3 | no | HPLC Column | PEEK | 150 x 4,0 mm
Ultrasep | 20P4E000US060 | MAISCH UltraSep ES 100 Si 6µm packed by BISCHOFF | Silica | 200 | 4 | 6 | 100 | L3 | no | HPLC Column | PEEK | 200 x 4,0 mm
Ultrasep | 25P4E000US060 | MAISCH UltraSep ES 100 Si 6µm packed by BISCHOFF | Silica | 250 | 4 | 6 | 100 | L3 | no | HPLC Column | PEEK | 250 x 4,0 mm
Ultrasep | 30P4E000US060 | MAISCH UltraSep ES 100 Si 6µm packed by BISCHOFF | Silica | 300 | 4 | 6 | 100 | L3 | no | HPLC Column | PEEK | 300 x 4,0 mm
Ultrasep | 6305E000US060 | MAISCH UltraSep ES 100 Si 6µm packed by BISCHOFF | Silica | 5 | 4 | 6 | 100 | L3 | no | Cartridges (5 pcs.) | SS | 5 x 4,0 mm
Ultrasep | 6301E000US060 | MAISCH UltraSep ES 100 Si 6µm packed by BISCHOFF | Silica | 10 | 4 | 6 | 100 | L3 | no | Cartridges (5 pcs.) | SS | 10 x 4,0 mm
Ultrasep | 6302E000US060 | MAISCH UltraSep ES 100 Si 6µm packed by BISCHOFF | Silica | 20 | 4 | 6 | 100 | L3 | no | Cartridges (5 pcs.) | SS | 20 x 4,0 mm
Ultrasep | 63P1E000US060 | MAISCH UltraSep ES 100 Si 6µm packed by BISCHOFF | Silica | 10 | 4 | 6 | 100 | L3 | no | Cartridges (5 pcs.) | PEEK | 10 x 4,0 mm
Ultrasep | 63P2E000US060 | MAISCH UltraSep ES 100 Si 6µm packed by BISCHOFF | Silica | 20 | 4 | 6 | 100 | L3 | no | Cartridges (5 pcs.) | PEEK | 20 x 4,0 mm
Ultrasep | 6335E000US060 | MAISCH UltraSep ES 100 Si 6µm packed by BISCHOFF | Silica | 5 | 3 | 6 | 100 | L3 | no | Cartridges (5 pcs.) | SS | 5 x 3,0 mm
Ultrasep | 6331E000US060 | MAISCH UltraSep ES 100 Si 6µm packed by BISCHOFF | Silica | 10 | 3 | 6 | 100 | L3 | no | Cartridges (5 pcs.) | SS | 10 x 3,0 mm
Ultrasep | 6332E000US060 | MAISCH UltraSep ES 100 Si 6µm packed by BISCHOFF | Silica | 20 | 3 | 6 | 100 | L3 | no | Cartridges (5 pcs.) | SS | 20 x 3,0 mm
Ultrasep | 6325E000US060 | MAISCH UltraSep ES 100 Si 6µm packed by BISCHOFF | Silica | 5 | 2 | 6 | 100 | L3 | no | Cartridges (5 pcs.) | SS | 5 x 2,0 mm
Ultrasep | 6321E000US060 | MAISCH UltraSep ES 100 Si 6µm packed by BISCHOFF | Silica | 10 | 2 | 6 | 100 | L3 | no | Cartridges (5 pcs.) | SS | 10 x 2,0 mm
Ultrasep | 6322E000US060 | MAISCH UltraSep ES 100 Si 6µm packed by BISCHOFF | Silica | 20 | 2 | 6 | 100 | L3 | no | Cartridges (5 pcs.) | SS | 20 x 2,0 mm
Lichrospher | 0102E181LS050 | MERCK Lichrospher 100 RP18 E 5µm packed by BISCHOFF | C18 | 14 | 2 | 5 | 100 | L1 | fully | HPLC Column | SS | 14 x 2,0 mm
Lichrospher | 0103E181LS050 | MERCK Lichrospher 100 RP18 E 5µm packed by BISCHOFF | C18 | 14 | 3 | 5 | 100 | L1 | fully | HPLC Column | SS | 14 x 3,0 mm
Lichrospher | 0104E181LS050 | MERCK Lichrospher 100 RP18 E 5µm packed by BISCHOFF | C18 | 14 | 4 | 5 | 100 | L1 | fully | HPLC Column | SS | 14 x 4,0 mm
Lichrospher | 0146E181LS050 | MERCK Lichrospher 100 RP18 E 5µm packed by BISCHOFF | C18 | 14 | 4.6 | 5 | 100 | L1 | fully | HPLC Column | SS | 14 x 4,6 mm
Lichrospher | A202E181LS050 | MERCK Lichrospher 100 RP18 E 5µm packed by BISCHOFF | C18 | 20 | 2 | 5 | 100 | L1 | fully | HPLC Column | SS | 20 x 2,0 mm
Lichrospher | A203E181LS050 | MERCK Lichrospher 100 RP18 E 5µm packed by BISCHOFF | C18 | 20 | 3 | 5 | 100 | L1 | fully | HPLC Column | SS | 20 x 3,0 mm
Lichrospher | A204E181LS050 | MERCK Lichrospher 100 RP18 E 5µm packed by BISCHOFF | C18 | 20 | 4 | 5 | 100 | L1 | fully | HPLC Column | SS | 20 x 4,0 mm
Lichrospher | A246E181LS050 | MERCK Lichrospher 100 RP18 E 5µm packed by BISCHOFF | C18 | 20 | 4.6 | 5 | 100 | L1 | fully | HPLC Column | SS | 20 x 4,6 mm
Lichrospher | 0202E181LS050 | MERCK Lichrospher 100 RP18 E 5µm packed by BISCHOFF | C18 | 25 | 2 | 5 | 100 | L1 | fully | HPLC Column | SS | 25 x 2,0 mm
Lichrospher | 0203E181LS050 | MERCK Lichrospher 100 RP18 E 5µm packed by BISCHOFF | C18 | 25 | 3 | 5 | 100 | L1 | fully | HPLC Column | SS | 25 x 3,0 mm
Lichrospher | 0204E181LS050 | MERCK Lichrospher 100 RP18 E 5µm packed by BISCHOFF | C18 | 25 | 4 | 5 | 100 | L1 | fully | HPLC Column | SS | 25 x 4,0 mm
Lichrospher | 0246E181LS050 | MERCK Lichrospher 100 RP18 E 5µm packed by BISCHOFF | C18 | 25 | 4.6 | 5 | 100 | L1 | fully | HPLC Column | SS | 25 x 4,6 mm
Lichrospher | 0302E181LS050 | MERCK Lichrospher 100 RP18 E 5µm packed by BISCHOFF | C18 | 30 | 2 | 5 | 100 | L1 | fully | HPLC Column | SS | 30 x 2,0 mm
Lichrospher | 0303E181LS050 | MERCK Lichrospher 100 RP18 E 5µm packed by BISCHOFF | C18 | 30 | 3 | 5 | 100 | L1 | fully | HPLC Column | SS | 30 x 3,0 mm
Lichrospher | 0304E181LS050 | MERCK Lichrospher 100 RP18 E 5µm packed by BISCHOFF | C18 | 30 | 4 | 5 | 100 | L1 | fully | HPLC Column | SS | 30 x 4,0 mm
Lichrospher | 0346E181LS050 | MERCK Lichrospher 100 RP18 E 5µm packed by BISCHOFF | C18 | 30 | 4.6 | 5 | 100 | L1 | fully | HPLC Column | SS | 30 x 4,6 mm
Lichrospher | 0402E181LS050 | MERCK Lichrospher 100 RP18 E 5µm packed by BISCHOFF | C18 | 33 | 2 | 5 | 100 | L1 | fully | HPLC Column | SS | 33 x 2,0 mm
Lichrospher | 0403E181LS050 | MERCK Lichrospher 100 RP18 E 5µm packed by BISCHOFF | C18 | 33 | 3 | 5 | 100 | L1 | fully | HPLC Column | SS | 33 x 3,0 mm
Lichrospher | 0404E181LS050 | MERCK Lichrospher 100 RP18 E 5µm packed by BISCHOFF | C18 | 33 | 4 | 5 | 100 | L1 | fully | HPLC Column | SS | 33 x 4,0 mm
Lichrospher | 0446E181LS050 | MERCK Lichrospher 100 RP18 E 5µm packed by BISCHOFF | C18 | 33 | 4.6 | 5 | 100 | L1 | fully | HPLC Column | SS | 33 x 4,6 mm
Lichrospher | A402E181LS050 | MERCK Lichrospher 100 RP18 E 5µm packed by BISCHOFF | C18 | 40 | 2 | 5 | 100 | L1 | fully | HPLC Column | SS | 40 x 2,0 mm
Lichrospher | A403E181LS050 | MERCK Lichrospher 100 RP18 E 5µm packed by BISCHOFF | C18 | 40 | 3 | 5 | 100 | L1 | fully | HPLC Column | SS | 40 x 3,0 mm
Lichrospher | A404E181LS050 | MERCK Lichrospher 100 RP18 E 5µm packed by BISCHOFF | C18 | 40 | 4 | 5 | 100 | L1 | fully | HPLC Column | SS | 40 x 4,0 mm
Lichrospher | A446E181LS050 | MERCK Lichrospher 100 RP18 E 5µm packed by BISCHOFF | C18 | 40 | 4.6 | 5 | 100 | L1 | fully | HPLC Column | SS | 40 x 4,6 mm
Lichrospher | 0502E181LS050 | MERCK Lichrospher 100 RP18 E 5µm packed by BISCHOFF | C18 | 50 | 2 | 5 | 100 | L1 | fully | HPLC Column | SS | 50 x 2,0 mm
Lichrospher | 0503E181LS050 | MERCK Lichrospher 100 RP18 E 5µm packed by BISCHOFF | C18 | 50 | 3 | 5 | 100 | L1 | fully | HPLC Column | SS | 50 x 3,0 mm
Lichrospher | 0504E181LS050 | MERCK Lichrospher 100 RP18 E 5µm packed by BISCHOFF | C18 | 50 | 4 | 5 | 100 | L1 | fully | HPLC Column | SS | 50 x 4,0 mm
Lichrospher | 0546E181LS050 | MERCK Lichrospher 100 RP18 E 5µm packed by BISCHOFF | C18 | 50 | 4.6 | 5 | 100 | L1 | fully | HPLC Column | SS | 50 x 4,6 mm
Lichrospher | 0602E181LS050 | MERCK Lichrospher 100 RP18 E 5µm packed by BISCHOFF | C18 | 53 | 2 | 5 | 100 | L1 | fully | HPLC Column | SS | 53 x 2,0 mm
Lichrospher | 0603E181LS050 | MERCK Lichrospher 100 RP18 E 5µm packed by BISCHOFF | C18 | 53 | 3 | 5 | 100 | L1 | fully | HPLC Column | SS | 53 x 3,0 mm
Lichrospher | 0604E181LS050 | MERCK Lichrospher 100 RP18 E 5µm packed by BISCHOFF | C18 | 53 | 4 | 5 | 100 | L1 | fully | HPLC Column | SS | 53 x 4,0 mm
Lichrospher | 0646E181LS050 | MERCK Lichrospher 100 RP18 E 5µm packed by BISCHOFF | C18 | 53 | 4.6 | 5 | 100 | L1 | fully | HPLC Column | SS | 53 x 4,6 mm
Lichrospher | A602E181LS050 | MERCK Lichrospher 100 RP18 E 5µm packed by BISCHOFF | C18 | 60 | 2 | 5 | 100 | L1 | fully | HPLC Column | SS | 60 x 2,0 mm
Lichrospher | A603E181LS050 | MERCK Lichrospher 100 RP18 E 5µm packed by BISCHOFF | C18 | 60 | 3 | 5 | 100 | L1 | fully | HPLC Column | SS | 60 x 3,0 mm
Lichrospher | A604E181LS050 | MERCK Lichrospher 100 RP18 E 5µm packed by BISCHOFF | C18 | 60 | 4 | 5 | 100 | L1 | fully | HPLC Column | SS | 60 x 4,0 mm
Lichrospher | A646E181LS050 | MERCK Lichrospher 100 RP18 E 5µm packed by BISCHOFF | C18 | 60 | 4.6 | 5 | 100 | L1 | fully | HPLC Column | SS | 60 x 4,6 mm
Lichrospher | 0702E181LS050 | MERCK Lichrospher 100 RP18 E 5µm packed by BISCHOFF | C18 | 75 | 2 | 5 | 100 | L1 | fully | HPLC Column | SS | 75 x 2,0 mm
Lichrospher | 0703E181LS050 | MERCK Lichrospher 100 RP18 E 5µm packed by BISCHOFF | C18 | 75 | 3 | 5 | 100 | L1 | fully | HPLC Column | SS | 75 x 3,0 mm
Lichrospher | 0704E181LS050 | MERCK Lichrospher 100 RP18 E 5µm packed by BISCHOFF | C18 | 75 | 4 | 5 | 100 | L1 | fully | HPLC Column | SS | 75 x 4,0 mm
Lichrospher | 0746E181LS050 | MERCK Lichrospher 100 RP18 E 5µm packed by BISCHOFF | C18 | 75 | 4.6 | 5 | 100 | L1 | fully | HPLC Column | SS | 75 x 4,6 mm
Lichrospher | 1002E181LS050 | MERCK Lichrospher 100 RP18 E 5µm packed by BISCHOFF | C18 | 100 | 2 | 5 | 100 | L1 | fully | HPLC Column | SS | 100 x 2,0 mm
Lichrospher | 1003E181LS050 | MERCK Lichrospher 100 RP18 E 5µm packed by BISCHOFF | C18 | 100 | 3 | 5 | 100 | L1 | fully | HPLC Column | SS | 100 x 3,0 mm
Lichrospher | 1004E181LS050 | MERCK Lichrospher 100 RP18 E 5µm packed by BISCHOFF | C18 | 100 | 4 | 5 | 100 | L1 | fully | HPLC Column | SS | 100 x 4,0 mm
Lichrospher | 1046E181LS050 | MERCK Lichrospher 100 RP18 E 5µm packed by BISCHOFF | C18 | 100 | 4.6 | 5 | 100 | L1 | fully | HPLC Column | SS | 100 x 4,6 mm
Lichrospher | 1202E181LS050 | MERCK Lichrospher 100 RP18 E 5µm packed by BISCHOFF | C18 | 125 | 2 | 5 | 100 | L1 | fully | HPLC Column | SS | 125 x 2,0 mm
Lichrospher | 1203E181LS050 | MERCK Lichrospher 100 RP18 E 5µm packed by BISCHOFF | C18 | 125 | 3 | 5 | 100 | L1 | fully | HPLC Column | SS | 125 x 3,0 mm
Lichrospher | 1204E181LS050 | MERCK Lichrospher 100 RP18 E 5µm packed by BISCHOFF | C18 | 125 | 4 | 5 | 100 | L1 | fully | HPLC Column | SS | 125 x 4,0 mm
Lichrospher | 1246E181LS050 | MERCK Lichrospher 100 RP18 E 5µm packed by BISCHOFF | C18 | 125 | 4.6 | 5 | 100 | L1 | fully | HPLC Column | SS | 125 x 4,6 mm
Lichrospher | 1502E181LS050 | MERCK Lichrospher 100 RP18 E 5µm packed by BISCHOFF | C18 | 150 | 2 | 5 | 100 | L1 | fully | HPLC Column | SS | 150 x 2,0 mm
Lichrospher | 1503E181LS050 | MERCK Lichrospher 100 RP18 E 5µm packed by BISCHOFF | C18 | 150 | 3 | 5 | 100 | L1 | fully | HPLC Column | SS | 150 x 3,0 mm
Lichrospher | 1504E181LS050 | MERCK Lichrospher 100 RP18 E 5µm packed by BISCHOFF | C18 | 150 | 4 | 5 | 100 | L1 | fully | HPLC Column | SS | 150 x 4,0 mm
Lichrospher | 1546E181LS050 | MERCK Lichrospher 100 RP18 E 5µm packed by BISCHOFF | C18 | 150 | 4.6 | 5 | 100 | L1 | fully | HPLC Column | SS | 150 x 4,6 mm
Lichrospher | 2002E181LS050 | MERCK Lichrospher 100 RP18 E 5µm packed by BISCHOFF | C18 | 200 | 2 | 5 | 100 | L1 | fully | HPLC Column | SS | 200 x 2,0 mm
Lichrospher | 2003E181LS050 | MERCK Lichrospher 100 RP18 E 5µm packed by BISCHOFF | C18 | 200 | 3 | 5 | 100 | L1 | fully | HPLC Column | SS | 200 x 3,0 mm
Lichrospher | 2004E181LS050 | MERCK Lichrospher 100 RP18 E 5µm packed by BISCHOFF | C18 | 200 | 4 | 5 | 100 | L1 | fully | HPLC Column | SS | 200 x 4,0 mm
Lichrospher | 2046E181LS050 | MERCK Lichrospher 100 RP18 E 5µm packed by BISCHOFF | C18 | 200 | 4.6 | 5 | 100 | L1 | fully | HPLC Column | SS | 200 x 4,6 mm
Lichrospher | 2502E181LS050 | MERCK Lichrospher 100 RP18 E 5µm packed by BISCHOFF | C18 | 250 | 2 | 5 | 100 | L1 | fully | HPLC Column | SS | 250 x 2,0 mm
Lichrospher | 2503E181LS050 | MERCK Lichrospher 100 RP18 E 5µm packed by BISCHOFF | C18 | 250 | 3 | 5 | 100 | L1 | fully | HPLC Column | SS | 250 x 3,0 mm
Lichrospher | 2504E181LS050 | MERCK Lichrospher 100 RP18 E 5µm packed by BISCHOFF | C18 | 250 | 4 | 5 | 100 | L1 | fully | HPLC Column | SS | 250 x 4,0 mm
Lichrospher | 2546E181LS050 | MERCK Lichrospher 100 RP18 E 5µm packed by BISCHOFF | C18 | 250 | 4.6 | 5 | 100 | L1 | fully | HPLC Column | SS | 250 x 4,6 mm
Lichrospher | 3002E181LS050 | MERCK Lichrospher 100 RP18 E 5µm packed by BISCHOFF | C18 | 300 | 2 | 5 | 100 | L1 | fully | HPLC Column | SS | 300 x 2,0 mm
Lichrospher | 3003E181LS050 | MERCK Lichrospher 100 RP18 E 5µm packed by BISCHOFF | C18 | 300 | 3 | 5 | 100 | L1 | fully | HPLC Column | SS | 300 x 3,0 mm
Lichrospher | 3004E181LS050 | MERCK Lichrospher 100 RP18 E 5µm packed by BISCHOFF | C18 | 300 | 4 | 5 | 100 | L1 | fully | HPLC Column | SS | 300 x 4,0 mm
Lichrospher | 3046E181LS050 | MERCK Lichrospher 100 RP18 E 5µm packed by BISCHOFF | C18 | 300 | 4.6 | 5 | 100 | L1 | fully | HPLC Column | SS | 300 x 4,6 mm
Lichrospher | 01P4E181LS050 | MERCK Lichrospher 100 RP18 E 5µm packed by BISCHOFF | C18 | 14 | 4 | 5 | 100 | L1 | fully | HPLC Column | PEEK | 14 x 4,0 mm
Lichrospher | A2P4E181LS050 | MERCK Lichrospher 100 RP18 E 5µm packed by BISCHOFF | C18 | 20 | 4 | 5 | 100 | L1 | fully | HPLC Column | PEEK | 20 x 4,0 mm
Lichrospher | 02P4E181LS050 | MERCK Lichrospher 100 RP18 E 5µm packed by BISCHOFF | C18 | 25 | 4 | 5 | 100 | L1 | fully | HPLC Column | PEEK | 25 x 4,0 mm
Lichrospher | 03P4E181LS050 | MERCK Lichrospher 100 RP18 E 5µm packed by BISCHOFF | C18 | 30 | 4 | 5 | 100 | L1 | fully | HPLC Column | PEEK | 30 x 4,0 mm
Lichrospher | 04P4E181LS050 | MERCK Lichrospher 100 RP18 E 5µm packed by BISCHOFF | C18 | 33 | 4 | 5 | 100 | L1 | fully | HPLC Column | PEEK | 33 x 4,0 mm
Lichrospher | A4P4E181LS050 | MERCK Lichrospher 100 RP18 E 5µm packed by BISCHOFF | C18 | 40 | 4 | 5 | 100 | L1 | fully | HPLC Column | PEEK | 40 x 4,0 mm
Lichrospher | 05P4E181LS050 | MERCK Lichrospher 100 RP18 E 5µm packed by BISCHOFF | C18 | 50 | 4 | 5 | 100 | L1 | fully | HPLC Column | PEEK | 50 x 4,0 mm
Lichrospher | 06P4E181LS050 | MERCK Lichrospher 100 RP18 E 5µm packed by BISCHOFF | C18 | 53 | 4 | 5 | 100 | L1 | fully | HPLC Column | PEEK | 53 x 4,0 mm
Lichrospher | A6P4E181LS050 | MERCK Lichrospher 100 RP18 E 5µm packed by BISCHOFF | C18 | 60 | 4 | 5 | 100 | L1 | fully | HPLC Column | PEEK | 60 x 4,0 mm
Lichrospher | 07P4E181LS050 | MERCK Lichrospher 100 RP18 E 5µm packed by BISCHOFF | C18 | 75 | 4 | 5 | 100 | L1 | fully | HPLC Column | PEEK | 75 x 4,0 mm
Lichrospher | 10P4E181LS050 | MERCK Lichrospher 100 RP18 E 5µm packed by BISCHOFF | C18 | 100 | 4 | 5 | 100 | L1 | fully | HPLC Column | PEEK | 100 x 4,0 mm
Lichrospher | 12P4E181LS050 | MERCK Lichrospher 100 RP18 E 5µm packed by BISCHOFF | C18 | 125 | 4 | 5 | 100 | L1 | fully | HPLC Column | PEEK | 125 x 4,0 mm
Lichrospher | 15P4E181LS050 | MERCK Lichrospher 100 RP18 E 5µm packed by BISCHOFF | C18 | 150 | 4 | 5 | 100 | L1 | fully | HPLC Column | PEEK | 150 x 4,0 mm
Lichrospher | 20P4E181LS050 | MERCK Lichrospher 100 RP18 E 5µm packed by BISCHOFF | C18 | 200 | 4 | 5 | 100 | L1 | fully | HPLC Column | PEEK | 200 x 4,0 mm
Lichrospher | 25P4E181LS050 | MERCK Lichrospher 100 RP18 E 5µm packed by BISCHOFF | C18 | 250 | 4 | 5 | 100 | L1 | fully | HPLC Column | PEEK | 250 x 4,0 mm
Lichrospher | 30P4E181LS050 | MERCK Lichrospher 100 RP18 E 5µm packed by BISCHOFF | C18 | 300 | 4 | 5 | 100 | L1 | fully | HPLC Column | PEEK | 300 x 4,0 mm
Lichrospher | 6305E181LS050 | MERCK Lichrospher 100 RP18 E 5µm packed by BISCHOFF | C18 | 5 | 4 | 5 | 100 | L1 | fully | Cartridges (5 pcs.) | SS | 5 x 4,0 mm
Lichrospher | 6301E181LS050 | MERCK Lichrospher 100 RP18 E 5µm packed by BISCHOFF | C18 | 10 | 4 | 5 | 100 | L1 | fully | Cartridges (5 pcs.) | SS | 10 x 4,0 mm
Lichrospher | 6302E181LS050 | MERCK Lichrospher 100 RP18 E 5µm packed by BISCHOFF | C18 | 20 | 4 | 5 | 100 | L1 | fully | Cartridges (5 pcs.) | SS | 20 x 4,0 mm
Lichrospher | 63P1E181LS050 | MERCK Lichrospher 100 RP18 E 5µm packed by BISCHOFF | C18 | 10 | 4 | 5 | 100 | L1 | fully | Cartridges (5 pcs.) | PEEK | 10 x 4,0 mm
Lichrospher | 63P2E181LS050 | MERCK Lichrospher 100 RP18 E 5µm packed by BISCHOFF | C18 | 20 | 4 | 5 | 100 | L1 | fully | Cartridges (5 pcs.) | PEEK | 20 x 4,0 mm
Lichrospher | 6335E181LS050 | MERCK Lichrospher 100 RP18 E 5µm packed by BISCHOFF | C18 | 5 | 3 | 5 | 100 | L1 | fully | Cartridges (5 pcs.) | SS | 5 x 3,0 mm
Lichrospher | 6331E181LS050 | MERCK Lichrospher 100 RP18 E 5µm packed by BISCHOFF | C18 | 10 | 3 | 5 | 100 | L1 | fully | Cartridges (5 pcs.) | SS | 10 x 3,0 mm
Lichrospher | 6332E181LS050 | MERCK Lichrospher 100 RP18 E 5µm packed by BISCHOFF | C18 | 20 | 3 | 5 | 100 | L1 | fully | Cartridges (5 pcs.) | SS | 20 x 3,0 mm
Lichrospher | 6325E181LS050 | MERCK Lichrospher 100 RP18 E 5µm packed by BISCHOFF | C18 | 5 | 2 | 5 | 100 | L1 | fully | Cartridges (5 pcs.) | SS | 5 x 2,0 mm
Lichrospher | 6321E181LS050 | MERCK Lichrospher 100 RP18 E 5µm packed by BISCHOFF | C18 | 10 | 2 | 5 | 100 | L1 | fully | Cartridges (5 pcs.) | SS | 10 x 2,0 mm
Lichrospher | 6322E181LS050 | MERCK Lichrospher 100 RP18 E 5µm packed by BISCHOFF | C18 | 20 | 2 | 5 | 100 | L1 | fully | Cartridges (5 pcs.) | SS | 20 x 2,0 mm
Lichrospher | 0102E181LS100 | MERCK Lichrospher 100 RP18 E 10µm packed by BISCHOFF | C18 | 14 | 2 | 10 | 100 | L1 | fully | HPLC Column | SS | 14 x 2,0 mm
Lichrospher | 0103E181LS100 | MERCK Lichrospher 100 RP18 E 10µm packed by BISCHOFF | C18 | 14 | 3 | 10 | 100 | L1 | fully | HPLC Column | SS | 14 x 3,0 mm
Lichrospher | 0104E181LS100 | MERCK Lichrospher 100 RP18 E 10µm packed by BISCHOFF | C18 | 14 | 4 | 10 | 100 | L1 | fully | HPLC Column | SS | 14 x 4,0 mm
Lichrospher | 0146E181LS100 | MERCK Lichrospher 100 RP18 E 10µm packed by BISCHOFF | C18 | 14 | 4.6 | 10 | 100 | L1 | fully | HPLC Column | SS | 14 x 4,6 mm
Lichrospher | A202E181LS100 | MERCK Lichrospher 100 RP18 E 10µm packed by BISCHOFF | C18 | 20 | 2 | 10 | 100 | L1 | fully | HPLC Column | SS | 20 x 2,0 mm
Lichrospher | A203E181LS100 | MERCK Lichrospher 100 RP18 E 10µm packed by BISCHOFF | C18 | 20 | 3 | 10 | 100 | L1 | fully | HPLC Column | SS | 20 x 3,0 mm
Lichrospher | A204E181LS100 | MERCK Lichrospher 100 RP18 E 10µm packed by BISCHOFF | C18 | 20 | 4 | 10 | 100 | L1 | fully | HPLC Column | SS | 20 x 4,0 mm
Lichrospher | A246E181LS100 | MERCK Lichrospher 100 RP18 E 10µm packed by BISCHOFF | C18 | 20 | 4.6 | 10 | 100 | L1 | fully | HPLC Column | SS | 20 x 4,6 mm
Lichrospher | 0202E181LS100 | MERCK Lichrospher 100 RP18 E 10µm packed by BISCHOFF | C18 | 25 | 2 | 10 | 100 | L1 | fully | HPLC Column | SS | 25 x 2,0 mm
Lichrospher | 0203E181LS100 | MERCK Lichrospher 100 RP18 E 10µm packed by BISCHOFF | C18 | 25 | 3 | 10 | 100 | L1 | fully | HPLC Column | SS | 25 x 3,0 mm
Lichrospher | 0204E181LS100 | MERCK Lichrospher 100 RP18 E 10µm packed by BISCHOFF | C18 | 25 | 4 | 10 | 100 | L1 | fully | HPLC Column | SS | 25 x 4,0 mm
Lichrospher | 0246E181LS100 | MERCK Lichrospher 100 RP18 E 10µm packed by BISCHOFF | C18 | 25 | 4.6 | 10 | 100 | L1 | fully | HPLC Column | SS | 25 x 4,6 mm
Lichrospher | 0302E181LS100 | MERCK Lichrospher 100 RP18 E 10µm packed by BISCHOFF | C18 | 30 | 2 | 10 | 100 | L1 | fully | HPLC Column | SS | 30 x 2,0 mm
Lichrospher | 0303E181LS100 | MERCK Lichrospher 100 RP18 E 10µm packed by BISCHOFF | C18 | 30 | 3 | 10 | 100 | L1 | fully | HPLC Column | SS | 30 x 3,0 mm
Lichrospher | 0304E181LS100 | MERCK Lichrospher 100 RP18 E 10µm packed by BISCHOFF | C18 | 30 | 4 | 10 | 100 | L1 | fully | HPLC Column | SS | 30 x 4,0 mm
Lichrospher | 0346E181LS100 | MERCK Lichrospher 100 RP18 E 10µm packed by BISCHOFF | C18 | 30 | 4.6 | 10 | 100 | L1 | fully | HPLC Column | SS | 30 x 4,6 mm
Lichrospher | 0402E181LS100 | MERCK Lichrospher 100 RP18 E 10µm packed by BISCHOFF | C18 | 33 | 2 | 10 | 100 | L1 | fully | HPLC Column | SS | 33 x 2,0 mm
Lichrospher | 0403E181LS100 | MERCK Lichrospher 100 RP18 E 10µm packed by BISCHOFF | C18 | 33 | 3 | 10 | 100 | L1 | fully | HPLC Column | SS | 33 x 3,0 mm
Lichrospher | 0404E181LS100 | MERCK Lichrospher 100 RP18 E 10µm packed by BISCHOFF | C18 | 33 | 4 | 10 | 100 | L1 | fully | HPLC Column | SS | 33 x 4,0 mm
Lichrospher | 0446E181LS100 | MERCK Lichrospher 100 RP18 E 10µm packed by BISCHOFF | C18 | 33 | 4.6 | 10 | 100 | L1 | fully | HPLC Column | SS | 33 x 4,6 mm
Lichrospher | A402E181LS100 | MERCK Lichrospher 100 RP18 E 10µm packed by BISCHOFF | C18 | 40 | 2 | 10 | 100 | L1 | fully | HPLC Column | SS | 40 x 2,0 mm
Lichrospher | A403E181LS100 | MERCK Lichrospher 100 RP18 E 10µm packed by BISCHOFF | C18 | 40 | 3 | 10 | 100 | L1 | fully | HPLC Column | SS | 40 x 3,0 mm
Lichrospher | A404E181LS100 | MERCK Lichrospher 100 RP18 E 10µm packed by BISCHOFF | C18 | 40 | 4 | 10 | 100 | L1 | fully | HPLC Column | SS | 40 x 4,0 mm
Lichrospher | A446E181LS100 | MERCK Lichrospher 100 RP18 E 10µm packed by BISCHOFF | C18 | 40 | 4.6 | 10 | 100 | L1 | fully | HPLC Column | SS | 40 x 4,6 mm
Lichrospher | 0502E181LS100 | MERCK Lichrospher 100 RP18 E 10µm packed by BISCHOFF | C18 | 50 | 2 | 10 | 100 | L1 | fully | HPLC Column | SS | 50 x 2,0 mm
Lichrospher | 0503E181LS100 | MERCK Lichrospher 100 RP18 E 10µm packed by BISCHOFF | C18 | 50 | 3 | 10 | 100 | L1 | fully | HPLC Column | SS | 50 x 3,0 mm
Lichrospher | 0504E181LS100 | MERCK Lichrospher 100 RP18 E 10µm packed by BISCHOFF | C18 | 50 | 4 | 10 | 100 | L1 | fully | HPLC Column | SS | 50 x 4,0 mm
Lichrospher | 0546E181LS100 | MERCK Lichrospher 100 RP18 E 10µm packed by BISCHOFF | C18 | 50 | 4.6 | 10 | 100 | L1 | fully | HPLC Column | SS | 50 x 4,6 mm
Lichrospher | 0602E181LS100 | MERCK Lichrospher 100 RP18 E 10µm packed by BISCHOFF | C18 | 53 | 2 | 10 | 100 | L1 | fully | HPLC Column | SS | 53 x 2,0 mm
Lichrospher | 0603E181LS100 | MERCK Lichrospher 100 RP18 E 10µm packed by BISCHOFF | C18 | 53 | 3 | 10 | 100 | L1 | fully | HPLC Column | SS | 53 x 3,0 mm
Lichrospher | 0604E181LS100 | MERCK Lichrospher 100 RP18 E 10µm packed by BISCHOFF | C18 | 53 | 4 | 10 | 100 | L1 | fully | HPLC Column | SS | 53 x 4,0 mm
Lichrospher | 0646E181LS100 | MERCK Lichrospher 100 RP18 E 10µm packed by BISCHOFF | C18 | 53 | 4.6 | 10 | 100 | L1 | fully | HPLC Column | SS | 53 x 4,6 mm
Lichrospher | A602E181LS100 | MERCK Lichrospher 100 RP18 E 10µm packed by BISCHOFF | C18 | 60 | 2 | 10 | 100 | L1 | fully | HPLC Column | SS | 60 x 2,0 mm
Lichrospher | A603E181LS100 | MERCK Lichrospher 100 RP18 E 10µm packed by BISCHOFF | C18 | 60 | 3 | 10 | 100 | L1 | fully | HPLC Column | SS | 60 x 3,0 mm
Lichrospher | A604E181LS100 | MERCK Lichrospher 100 RP18 E 10µm packed by BISCHOFF | C18 | 60 | 4 | 10 | 100 | L1 | fully | HPLC Column | SS | 60 x 4,0 mm
Lichrospher | A646E181LS100 | MERCK Lichrospher 100 RP18 E 10µm packed by BISCHOFF | C18 | 60 | 4.6 | 10 | 100 | L1 | fully | HPLC Column | SS | 60 x 4,6 mm
Lichrospher | 0702E181LS100 | MERCK Lichrospher 100 RP18 E 10µm packed by BISCHOFF | C18 | 75 | 2 | 10 | 100 | L1 | fully | HPLC Column | SS | 75 x 2,0 mm
Lichrospher | 0703E181LS100 | MERCK Lichrospher 100 RP18 E 10µm packed by BISCHOFF | C18 | 75 | 3 | 10 | 100 | L1 | fully | HPLC Column | SS | 75 x 3,0 mm
Lichrospher | 0704E181LS100 | MERCK Lichrospher 100 RP18 E 10µm packed by BISCHOFF | C18 | 75 | 4 | 10 | 100 | L1 | fully | HPLC Column | SS | 75 x 4,0 mm
Lichrospher | 0746E181LS100 | MERCK Lichrospher 100 RP18 E 10µm packed by BISCHOFF | C18 | 75 | 4.6 | 10 | 100 | L1 | fully | HPLC Column | SS | 75 x 4,6 mm
Lichrospher | 1002E181LS100 | MERCK Lichrospher 100 RP18 E 10µm packed by BISCHOFF | C18 | 100 | 2 | 10 | 100 | L1 | fully | HPLC Column | SS | 100 x 2,0 mm
Lichrospher | 1003E181LS100 | MERCK Lichrospher 100 RP18 E 10µm packed by BISCHOFF | C18 | 100 | 3 | 10 | 100 | L1 | fully | HPLC Column | SS | 100 x 3,0 mm
Lichrospher | 1004E181LS100 | MERCK Lichrospher 100 RP18 E 10µm packed by BISCHOFF | C18 | 100 | 4 | 10 | 100 | L1 | fully | HPLC Column | SS | 100 x 4,0 mm
Lichrospher | 1046E181LS100 | MERCK Lichrospher 100 RP18 E 10µm packed by BISCHOFF | C18 | 100 | 4.6 | 10 | 100 | L1 | fully | HPLC Column | SS | 100 x 4,6 mm
Lichrospher | 1202E181LS100 | MERCK Lichrospher 100 RP18 E 10µm packed by BISCHOFF | C18 | 125 | 2 | 10 | 100 | L1 | fully | HPLC Column | SS | 125 x 2,0 mm
Lichrospher | 1203E181LS100 | MERCK Lichrospher 100 RP18 E 10µm packed by BISCHOFF | C18 | 125 | 3 | 10 | 100 | L1 | fully | HPLC Column | SS | 125 x 3,0 mm
Lichrospher | 1204E181LS100 | MERCK Lichrospher 100 RP18 E 10µm packed by BISCHOFF | C18 | 125 | 4 | 10 | 100 | L1 | fully | HPLC Column | SS | 125 x 4,0 mm
Lichrospher | 1246E181LS100 | MERCK Lichrospher 100 RP18 E 10µm packed by BISCHOFF | C18 | 125 | 4.6 | 10 | 100 | L1 | fully | HPLC Column | SS | 125 x 4,6 mm
Lichrospher | 1502E181LS100 | MERCK Lichrospher 100 RP18 E 10µm packed by BISCHOFF | C18 | 150 | 2 | 10 | 100 | L1 | fully | HPLC Column | SS | 150 x 2,0 mm
Lichrospher | 1503E181LS100 | MERCK Lichrospher 100 RP18 E 10µm packed by BISCHOFF | C18 | 150 | 3 | 10 | 100 | L1 | fully | HPLC Column | SS | 150 x 3,0 mm
Lichrospher | 1504E181LS100 | MERCK Lichrospher 100 RP18 E 10µm packed by BISCHOFF | C18 | 150 | 4 | 10 | 100 | L1 | fully | HPLC Column | SS | 150 x 4,0 mm
Lichrospher | 1546E181LS100 | MERCK Lichrospher 100 RP18 E 10µm packed by BISCHOFF | C18 | 150 | 4.6 | 10 | 100 | L1 | fully | HPLC Column | SS | 150 x 4,6 mm
Lichrospher | 2002E181LS100 | MERCK Lichrospher 100 RP18 E 10µm packed by BISCHOFF | C18 | 200 | 2 | 10 | 100 | L1 | fully | HPLC Column | SS | 200 x 2,0 mm
Lichrospher | 2003E181LS100 | MERCK Lichrospher 100 RP18 E 10µm packed by BISCHOFF | C18 | 200 | 3 | 10 | 100 | L1 | fully | HPLC Column | SS | 200 x 3,0 mm
Lichrospher | 2004E181LS100 | MERCK Lichrospher 100 RP18 E 10µm packed by BISCHOFF | C18 | 200 | 4 | 10 | 100 | L1 | fully | HPLC Column | SS | 200 x 4,0 mm
Lichrospher | 2046E181LS100 | MERCK Lichrospher 100 RP18 E 10µm packed by BISCHOFF | C18 | 200 | 4.6 | 10 | 100 | L1 | fully | HPLC Column | SS | 200 x 4,6 mm
Lichrospher | 2502E181LS100 | MERCK Lichrospher 100 RP18 E 10µm packed by BISCHOFF | C18 | 250 | 2 | 10 | 100 | L1 | fully | HPLC Column | SS | 250 x 2,0 mm
Lichrospher | 2503E181LS100 | MERCK Lichrospher 100 RP18 E 10µm packed by BISCHOFF | C18 | 250 | 3 | 10 | 100 | L1 | fully | HPLC Column | SS | 250 x 3,0 mm
Lichrospher | 2504E181LS100 | MERCK Lichrospher 100 RP18 E 10µm packed by BISCHOFF | C18 | 250 | 4 | 10 | 100 | L1 | fully | HPLC Column | SS | 250 x 4,0 mm
Lichrospher | 2546E181LS100 | MERCK Lichrospher 100 RP18 E 10µm packed by BISCHOFF | C18 | 250 | 4.6 | 10 | 100 | L1 | fully | HPLC Column | SS | 250 x 4,6 mm
Lichrospher | 3002E181LS100 | MERCK Lichrospher 100 RP18 E 10µm packed by BISCHOFF | C18 | 300 | 2 | 10 | 100 | L1 | fully | HPLC Column | SS | 300 x 2,0 mm
Lichrospher | 3003E181LS100 | MERCK Lichrospher 100 RP18 E 10µm packed by BISCHOFF | C18 | 300 | 3 | 10 | 100 | L1 | fully | HPLC Column | SS | 300 x 3,0 mm
Lichrospher | 3004E181LS100 | MERCK Lichrospher 100 RP18 E 10µm packed by BISCHOFF | C18 | 300 | 4 | 10 | 100 | L1 | fully | HPLC Column | SS | 300 x 4,0 mm
Lichrospher | 3046E181LS100 | MERCK Lichrospher 100 RP18 E 10µm packed by BISCHOFF | C18 | 300 | 4.6 | 10 | 100 | L1 | fully | HPLC Column | SS | 300 x 4,6 mm
Lichrospher | 01P4E181LS100 | MERCK Lichrospher 100 RP18 E 10µm packed by BISCHOFF | C18 | 14 | 4 | 10 | 100 | L1 | fully | HPLC Column | PEEK | 14 x 4,0 mm
Lichrospher | A2P4E181LS100 | MERCK Lichrospher 100 RP18 E 10µm packed by BISCHOFF | C18 | 20 | 4 | 10 | 100 | L1 | fully | HPLC Column | PEEK | 20 x 4,0 mm
Lichrospher | 02P4E181LS100 | MERCK Lichrospher 100 RP18 E 10µm packed by BISCHOFF | C18 | 25 | 4 | 10 | 100 | L1 | fully | HPLC Column | PEEK | 25 x 4,0 mm
Lichrospher | 03P4E181LS100 | MERCK Lichrospher 100 RP18 E 10µm packed by BISCHOFF | C18 | 30 | 4 | 10 | 100 | L1 | fully | HPLC Column | PEEK | 30 x 4,0 mm
Lichrospher | 04P4E181LS100 | MERCK Lichrospher 100 RP18 E 10µm packed by BISCHOFF | C18 | 33 | 4 | 10 | 100 | L1 | fully | HPLC Column | PEEK | 33 x 4,0 mm
Lichrospher | A4P4E181LS100 | MERCK Lichrospher 100 RP18 E 10µm packed by BISCHOFF | C18 | 40 | 4 | 10 | 100 | L1 | fully | HPLC Column | PEEK | 40 x 4,0 mm
Lichrospher | 05P4E181LS100 | MERCK Lichrospher 100 RP18 E 10µm packed by BISCHOFF | C18 | 50 | 4 | 10 | 100 | L1 | fully | HPLC Column | PEEK | 50 x 4,0 mm
Lichrospher | 06P4E181LS100 | MERCK Lichrospher 100 RP18 E 10µm packed by BISCHOFF | C18 | 53 | 4 | 10 | 100 | L1 | fully | HPLC Column | PEEK | 53 x 4,0 mm
Lichrospher | A6P4E181LS100 | MERCK Lichrospher 100 RP18 E 10µm packed by BISCHOFF | C18 | 60 | 4 | 10 | 100 | L1 | fully | HPLC Column | PEEK | 60 x 4,0 mm
Lichrospher | 07P4E181LS100 | MERCK Lichrospher 100 RP18 E 10µm packed by BISCHOFF | C18 | 75 | 4 | 10 | 100 | L1 | fully | HPLC Column | PEEK | 75 x 4,0 mm
Lichrospher | 10P4E181LS100 | MERCK Lichrospher 100 RP18 E 10µm packed by BISCHOFF | C18 | 100 | 4 | 10 | 100 | L1 | fully | HPLC Column | PEEK | 100 x 4,0 mm
Lichrospher | 12P4E181LS100 | MERCK Lichrospher 100 RP18 E 10µm packed by BISCHOFF | C18 | 125 | 4 | 10 | 100 | L1 | fully | HPLC Column | PEEK | 125 x 4,0 mm
Lichrospher | 15P4E181LS100 | MERCK Lichrospher 100 RP18 E 10µm packed by BISCHOFF | C18 | 150 | 4 | 10 | 100 | L1 | fully | HPLC Column | PEEK | 150 x 4,0 mm
Lichrospher | 20P4E181LS100 | MERCK Lichrospher 100 RP18 E 10µm packed by BISCHOFF | C18 | 200 | 4 | 10 | 100 | L1 | fully | HPLC Column | PEEK | 200 x 4,0 mm
Lichrospher | 25P4E181LS100 | MERCK Lichrospher 100 RP18 E 10µm packed by BISCHOFF | C18 | 250 | 4 | 10 | 100 | L1 | fully | HPLC Column | PEEK | 250 x 4,0 mm
Lichrospher | 30P4E181LS100 | MERCK Lichrospher 100 RP18 E 10µm packed by BISCHOFF | C18 | 300 | 4 | 10 | 100 | L1 | fully | HPLC Column | PEEK | 300 x 4,0 mm
Lichrospher | 6305E181LS100 | MERCK Lichrospher 100 RP18 E 10µm packed by BISCHOFF | C18 | 5 | 4 | 10 | 100 | L1 | fully | Cartridges (5 pcs.) | SS | 5 x 4,0 mm
Lichrospher | 6301E181LS100 | MERCK Lichrospher 100 RP18 E 10µm packed by BISCHOFF | C18 | 10 | 4 | 10 | 100 | L1 | fully | Cartridges (5 pcs.) | SS | 10 x 4,0 mm
Lichrospher | 6302E181LS100 | MERCK Lichrospher 100 RP18 E 10µm packed by BISCHOFF | C18 | 20 | 4 | 10 | 100 | L1 | fully | Cartridges (5 pcs.) | SS | 20 x 4,0 mm
Lichrospher | 63P1E181LS100 | MERCK Lichrospher 100 RP18 E 10µm packed by BISCHOFF | C18 | 10 | 4 | 10 | 100 | L1 | fully | Cartridges (5 pcs.) | PEEK | 10 x 4,0 mm
Lichrospher | 63P2E181LS100 | MERCK Lichrospher 100 RP18 E 10µm packed by BISCHOFF | C18 | 20 | 4 | 10 | 100 | L1 | fully | Cartridges (5 pcs.) | PEEK | 20 x 4,0 mm
Lichrospher | 6335E181LS100 | MERCK Lichrospher 100 RP18 E 10µm packed by BISCHOFF | C18 | 5 | 3 | 10 | 100 | L1 | fully | Cartridges (5 pcs.) | SS | 5 x 3,0 mm
Lichrospher | 6331E181LS100 | MERCK Lichrospher 100 RP18 E 10µm packed by BISCHOFF | C18 | 10 | 3 | 10 | 100 | L1 | fully | Cartridges (5 pcs.) | SS | 10 x 3,0 mm
Lichrospher | 6332E181LS100 | MERCK Lichrospher 100 RP18 E 10µm packed by BISCHOFF | C18 | 20 | 3 | 10 | 100 | L1 | fully | Cartridges (5 pcs.) | SS | 20 x 3,0 mm
Lichrospher | 6325E181LS100 | MERCK Lichrospher 100 RP18 E 10µm packed by BISCHOFF | C18 | 5 | 2 | 10 | 100 | L1 | fully | Cartridges (5 pcs.) | SS | 5 x 2,0 mm
Lichrospher | 6321E181LS100 | MERCK Lichrospher 100 RP18 E 10µm packed by BISCHOFF | C18 | 10 | 2 | 10 | 100 | L1 | fully | Cartridges (5 pcs.) | SS | 10 x 2,0 mm
Lichrospher | 6322E181LS100 | MERCK Lichrospher 100 RP18 E 10µm packed by BISCHOFF | C18 | 20 | 2 | 10 | 100 | L1 | fully | Cartridges (5 pcs.) | SS | 20 x 2,0 mm
Lichrospher | 0102E180LS050 | MERCK Lichrospher 100 RP18 5µm packed by BISCHOFF | C18 | 14 | 2 | 5 | 100 | L1 | no | HPLC Column | SS | 14 x 2,0 mm
Lichrospher | 0103E180LS050 | MERCK Lichrospher 100 RP18 5µm packed by BISCHOFF | C18 | 14 | 3 | 5 | 100 | L1 | no | HPLC Column | SS | 14 x 3,0 mm
Lichrospher | 0104E180LS050 | MERCK Lichrospher 100 RP18 5µm packed by BISCHOFF | C18 | 14 | 4 | 5 | 100 | L1 | no | HPLC Column | SS | 14 x 4,0 mm
Lichrospher | 0146E180LS050 | MERCK Lichrospher 100 RP18 5µm packed by BISCHOFF | C18 | 14 | 4.6 | 5 | 100 | L1 | no | HPLC Column | SS | 14 x 4,6 mm
Lichrospher | A202E180LS050 | MERCK Lichrospher 100 RP18 5µm packed by BISCHOFF | C18 | 20 | 2 | 5 | 100 | L1 | no | HPLC Column | SS | 20 x 2,0 mm
Lichrospher | A203E180LS050 | MERCK Lichrospher 100 RP18 5µm packed by BISCHOFF | C18 | 20 | 3 | 5 | 100 | L1 | no | HPLC Column | SS | 20 x 3,0 mm
Lichrospher | A204E180LS050 | MERCK Lichrospher 100 RP18 5µm packed by BISCHOFF | C18 | 20 | 4 | 5 | 100 | L1 | no | HPLC Column | SS | 20 x 4,0 mm
Lichrospher | A246E180LS050 | MERCK Lichrospher 100 RP18 5µm packed by BISCHOFF | C18 | 20 | 4.6 | 5 | 100 | L1 | no | HPLC Column | SS | 20 x 4,6 mm
Lichrospher | 0202E180LS050 | MERCK Lichrospher 100 RP18 5µm packed by BISCHOFF | C18 | 25 | 2 | 5 | 100 | L1 | no | HPLC Column | SS | 25 x 2,0 mm
Lichrospher | 0203E180LS050 | MERCK Lichrospher 100 RP18 5µm packed by BISCHOFF | C18 | 25 | 3 | 5 | 100 | L1 | no | HPLC Column | SS | 25 x 3,0 mm
Lichrospher | 0204E180LS050 | MERCK Lichrospher 100 RP18 5µm packed by BISCHOFF | C18 | 25 | 4 | 5 | 100 | L1 | no | HPLC Column | SS | 25 x 4,0 mm
Lichrospher | 0246E180LS050 | MERCK Lichrospher 100 RP18 5µm packed by BISCHOFF | C18 | 25 | 4.6 | 5 | 100 | L1 | no | HPLC Column | SS | 25 x 4,6 mm
Lichrospher | 0302E180LS050 | MERCK Lichrospher 100 RP18 5µm packed by BISCHOFF | C18 | 30 | 2 | 5 | 100 | L1 | no | HPLC Column | SS | 30 x 2,0 mm
Lichrospher | 0303E180LS050 | MERCK Lichrospher 100 RP18 5µm packed by BISCHOFF | C18 | 30 | 3 | 5 | 100 | L1 | no | HPLC Column | SS | 30 x 3,0 mm
Lichrospher | 0304E180LS050 | MERCK Lichrospher 100 RP18 5µm packed by BISCHOFF | C18 | 30 | 4 | 5 | 100 | L1 | no | HPLC Column | SS | 30 x 4,0 mm
Lichrospher | 0346E180LS050 | MERCK Lichrospher 100 RP18 5µm packed by BISCHOFF | C18 | 30 | 4.6 | 5 | 100 | L1 | no | HPLC Column | SS | 30 x 4,6 mm
Lichrospher | 0402E180LS050 | MERCK Lichrospher 100 RP18 5µm packed by BISCHOFF | C18 | 33 | 2 | 5 | 100 | L1 | no | HPLC Column | SS | 33 x 2,0 mm
Lichrospher | 0403E180LS050 | MERCK Lichrospher 100 RP18 5µm packed by BISCHOFF | C18 | 33 | 3 | 5 | 100 | L1 | no | HPLC Column | SS | 33 x 3,0 mm
Lichrospher | 0404E180LS050 | MERCK Lichrospher 100 RP18 5µm packed by BISCHOFF | C18 | 33 | 4 | 5 | 100 | L1 | no | HPLC Column | SS | 33 x 4,0 mm
Lichrospher | 0446E180LS050 | MERCK Lichrospher 100 RP18 5µm packed by BISCHOFF | C18 | 33 | 4.6 | 5 | 100 | L1 | no | HPLC Column | SS | 33 x 4,6 mm
Lichrospher | A402E180LS050 | MERCK Lichrospher 100 RP18 5µm packed by BISCHOFF | C18 | 40 | 2 | 5 | 100 | L1 | no | HPLC Column | SS | 40 x 2,0 mm
Lichrospher | A403E180LS050 | MERCK Lichrospher 100 RP18 5µm packed by BISCHOFF | C18 | 40 | 3 | 5 | 100 | L1 | no | HPLC Column | SS | 40 x 3,0 mm
Lichrospher | A404E180LS050 | MERCK Lichrospher 100 RP18 5µm packed by BISCHOFF | C18 | 40 | 4 | 5 | 100 | L1 | no | HPLC Column | SS | 40 x 4,0 mm
Lichrospher | A446E180LS050 | MERCK Lichrospher 100 RP18 5µm packed by BISCHOFF | C18 | 40 | 4.6 | 5 | 100 | L1 | no | HPLC Column | SS | 40 x 4,6 mm
Lichrospher | 0502E180LS050 | MERCK Lichrospher 100 RP18 5µm packed by BISCHOFF | C18 | 50 | 2 | 5 | 100 | L1 | no | HPLC Column | SS | 50 x 2,0 mm
Lichrospher | 0503E180LS050 | MERCK Lichrospher 100 RP18 5µm packed by BISCHOFF | C18 | 50 | 3 | 5 | 100 | L1 | no | HPLC Column | SS | 50 x 3,0 mm
Lichrospher | 0504E180LS050 | MERCK Lichrospher 100 RP18 5µm packed by BISCHOFF | C18 | 50 | 4 | 5 | 100 | L1 | no | HPLC Column | SS | 50 x 4,0 mm
Lichrospher | 0546E180LS050 | MERCK Lichrospher 100 RP18 5µm packed by BISCHOFF | C18 | 50 | 4.6 | 5 | 100 | L1 | no | HPLC Column | SS | 50 x 4,6 mm
Lichrospher | 0602E180LS050 | MERCK Lichrospher 100 RP18 5µm packed by BISCHOFF | C18 | 53 | 2 | 5 | 100 | L1 | no | HPLC Column | SS | 53 x 2,0 mm
Lichrospher | 0603E180LS050 | MERCK Lichrospher 100 RP18 5µm packed by BISCHOFF | C18 | 53 | 3 | 5 | 100 | L1 | no | HPLC Column | SS | 53 x 3,0 mm
Lichrospher | 0604E180LS050 | MERCK Lichrospher 100 RP18 5µm packed by BISCHOFF | C18 | 53 | 4 | 5 | 100 | L1 | no | HPLC Column | SS | 53 x 4,0 mm
Lichrospher | 0646E180LS050 | MERCK Lichrospher 100 RP18 5µm packed by BISCHOFF | C18 | 53 | 4.6 | 5 | 100 | L1 | no | HPLC Column | SS | 53 x 4,6 mm
Lichrospher | A602E180LS050 | MERCK Lichrospher 100 RP18 5µm packed by BISCHOFF | C18 | 60 | 2 | 5 | 100 | L1 | no | HPLC Column | SS | 60 x 2,0 mm
Lichrospher | A603E180LS050 | MERCK Lichrospher 100 RP18 5µm packed by BISCHOFF | C18 | 60 | 3 | 5 | 100 | L1 | no | HPLC Column | SS | 60 x 3,0 mm
Lichrospher | A604E180LS050 | MERCK Lichrospher 100 RP18 5µm packed by BISCHOFF | C18 | 60 | 4 | 5 | 100 | L1 | no | HPLC Column | SS | 60 x 4,0 mm
Lichrospher | A646E180LS050 | MERCK Lichrospher 100 RP18 5µm packed by BISCHOFF | C18 | 60 | 4.6 | 5 | 100 | L1 | no | HPLC Column | SS | 60 x 4,6 mm
Lichrospher | 0702E180LS050 | MERCK Lichrospher 100 RP18 5µm packed by BISCHOFF | C18 | 75 | 2 | 5 | 100 | L1 | no | HPLC Column | SS | 75 x 2,0 mm
Lichrospher | 0703E180LS050 | MERCK Lichrospher 100 RP18 5µm packed by BISCHOFF | C18 | 75 | 3 | 5 | 100 | L1 | no | HPLC Column | SS | 75 x 3,0 mm
Lichrospher | 0704E180LS050 | MERCK Lichrospher 100 RP18 5µm packed by BISCHOFF | C18 | 75 | 4 | 5 | 100 | L1 | no | HPLC Column | SS | 75 x 4,0 mm
Lichrospher | 0746E180LS050 | MERCK Lichrospher 100 RP18 5µm packed by BISCHOFF | C18 | 75 | 4.6 | 5 | 100 | L1 | no | HPLC Column | SS | 75 x 4,6 mm
Lichrospher | 1002E180LS050 | MERCK Lichrospher 100 RP18 5µm packed by BISCHOFF | C18 | 100 | 2 | 5 | 100 | L1 | no | HPLC Column | SS | 100 x 2,0 mm
Lichrospher | 1003E180LS050 | MERCK Lichrospher 100 RP18 5µm packed by BISCHOFF | C18 | 100 | 3 | 5 | 100 | L1 | no | HPLC Column | SS | 100 x 3,0 mm
Lichrospher | 1004E180LS050 | MERCK Lichrospher 100 RP18 5µm packed by BISCHOFF | C18 | 100 | 4 | 5 | 100 | L1 | no | HPLC Column | SS | 100 x 4,0 mm
Lichrospher | 1046E180LS050 | MERCK Lichrospher 100 RP18 5µm packed by BISCHOFF | C18 | 100 | 4.6 | 5 | 100 | L1 | no | HPLC Column | SS | 100 x 4,6 mm
Lichrospher | 1202E180LS050 | MERCK Lichrospher 100 RP18 5µm packed by BISCHOFF | C18 | 125 | 2 | 5 | 100 | L1 | no | HPLC Column | SS | 125 x 2,0 mm
Lichrospher | 1203E180LS050 | MERCK Lichrospher 100 RP18 5µm packed by BISCHOFF | C18 | 125 | 3 | 5 | 100 | L1 | no | HPLC Column | SS | 125 x 3,0 mm
Lichrospher | 1204E180LS050 | MERCK Lichrospher 100 RP18 5µm packed by BISCHOFF | C18 | 125 | 4 | 5 | 100 | L1 | no | HPLC Column | SS | 125 x 4,0 mm
Lichrospher | 1246E180LS050 | MERCK Lichrospher 100 RP18 5µm packed by BISCHOFF | C18 | 125 | 4.6 | 5 | 100 | L1 | no | HPLC Column | SS | 125 x 4,6 mm
Lichrospher | 1502E180LS050 | MERCK Lichrospher 100 RP18 5µm packed by BISCHOFF | C18 | 150 | 2 | 5 | 100 | L1 | no | HPLC Column | SS | 150 x 2,0 mm
Lichrospher | 1503E180LS050 | MERCK Lichrospher 100 RP18 5µm packed by BISCHOFF | C18 | 150 | 3 | 5 | 100 | L1 | no | HPLC Column | SS | 150 x 3,0 mm
Lichrospher | 1504E180LS050 | MERCK Lichrospher 100 RP18 5µm packed by BISCHOFF | C18 | 150 | 4 | 5 | 100 | L1 | no | HPLC Column | SS | 150 x 4,0 mm
Lichrospher | 1546E180LS050 | MERCK Lichrospher 100 RP18 5µm packed by BISCHOFF | C18 | 150 | 4.6 | 5 | 100 | L1 | no | HPLC Column | SS | 150 x 4,6 mm
Lichrospher | 2002E180LS050 | MERCK Lichrospher 100 RP18 5µm packed by BISCHOFF | C18 | 200 | 2 | 5 | 100 | L1 | no | HPLC Column | SS | 200 x 2,0 mm
Lichrospher | 2003E180LS050 | MERCK Lichrospher 100 RP18 5µm packed by BISCHOFF | C18 | 200 | 3 | 5 | 100 | L1 | no | HPLC Column | SS | 200 x 3,0 mm
Lichrospher | 2004E180LS050 | MERCK Lichrospher 100 RP18 5µm packed by BISCHOFF | C18 | 200 | 4 | 5 | 100 | L1 | no | HPLC Column | SS | 200 x 4,0 mm
Lichrospher | 2046E180LS050 | MERCK Lichrospher 100 RP18 5µm packed by BISCHOFF | C18 | 200 | 4.6 | 5 | 100 | L1 | no | HPLC Column | SS | 200 x 4,6 mm
Lichrospher | 2502E180LS050 | MERCK Lichrospher 100 RP18 5µm packed by BISCHOFF | C18 | 250 | 2 | 5 | 100 | L1 | no | HPLC Column | SS | 250 x 2,0 mm
Lichrospher | 2503E180LS050 | MERCK Lichrospher 100 RP18 5µm packed by BISCHOFF | C18 | 250 | 3 | 5 | 100 | L1 | no | HPLC Column | SS | 250 x 3,0 mm
Lichrospher | 2504E180LS050 | MERCK Lichrospher 100 RP18 5µm packed by BISCHOFF | C18 | 250 | 4 | 5 | 100 | L1 | no | HPLC Column | SS | 250 x 4,0 mm
Lichrospher | 2546E180LS050 | MERCK Lichrospher 100 RP18 5µm packed by BISCHOFF | C18 | 250 | 4.6 | 5 | 100 | L1 | no | HPLC Column | SS | 250 x 4,6 mm
Lichrospher | 3002E180LS050 | MERCK Lichrospher 100 RP18 5µm packed by BISCHOFF | C18 | 300 | 2 | 5 | 100 | L1 | no | HPLC Column | SS | 300 x 2,0 mm
Lichrospher | 3003E180LS050 | MERCK Lichrospher 100 RP18 5µm packed by BISCHOFF | C18 | 300 | 3 | 5 | 100 | L1 | no | HPLC Column | SS | 300 x 3,0 mm
Lichrospher | 3004E180LS050 | MERCK Lichrospher 100 RP18 5µm packed by BISCHOFF | C18 | 300 | 4 | 5 | 100 | L1 | no | HPLC Column | SS | 300 x 4,0 mm
Lichrospher | 3046E180LS050 | MERCK Lichrospher 100 RP18 5µm packed by BISCHOFF | C18 | 300 | 4.6 | 5 | 100 | L1 | no | HPLC Column | SS | 300 x 4,6 mm
Lichrospher | 01P4E180LS050 | MERCK Lichrospher 100 RP18 5µm packed by BISCHOFF | C18 | 14 | 4 | 5 | 100 | L1 | no | HPLC Column | PEEK | 14 x 4,0 mm
Lichrospher | A2P4E180LS050 | MERCK Lichrospher 100 RP18 5µm packed by BISCHOFF | C18 | 20 | 4 | 5 | 100 | L1 | no | HPLC Column | PEEK | 20 x 4,0 mm
Lichrospher | 02P4E180LS050 | MERCK Lichrospher 100 RP18 5µm packed by BISCHOFF | C18 | 25 | 4 | 5 | 100 | L1 | no | HPLC Column | PEEK | 25 x 4,0 mm
Lichrospher | 03P4E180LS050 | MERCK Lichrospher 100 RP18 5µm packed by BISCHOFF | C18 | 30 | 4 | 5 | 100 | L1 | no | HPLC Column | PEEK | 30 x 4,0 mm
Lichrospher | 04P4E180LS050 | MERCK Lichrospher 100 RP18 5µm packed by BISCHOFF | C18 | 33 | 4 | 5 | 100 | L1 | no | HPLC Column | PEEK | 33 x 4,0 mm
Lichrospher | A4P4E180LS050 | MERCK Lichrospher 100 RP18 5µm packed by BISCHOFF | C18 | 40 | 4 | 5 | 100 | L1 | no | HPLC Column | PEEK | 40 x 4,0 mm
Lichrospher | 05P4E180LS050 | MERCK Lichrospher 100 RP18 5µm packed by BISCHOFF | C18 | 50 | 4 | 5 | 100 | L1 | no | HPLC Column | PEEK | 50 x 4,0 mm
Lichrospher | 06P4E180LS050 | MERCK Lichrospher 100 RP18 5µm packed by BISCHOFF | C18 | 53 | 4 | 5 | 100 | L1 | no | HPLC Column | PEEK | 53 x 4,0 mm
Lichrospher | A6P4E180LS050 | MERCK Lichrospher 100 RP18 5µm packed by BISCHOFF | C18 | 60 | 4 | 5 | 100 | L1 | no | HPLC Column | PEEK | 60 x 4,0 mm
Lichrospher | 07P4E180LS050 | MERCK Lichrospher 100 RP18 5µm packed by BISCHOFF | C18 | 75 | 4 | 5 | 100 | L1 | no | HPLC Column | PEEK | 75 x 4,0 mm
Lichrospher | 10P4E180LS050 | MERCK Lichrospher 100 RP18 5µm packed by BISCHOFF | C18 | 100 | 4 | 5 | 100 | L1 | no | HPLC Column | PEEK | 100 x 4,0 mm
Lichrospher | 12P4E180LS050 | MERCK Lichrospher 100 RP18 5µm packed by BISCHOFF | C18 | 125 | 4 | 5 | 100 | L1 | no | HPLC Column | PEEK | 125 x 4,0 mm
Lichrospher | 15P4E180LS050 | MERCK Lichrospher 100 RP18 5µm packed by BISCHOFF | C18 | 150 | 4 | 5 | 100 | L1 | no | HPLC Column | PEEK | 150 x 4,0 mm
Lichrospher | 20P4E180LS050 | MERCK Lichrospher 100 RP18 5µm packed by BISCHOFF | C18 | 200 | 4 | 5 | 100 | L1 | no | HPLC Column | PEEK | 200 x 4,0 mm
Lichrospher | 25P4E180LS050 | MERCK Lichrospher 100 RP18 5µm packed by BISCHOFF | C18 | 250 | 4 | 5 | 100 | L1 | no | HPLC Column | PEEK | 250 x 4,0 mm
Lichrospher | 30P4E180LS050 | MERCK Lichrospher 100 RP18 5µm packed by BISCHOFF | C18 | 300 | 4 | 5 | 100 | L1 | no | HPLC Column | PEEK | 300 x 4,0 mm
Lichrospher | 6305E180LS050 | MERCK Lichrospher 100 RP18 5µm packed by BISCHOFF | C18 | 5 | 4 | 5 | 100 | L1 | no | Cartridges (5 pcs.) | SS | 5 x 4,0 mm
Lichrospher | 6301E180LS050 | MERCK Lichrospher 100 RP18 5µm packed by BISCHOFF | C18 | 10 | 4 | 5 | 100 | L1 | no | Cartridges (5 pcs.) | SS | 10 x 4,0 mm
Lichrospher | 6302E180LS050 | MERCK Lichrospher 100 RP18 5µm packed by BISCHOFF | C18 | 20 | 4 | 5 | 100 | L1 | no | Cartridges (5 pcs.) | SS | 20 x 4,0 mm
Lichrospher | 63P1E180LS050 | MERCK Lichrospher 100 RP18 5µm packed by BISCHOFF | C18 | 10 | 4 | 5 | 100 | L1 | no | Cartridges (5 pcs.) | PEEK | 10 x 4,0 mm
Lichrospher | 63P2E180LS050 | MERCK Lichrospher 100 RP18 5µm packed by BISCHOFF | C18 | 20 | 4 | 5 | 100 | L1 | no | Cartridges (5 pcs.) | PEEK | 20 x 4,0 mm
Lichrospher | 6335E180LS050 | MERCK Lichrospher 100 RP18 5µm packed by BISCHOFF | C18 | 5 | 3 | 5 | 100 | L1 | no | Cartridges (5 pcs.) | SS | 5 x 3,0 mm
Lichrospher | 6331E180LS050 | MERCK Lichrospher 100 RP18 5µm packed by BISCHOFF | C18 | 10 | 3 | 5 | 100 | L1 | no | Cartridges (5 pcs.) | SS | 10 x 3,0 mm
Lichrospher | 6332E180LS050 | MERCK Lichrospher 100 RP18 5µm packed by BISCHOFF | C18 | 20 | 3 | 5 | 100 | L1 | no | Cartridges (5 pcs.) | SS | 20 x 3,0 mm
Lichrospher | 6325E180LS050 | MERCK Lichrospher 100 RP18 5µm packed by BISCHOFF | C18 | 5 | 2 | 5 | 100 | L1 | no | Cartridges (5 pcs.) | SS | 5 x 2,0 mm
Lichrospher | 6321E180LS050 | MERCK Lichrospher 100 RP18 5µm packed by BISCHOFF | C18 | 10 | 2 | 5 | 100 | L1 | no | Cartridges (5 pcs.) | SS | 10 x 2,0 mm
Lichrospher | 6322E180LS050 | MERCK Lichrospher 100 RP18 5µm packed by BISCHOFF | C18 | 20 | 2 | 5 | 100 | L1 | no | Cartridges (5 pcs.) | SS | 20 x 2,0 mm
Lichrospher | 0102E180LS100 | MERCK Lichrospher 100 RP18 10µm packed by BISCHOFF | C18 | 14 | 2 | 10 | 100 | L1 | no | HPLC Column | SS | 14 x 2,0 mm
Lichrospher | 0103E180LS100 | MERCK Lichrospher 100 RP18 10µm packed by BISCHOFF | C18 | 14 | 3 | 10 | 100 | L1 | no | HPLC Column | SS | 14 x 3,0 mm
Lichrospher | 0104E180LS100 | MERCK Lichrospher 100 RP18 10µm packed by BISCHOFF | C18 | 14 | 4 | 10 | 100 | L1 | no | HPLC Column | SS | 14 x 4,0 mm
Lichrospher | 0146E180LS100 | MERCK Lichrospher 100 RP18 10µm packed by BISCHOFF | C18 | 14 | 4.6 | 10 | 100 | L1 | no | HPLC Column | SS | 14 x 4,6 mm
Lichrospher | A202E180LS100 | MERCK Lichrospher 100 RP18 10µm packed by BISCHOFF | C18 | 20 | 2 | 10 | 100 | L1 | no | HPLC Column | SS | 20 x 2,0 mm
Lichrospher | A203E180LS100 | MERCK Lichrospher 100 RP18 10µm packed by BISCHOFF | C18 | 20 | 3 | 10 | 100 | L1 | no | HPLC Column | SS | 20 x 3,0 mm
Lichrospher | A204E180LS100 | MERCK Lichrospher 100 RP18 10µm packed by BISCHOFF | C18 | 20 | 4 | 10 | 100 | L1 | no | HPLC Column | SS | 20 x 4,0 mm
Lichrospher | A246E180LS100 | MERCK Lichrospher 100 RP18 10µm packed by BISCHOFF | C18 | 20 | 4.6 | 10 | 100 | L1 | no | HPLC Column | SS | 20 x 4,6 mm
Lichrospher | 0202E180LS100 | MERCK Lichrospher 100 RP18 10µm packed by BISCHOFF | C18 | 25 | 2 | 10 | 100 | L1 | no | HPLC Column | SS | 25 x 2,0 mm
Lichrospher | 0203E180LS100 | MERCK Lichrospher 100 RP18 10µm packed by BISCHOFF | C18 | 25 | 3 | 10 | 100 | L1 | no | HPLC Column | SS | 25 x 3,0 mm
Lichrospher | 0204E180LS100 | MERCK Lichrospher 100 RP18 10µm packed by BISCHOFF | C18 | 25 | 4 | 10 | 100 | L1 | no | HPLC Column | SS | 25 x 4,0 mm
Lichrospher | 0246E180LS100 | MERCK Lichrospher 100 RP18 10µm packed by BISCHOFF | C18 | 25 | 4.6 | 10 | 100 | L1 | no | HPLC Column | SS | 25 x 4,6 mm
Lichrospher | 0302E180LS100 | MERCK Lichrospher 100 RP18 10µm packed by BISCHOFF | C18 | 30 | 2 | 10 | 100 | L1 | no | HPLC Column | SS | 30 x 2,0 mm
Lichrospher | 0303E180LS100 | MERCK Lichrospher 100 RP18 10µm packed by BISCHOFF | C18 | 30 | 3 | 10 | 100 | L1 | no | HPLC Column | SS | 30 x 3,0 mm
Lichrospher | 0304E180LS100 | MERCK Lichrospher 100 RP18 10µm packed by BISCHOFF | C18 | 30 | 4 | 10 | 100 | L1 | no | HPLC Column | SS | 30 x 4,0 mm
Lichrospher | 0346E180LS100 | MERCK Lichrospher 100 RP18 10µm packed by BISCHOFF | C18 | 30 | 4.6 | 10 | 100 | L1 | no | HPLC Column | SS | 30 x 4,6 mm
Lichrospher | 0402E180LS100 | MERCK Lichrospher 100 RP18 10µm packed by BISCHOFF | C18 | 33 | 2 | 10 | 100 | L1 | no | HPLC Column | SS | 33 x 2,0 mm
Lichrospher | 0403E180LS100 | MERCK Lichrospher 100 RP18 10µm packed by BISCHOFF | C18 | 33 | 3 | 10 | 100 | L1 | no | HPLC Column | SS | 33 x 3,0 mm
Lichrospher | 0404E180LS100 | MERCK Lichrospher 100 RP18 10µm packed by BISCHOFF | C18 | 33 | 4 | 10 | 100 | L1 | no | HPLC Column | SS | 33 x 4,0 mm
Lichrospher | 0446E180LS100 | MERCK Lichrospher 100 RP18 10µm packed by BISCHOFF | C18 | 33 | 4.6 | 10 | 100 | L1 | no | HPLC Column | SS | 33 x 4,6 mm
Lichrospher | A402E180LS100 | MERCK Lichrospher 100 RP18 10µm packed by BISCHOFF | C18 | 40 | 2 | 10 | 100 | L1 | no | HPLC Column | SS | 40 x 2,0 mm
Lichrospher | A403E180LS100 | MERCK Lichrospher 100 RP18 10µm packed by BISCHOFF | C18 | 40 | 3 | 10 | 100 | L1 | no | HPLC Column | SS | 40 x 3,0 mm
Lichrospher | A404E180LS100 | MERCK Lichrospher 100 RP18 10µm packed by BISCHOFF | C18 | 40 | 4 | 10 | 100 | L1 | no | HPLC Column | SS | 40 x 4,0 mm
Lichrospher | A446E180LS100 | MERCK Lichrospher 100 RP18 10µm packed by BISCHOFF | C18 | 40 | 4.6 | 10 | 100 | L1 | no | HPLC Column | SS | 40 x 4,6 mm
Lichrospher | 0502E180LS100 | MERCK Lichrospher 100 RP18 10µm packed by BISCHOFF | C18 | 50 | 2 | 10 | 100 | L1 | no | HPLC Column | SS | 50 x 2,0 mm
Lichrospher | 0503E180LS100 | MERCK Lichrospher 100 RP18 10µm packed by BISCHOFF | C18 | 50 | 3 | 10 | 100 | L1 | no | HPLC Column | SS | 50 x 3,0 mm
Lichrospher | 0504E180LS100 | MERCK Lichrospher 100 RP18 10µm packed by BISCHOFF | C18 | 50 | 4 | 10 | 100 | L1 | no | HPLC Column | SS | 50 x 4,0 mm
Lichrospher | 0546E180LS100 | MERCK Lichrospher 100 RP18 10µm packed by BISCHOFF | C18 | 50 | 4.6 | 10 | 100 | L1 | no | HPLC Column | SS | 50 x 4,6 mm
Lichrospher | 0602E180LS100 | MERCK Lichrospher 100 RP18 10µm packed by BISCHOFF | C18 | 53 | 2 | 10 | 100 | L1 | no | HPLC Column | SS | 53 x 2,0 mm
Lichrospher | 0603E180LS100 | MERCK Lichrospher 100 RP18 10µm packed by BISCHOFF | C18 | 53 | 3 | 10 | 100 | L1 | no | HPLC Column | SS | 53 x 3,0 mm
Lichrospher | 0604E180LS100 | MERCK Lichrospher 100 RP18 10µm packed by BISCHOFF | C18 | 53 | 4 | 10 | 100 | L1 | no | HPLC Column | SS | 53 x 4,0 mm
Lichrospher | 0646E180LS100 | MERCK Lichrospher 100 RP18 10µm packed by BISCHOFF | C18 | 53 | 4.6 | 10 | 100 | L1 | no | HPLC Column | SS | 53 x 4,6 mm
Lichrospher | A602E180LS100 | MERCK Lichrospher 100 RP18 10µm packed by BISCHOFF | C18 | 60 | 2 | 10 | 100 | L1 | no | HPLC Column | SS | 60 x 2,0 mm
Lichrospher | A603E180LS100 | MERCK Lichrospher 100 RP18 10µm packed by BISCHOFF | C18 | 60 | 3 | 10 | 100 | L1 | no | HPLC Column | SS | 60 x 3,0 mm
Lichrospher | A604E180LS100 | MERCK Lichrospher 100 RP18 10µm packed by BISCHOFF | C18 | 60 | 4 | 10 | 100 | L1 | no | HPLC Column | SS | 60 x 4,0 mm
Lichrospher | A646E180LS100 | MERCK Lichrospher 100 RP18 10µm packed by BISCHOFF | C18 | 60 | 4.6 | 10 | 100 | L1 | no | HPLC Column | SS | 60 x 4,6 mm
Lichrospher | 0702E180LS100 | MERCK Lichrospher 100 RP18 10µm packed by BISCHOFF | C18 | 75 | 2 | 10 | 100 | L1 | no | HPLC Column | SS | 75 x 2,0 mm
Lichrospher | 0703E180LS100 | MERCK Lichrospher 100 RP18 10µm packed by BISCHOFF | C18 | 75 | 3 | 10 | 100 | L1 | no | HPLC Column | SS | 75 x 3,0 mm
Lichrospher | 0704E180LS100 | MERCK Lichrospher 100 RP18 10µm packed by BISCHOFF | C18 | 75 | 4 | 10 | 100 | L1 | no | HPLC Column | SS | 75 x 4,0 mm
Lichrospher | 0746E180LS100 | MERCK Lichrospher 100 RP18 10µm packed by BISCHOFF | C18 | 75 | 4.6 | 10 | 100 | L1 | no | HPLC Column | SS | 75 x 4,6 mm
Lichrospher | 1002E180LS100 | MERCK Lichrospher 100 RP18 10µm packed by BISCHOFF | C18 | 100 | 2 | 10 | 100 | L1 | no | HPLC Column | SS | 100 x 2,0 mm
Lichrospher | 1003E180LS100 | MERCK Lichrospher 100 RP18 10µm packed by BISCHOFF | C18 | 100 | 3 | 10 | 100 | L1 | no | HPLC Column | SS | 100 x 3,0 mm
Lichrospher | 1004E180LS100 | MERCK Lichrospher 100 RP18 10µm packed by BISCHOFF | C18 | 100 | 4 | 10 | 100 | L1 | no | HPLC Column | SS | 100 x 4,0 mm
Lichrospher | 1046E180LS100 | MERCK Lichrospher 100 RP18 10µm packed by BISCHOFF | C18 | 100 | 4.6 | 10 | 100 | L1 | no | HPLC Column | SS | 100 x 4,6 mm
Lichrospher | 1202E180LS100 | MERCK Lichrospher 100 RP18 10µm packed by BISCHOFF | C18 | 125 | 2 | 10 | 100 | L1 | no | HPLC Column | SS | 125 x 2,0 mm
Lichrospher | 1203E180LS100 | MERCK Lichrospher 100 RP18 10µm packed by BISCHOFF | C18 | 125 | 3 | 10 | 100 | L1 | no | HPLC Column | SS | 125 x 3,0 mm
Lichrospher | 1204E180LS100 | MERCK Lichrospher 100 RP18 10µm packed by BISCHOFF | C18 | 125 | 4 | 10 | 100 | L1 | no | HPLC Column | SS | 125 x 4,0 mm
Lichrospher | 1246E180LS100 | MERCK Lichrospher 100 RP18 10µm packed by BISCHOFF | C18 | 125 | 4.6 | 10 | 100 | L1 | no | HPLC Column | SS | 125 x 4,6 mm
Lichrospher | 1502E180LS100 | MERCK Lichrospher 100 RP18 10µm packed by BISCHOFF | C18 | 150 | 2 | 10 | 100 | L1 | no | HPLC Column | SS | 150 x 2,0 mm
Lichrospher | 1503E180LS100 | MERCK Lichrospher 100 RP18 10µm packed by BISCHOFF | C18 | 150 | 3 | 10 | 100 | L1 | no | HPLC Column | SS | 150 x 3,0 mm
Lichrospher | 1504E180LS100 | MERCK Lichrospher 100 RP18 10µm packed by BISCHOFF | C18 | 150 | 4 | 10 | 100 | L1 | no | HPLC Column | SS | 150 x 4,0 mm
Lichrospher | 1546E180LS100 | MERCK Lichrospher 100 RP18 10µm packed by BISCHOFF | C18 | 150 | 4.6 | 10 | 100 | L1 | no | HPLC Column | SS | 150 x 4,6 mm
Lichrospher | 2002E180LS100 | MERCK Lichrospher 100 RP18 10µm packed by BISCHOFF | C18 | 200 | 2 | 10 | 100 | L1 | no | HPLC Column | SS | 200 x 2,0 mm
Lichrospher | 2003E180LS100 | MERCK Lichrospher 100 RP18 10µm packed by BISCHOFF | C18 | 200 | 3 | 10 | 100 | L1 | no | HPLC Column | SS | 200 x 3,0 mm
Lichrospher | 2004E180LS100 | MERCK Lichrospher 100 RP18 10µm packed by BISCHOFF | C18 | 200 | 4 | 10 | 100 | L1 | no | HPLC Column | SS | 200 x 4,0 mm
Lichrospher | 2046E180LS100 | MERCK Lichrospher 100 RP18 10µm packed by BISCHOFF | C18 | 200 | 4.6 | 10 | 100 | L1 | no | HPLC Column | SS | 200 x 4,6 mm
Lichrospher | 2502E180LS100 | MERCK Lichrospher 100 RP18 10µm packed by BISCHOFF | C18 | 250 | 2 | 10 | 100 | L1 | no | HPLC Column | SS | 250 x 2,0 mm
Lichrospher | 2503E180LS100 | MERCK Lichrospher 100 RP18 10µm packed by BISCHOFF | C18 | 250 | 3 | 10 | 100 | L1 | no | HPLC Column | SS | 250 x 3,0 mm
Lichrospher | 2504E180LS100 | MERCK Lichrospher 100 RP18 10µm packed by BISCHOFF | C18 | 250 | 4 | 10 | 100 | L1 | no | HPLC Column | SS | 250 x 4,0 mm
Lichrospher | 2546E180LS100 | MERCK Lichrospher 100 RP18 10µm packed by BISCHOFF | C18 | 250 | 4.6 | 10 | 100 | L1 | no | HPLC Column | SS | 250 x 4,6 mm
Lichrospher | 3002E180LS100 | MERCK Lichrospher 100 RP18 10µm packed by BISCHOFF | C18 | 300 | 2 | 10 | 100 | L1 | no | HPLC Column | SS | 300 x 2,0 mm
Lichrospher | 3003E180LS100 | MERCK Lichrospher 100 RP18 10µm packed by BISCHOFF | C18 | 300 | 3 | 10 | 100 | L1 | no | HPLC Column | SS | 300 x 3,0 mm
Lichrospher | 3004E180LS100 | MERCK Lichrospher 100 RP18 10µm packed by BISCHOFF | C18 | 300 | 4 | 10 | 100 | L1 | no | HPLC Column | SS | 300 x 4,0 mm
Lichrospher | 3046E180LS100 | MERCK Lichrospher 100 RP18 10µm packed by BISCHOFF | C18 | 300 | 4.6 | 10 | 100 | L1 | no | HPLC Column | SS | 300 x 4,6 mm
Lichrospher | 01P4E180LS100 | MERCK Lichrospher 100 RP18 10µm packed by BISCHOFF | C18 | 14 | 4 | 10 | 100 | L1 | no | HPLC Column | PEEK | 14 x 4,0 mm
Lichrospher | A2P4E180LS100 | MERCK Lichrospher 100 RP18 10µm packed by BISCHOFF | C18 | 20 | 4 | 10 | 100 | L1 | no | HPLC Column | PEEK | 20 x 4,0 mm
Lichrospher | 02P4E180LS100 | MERCK Lichrospher 100 RP18 10µm packed by BISCHOFF | C18 | 25 | 4 | 10 | 100 | L1 | no | HPLC Column | PEEK | 25 x 4,0 mm
Lichrospher | 03P4E180LS100 | MERCK Lichrospher 100 RP18 10µm packed by BISCHOFF | C18 | 30 | 4 | 10 | 100 | L1 | no | HPLC Column | PEEK | 30 x 4,0 mm
Lichrospher | 04P4E180LS100 | MERCK Lichrospher 100 RP18 10µm packed by BISCHOFF | C18 | 33 | 4 | 10 | 100 | L1 | no | HPLC Column | PEEK | 33 x 4,0 mm
Lichrospher | A4P4E180LS100 | MERCK Lichrospher 100 RP18 10µm packed by BISCHOFF | C18 | 40 | 4 | 10 | 100 | L1 | no | HPLC Column | PEEK | 40 x 4,0 mm
Lichrospher | 05P4E180LS100 | MERCK Lichrospher 100 RP18 10µm packed by BISCHOFF | C18 | 50 | 4 | 10 | 100 | L1 | no | HPLC Column | PEEK | 50 x 4,0 mm
Lichrospher | 06P4E180LS100 | MERCK Lichrospher 100 RP18 10µm packed by BISCHOFF | C18 | 53 | 4 | 10 | 100 | L1 | no | HPLC Column | PEEK | 53 x 4,0 mm
Lichrospher | A6P4E180LS100 | MERCK Lichrospher 100 RP18 10µm packed by BISCHOFF | C18 | 60 | 4 | 10 | 100 | L1 | no | HPLC Column | PEEK | 60 x 4,0 mm
Lichrospher | 07P4E180LS100 | MERCK Lichrospher 100 RP18 10µm packed by BISCHOFF | C18 | 75 | 4 | 10 | 100 | L1 | no | HPLC Column | PEEK | 75 x 4,0 mm
Lichrospher | 10P4E180LS100 | MERCK Lichrospher 100 RP18 10µm packed by BISCHOFF | C18 | 100 | 4 | 10 | 100 | L1 | no | HPLC Column | PEEK | 100 x 4,0 mm
Lichrospher | 12P4E180LS100 | MERCK Lichrospher 100 RP18 10µm packed by BISCHOFF | C18 | 125 | 4 | 10 | 100 | L1 | no | HPLC Column | PEEK | 125 x 4,0 mm
Lichrospher | 15P4E180LS100 | MERCK Lichrospher 100 RP18 10µm packed by BISCHOFF | C18 | 150 | 4 | 10 | 100 | L1 | no | HPLC Column | PEEK | 150 x 4,0 mm
Lichrospher | 20P4E180LS100 | MERCK Lichrospher 100 RP18 10µm packed by BISCHOFF | C18 | 200 | 4 | 10 | 100 | L1 | no | HPLC Column | PEEK | 200 x 4,0 mm
Lichrospher | 25P4E180LS100 | MERCK Lichrospher 100 RP18 10µm packed by BISCHOFF | C18 | 250 | 4 | 10 | 100 | L1 | no | HPLC Column | PEEK | 250 x 4,0 mm
Lichrospher | 30P4E180LS100 | MERCK Lichrospher 100 RP18 10µm packed by BISCHOFF | C18 | 300 | 4 | 10 | 100 | L1 | no | HPLC Column | PEEK | 300 x 4,0 mm
Lichrospher | 6305E180LS100 | MERCK Lichrospher 100 RP18 10µm packed by BISCHOFF | C18 | 5 | 4 | 10 | 100 | L1 | no | Cartridges (5 pcs.) | SS | 5 x 4,0 mm
Lichrospher | 6301E180LS100 | MERCK Lichrospher 100 RP18 10µm packed by BISCHOFF | C18 | 10 | 4 | 10 | 100 | L1 | no | Cartridges (5 pcs.) | SS | 10 x 4,0 mm
Lichrospher | 6302E180LS100 | MERCK Lichrospher 100 RP18 10µm packed by BISCHOFF | C18 | 20 | 4 | 10 | 100 | L1 | no | Cartridges (5 pcs.) | SS | 20 x 4,0 mm
Lichrospher | 63P1E180LS100 | MERCK Lichrospher 100 RP18 10µm packed by BISCHOFF | C18 | 10 | 4 | 10 | 100 | L1 | no | Cartridges (5 pcs.) | PEEK | 10 x 4,0 mm
Lichrospher | 63P2E180LS100 | MERCK Lichrospher 100 RP18 10µm packed by BISCHOFF | C18 | 20 | 4 | 10 | 100 | L1 | no | Cartridges (5 pcs.) | PEEK | 20 x 4,0 mm
Lichrospher | 6335E180LS100 | MERCK Lichrospher 100 RP18 10µm packed by BISCHOFF | C18 | 5 | 3 | 10 | 100 | L1 | no | Cartridges (5 pcs.) | SS | 5 x 3,0 mm
Lichrospher | 6331E180LS100 | MERCK Lichrospher 100 RP18 10µm packed by BISCHOFF | C18 | 10 | 3 | 10 | 100 | L1 | no | Cartridges (5 pcs.) | SS | 10 x 3,0 mm
Lichrospher | 6332E180LS100 | MERCK Lichrospher 100 RP18 10µm packed by BISCHOFF | C18 | 20 | 3 | 10 | 100 | L1 | no | Cartridges (5 pcs.) | SS | 20 x 3,0 mm
Lichrospher | 6325E180LS100 | MERCK Lichrospher 100 RP18 10µm packed by BISCHOFF | C18 | 5 | 2 | 10 | 100 | L1 | no | Cartridges (5 pcs.) | SS | 5 x 2,0 mm
Lichrospher | 6321E180LS100 | MERCK Lichrospher 100 RP18 10µm packed by BISCHOFF | C18 | 10 | 2 | 10 | 100 | L1 | no | Cartridges (5 pcs.) | SS | 10 x 2,0 mm
Lichrospher | 6322E180LS100 | MERCK Lichrospher 100 RP18 10µm packed by BISCHOFF | C18 | 20 | 2 | 10 | 100 | L1 | no | Cartridges (5 pcs.) | SS | 20 x 2,0 mm
Lichrospher | 0102E081LS050 | MERCK Lichrospher 100 RP8 E 5µm packed by BISCHOFF | C8 | 14 | 2 | 5 | 100 | L7 | fully | HPLC Column | SS | 14 x 2,0 mm
Lichrospher | 0103E081LS050 | MERCK Lichrospher 100 RP8 E 5µm packed by BISCHOFF | C8 | 14 | 3 | 5 | 100 | L7 | fully | HPLC Column | SS | 14 x 3,0 mm
Lichrospher | 0104E081LS050 | MERCK Lichrospher 100 RP8 E 5µm packed by BISCHOFF | C8 | 14 | 4 | 5 | 100 | L7 | fully | HPLC Column | SS | 14 x 4,0 mm
Lichrospher | 0146E081LS050 | MERCK Lichrospher 100 RP8 E 5µm packed by BISCHOFF | C8 | 14 | 4.6 | 5 | 100 | L7 | fully | HPLC Column | SS | 14 x 4,6 mm
Lichrospher | A202E081LS050 | MERCK Lichrospher 100 RP8 E 5µm packed by BISCHOFF | C8 | 20 | 2 | 5 | 100 | L7 | fully | HPLC Column | SS | 20 x 2,0 mm
Lichrospher | A203E081LS050 | MERCK Lichrospher 100 RP8 E 5µm packed by BISCHOFF | C8 | 20 | 3 | 5 | 100 | L7 | fully | HPLC Column | SS | 20 x 3,0 mm
Lichrospher | A204E081LS050 | MERCK Lichrospher 100 RP8 E 5µm packed by BISCHOFF | C8 | 20 | 4 | 5 | 100 | L7 | fully | HPLC Column | SS | 20 x 4,0 mm
Lichrospher | A246E081LS050 | MERCK Lichrospher 100 RP8 E 5µm packed by BISCHOFF | C8 | 20 | 4.6 | 5 | 100 | L7 | fully | HPLC Column | SS | 20 x 4,6 mm
Lichrospher | 0202E081LS050 | MERCK Lichrospher 100 RP8 E 5µm packed by BISCHOFF | C8 | 25 | 2 | 5 | 100 | L7 | fully | HPLC Column | SS | 25 x 2,0 mm
Lichrospher | 0203E081LS050 | MERCK Lichrospher 100 RP8 E 5µm packed by BISCHOFF | C8 | 25 | 3 | 5 | 100 | L7 | fully | HPLC Column | SS | 25 x 3,0 mm
Lichrospher | 0204E081LS050 | MERCK Lichrospher 100 RP8 E 5µm packed by BISCHOFF | C8 | 25 | 4 | 5 | 100 | L7 | fully | HPLC Column | SS | 25 x 4,0 mm
Lichrospher | 0246E081LS050 | MERCK Lichrospher 100 RP8 E 5µm packed by BISCHOFF | C8 | 25 | 4.6 | 5 | 100 | L7 | fully | HPLC Column | SS | 25 x 4,6 mm
Lichrospher | 0302E081LS050 | MERCK Lichrospher 100 RP8 E 5µm packed by BISCHOFF | C8 | 30 | 2 | 5 | 100 | L7 | fully | HPLC Column | SS | 30 x 2,0 mm
Lichrospher | 0303E081LS050 | MERCK Lichrospher 100 RP8 E 5µm packed by BISCHOFF | C8 | 30 | 3 | 5 | 100 | L7 | fully | HPLC Column | SS | 30 x 3,0 mm
Lichrospher | 0304E081LS050 | MERCK Lichrospher 100 RP8 E 5µm packed by BISCHOFF | C8 | 30 | 4 | 5 | 100 | L7 | fully | HPLC Column | SS | 30 x 4,0 mm
Lichrospher | 0346E081LS050 | MERCK Lichrospher 100 RP8 E 5µm packed by BISCHOFF | C8 | 30 | 4.6 | 5 | 100 | L7 | fully | HPLC Column | SS | 30 x 4,6 mm
Lichrospher | 0402E081LS050 | MERCK Lichrospher 100 RP8 E 5µm packed by BISCHOFF | C8 | 33 | 2 | 5 | 100 | L7 | fully | HPLC Column | SS | 33 x 2,0 mm
Lichrospher | 0403E081LS050 | MERCK Lichrospher 100 RP8 E 5µm packed by BISCHOFF | C8 | 33 | 3 | 5 | 100 | L7 | fully | HPLC Column | SS | 33 x 3,0 mm
Lichrospher | 0404E081LS050 | MERCK Lichrospher 100 RP8 E 5µm packed by BISCHOFF | C8 | 33 | 4 | 5 | 100 | L7 | fully | HPLC Column | SS | 33 x 4,0 mm
Lichrospher | 0446E081LS050 | MERCK Lichrospher 100 RP8 E 5µm packed by BISCHOFF | C8 | 33 | 4.6 | 5 | 100 | L7 | fully | HPLC Column | SS | 33 x 4,6 mm
Lichrospher | A402E081LS050 | MERCK Lichrospher 100 RP8 E 5µm packed by BISCHOFF | C8 | 40 | 2 | 5 | 100 | L7 | fully | HPLC Column | SS | 40 x 2,0 mm
Lichrospher | A403E081LS050 | MERCK Lichrospher 100 RP8 E 5µm packed by BISCHOFF | C8 | 40 | 3 | 5 | 100 | L7 | fully | HPLC Column | SS | 40 x 3,0 mm
Lichrospher | A404E081LS050 | MERCK Lichrospher 100 RP8 E 5µm packed by BISCHOFF | C8 | 40 | 4 | 5 | 100 | L7 | fully | HPLC Column | SS | 40 x 4,0 mm
Lichrospher | A446E081LS050 | MERCK Lichrospher 100 RP8 E 5µm packed by BISCHOFF | C8 | 40 | 4.6 | 5 | 100 | L7 | fully | HPLC Column | SS | 40 x 4,6 mm
Lichrospher | 0502E081LS050 | MERCK Lichrospher 100 RP8 E 5µm packed by BISCHOFF | C8 | 50 | 2 | 5 | 100 | L7 | fully | HPLC Column | SS | 50 x 2,0 mm
Lichrospher | 0503E081LS050 | MERCK Lichrospher 100 RP8 E 5µm packed by BISCHOFF | C8 | 50 | 3 | 5 | 100 | L7 | fully | HPLC Column | SS | 50 x 3,0 mm
Lichrospher | 0504E081LS050 | MERCK Lichrospher 100 RP8 E 5µm packed by BISCHOFF | C8 | 50 | 4 | 5 | 100 | L7 | fully | HPLC Column | SS | 50 x 4,0 mm
Lichrospher | 0546E081LS050 | MERCK Lichrospher 100 RP8 E 5µm packed by BISCHOFF | C8 | 50 | 4.6 | 5 | 100 | L7 | fully | HPLC Column | SS | 50 x 4,6 mm
Lichrospher | 0602E081LS050 | MERCK Lichrospher 100 RP8 E 5µm packed by BISCHOFF | C8 | 53 | 2 | 5 | 100 | L7 | fully | HPLC Column | SS | 53 x 2,0 mm
Lichrospher | 0603E081LS050 | MERCK Lichrospher 100 RP8 E 5µm packed by BISCHOFF | C8 | 53 | 3 | 5 | 100 | L7 | fully | HPLC Column | SS | 53 x 3,0 mm
Lichrospher | 0604E081LS050 | MERCK Lichrospher 100 RP8 E 5µm packed by BISCHOFF | C8 | 53 | 4 | 5 | 100 | L7 | fully | HPLC Column | SS | 53 x 4,0 mm
Lichrospher | 0646E081LS050 | MERCK Lichrospher 100 RP8 E 5µm packed by BISCHOFF | C8 | 53 | 4.6 | 5 | 100 | L7 | fully | HPLC Column | SS | 53 x 4,6 mm
Lichrospher | A602E081LS050 | MERCK Lichrospher 100 RP8 E 5µm packed by BISCHOFF | C8 | 60 | 2 | 5 | 100 | L7 | fully | HPLC Column | SS | 60 x 2,0 mm
Lichrospher | A603E081LS050 | MERCK Lichrospher 100 RP8 E 5µm packed by BISCHOFF | C8 | 60 | 3 | 5 | 100 | L7 | fully | HPLC Column | SS | 60 x 3,0 mm
Lichrospher | A604E081LS050 | MERCK Lichrospher 100 RP8 E 5µm packed by BISCHOFF | C8 | 60 | 4 | 5 | 100 | L7 | fully | HPLC Column | SS | 60 x 4,0 mm
Lichrospher | A646E081LS050 | MERCK Lichrospher 100 RP8 E 5µm packed by BISCHOFF | C8 | 60 | 4.6 | 5 | 100 | L7 | fully | HPLC Column | SS | 60 x 4,6 mm
Lichrospher | 0702E081LS050 | MERCK Lichrospher 100 RP8 E 5µm packed by BISCHOFF | C8 | 75 | 2 | 5 | 100 | L7 | fully | HPLC Column | SS | 75 x 2,0 mm
Lichrospher | 0703E081LS050 | MERCK Lichrospher 100 RP8 E 5µm packed by BISCHOFF | C8 | 75 | 3 | 5 | 100 | L7 | fully | HPLC Column | SS | 75 x 3,0 mm
Lichrospher | 0704E081LS050 | MERCK Lichrospher 100 RP8 E 5µm packed by BISCHOFF | C8 | 75 | 4 | 5 | 100 | L7 | fully | HPLC Column | SS | 75 x 4,0 mm
Lichrospher | 0746E081LS050 | MERCK Lichrospher 100 RP8 E 5µm packed by BISCHOFF | C8 | 75 | 4.6 | 5 | 100 | L7 | fully | HPLC Column | SS | 75 x 4,6 mm
Lichrospher | 1002E081LS050 | MERCK Lichrospher 100 RP8 E 5µm packed by BISCHOFF | C8 | 100 | 2 | 5 | 100 | L7 | fully | HPLC Column | SS | 100 x 2,0 mm
Lichrospher | 1003E081LS050 | MERCK Lichrospher 100 RP8 E 5µm packed by BISCHOFF | C8 | 100 | 3 | 5 | 100 | L7 | fully | HPLC Column | SS | 100 x 3,0 mm
Lichrospher | 1004E081LS050 | MERCK Lichrospher 100 RP8 E 5µm packed by BISCHOFF | C8 | 100 | 4 | 5 | 100 | L7 | fully | HPLC Column | SS | 100 x 4,0 mm
Lichrospher | 1046E081LS050 | MERCK Lichrospher 100 RP8 E 5µm packed by BISCHOFF | C8 | 100 | 4.6 | 5 | 100 | L7 | fully | HPLC Column | SS | 100 x 4,6 mm
Lichrospher | 1202E081LS050 | MERCK Lichrospher 100 RP8 E 5µm packed by BISCHOFF | C8 | 125 | 2 | 5 | 100 | L7 | fully | HPLC Column | SS | 125 x 2,0 mm
Lichrospher | 1203E081LS050 | MERCK Lichrospher 100 RP8 E 5µm packed by BISCHOFF | C8 | 125 | 3 | 5 | 100 | L7 | fully | HPLC Column | SS | 125 x 3,0 mm
Lichrospher | 1204E081LS050 | MERCK Lichrospher 100 RP8 E 5µm packed by BISCHOFF | C8 | 125 | 4 | 5 | 100 | L7 | fully | HPLC Column | SS | 125 x 4,0 mm
Lichrospher | 1246E081LS050 | MERCK Lichrospher 100 RP8 E 5µm packed by BISCHOFF | C8 | 125 | 4.6 | 5 | 100 | L7 | fully | HPLC Column | SS | 125 x 4,6 mm
Lichrospher | 1502E081LS050 | MERCK Lichrospher 100 RP8 E 5µm packed by BISCHOFF | C8 | 150 | 2 | 5 | 100 | L7 | fully | HPLC Column | SS | 150 x 2,0 mm
Lichrospher | 1503E081LS050 | MERCK Lichrospher 100 RP8 E 5µm packed by BISCHOFF | C8 | 150 | 3 | 5 | 100 | L7 | fully | HPLC Column | SS | 150 x 3,0 mm
Lichrospher | 1504E081LS050 | MERCK Lichrospher 100 RP8 E 5µm packed by BISCHOFF | C8 | 150 | 4 | 5 | 100 | L7 | fully | HPLC Column | SS | 150 x 4,0 mm
Lichrospher | 1546E081LS050 | MERCK Lichrospher 100 RP8 E 5µm packed by BISCHOFF | C8 | 150 | 4.6 | 5 | 100 | L7 | fully | HPLC Column | SS | 150 x 4,6 mm
Lichrospher | 2002E081LS050 | MERCK Lichrospher 100 RP8 E 5µm packed by BISCHOFF | C8 | 200 | 2 | 5 | 100 | L7 | fully | HPLC Column | SS | 200 x 2,0 mm
Lichrospher | 2003E081LS050 | MERCK Lichrospher 100 RP8 E 5µm packed by BISCHOFF | C8 | 200 | 3 | 5 | 100 | L7 | fully | HPLC Column | SS | 200 x 3,0 mm
Lichrospher | 2004E081LS050 | MERCK Lichrospher 100 RP8 E 5µm packed by BISCHOFF | C8 | 200 | 4 | 5 | 100 | L7 | fully | HPLC Column | SS | 200 x 4,0 mm
Lichrospher | 2046E081LS050 | MERCK Lichrospher 100 RP8 E 5µm packed by BISCHOFF | C8 | 200 | 4.6 | 5 | 100 | L7 | fully | HPLC Column | SS | 200 x 4,6 mm
Lichrospher | 2502E081LS050 | MERCK Lichrospher 100 RP8 E 5µm packed by BISCHOFF | C8 | 250 | 2 | 5 | 100 | L7 | fully | HPLC Column | SS | 250 x 2,0 mm
Lichrospher | 2503E081LS050 | MERCK Lichrospher 100 RP8 E 5µm packed by BISCHOFF | C8 | 250 | 3 | 5 | 100 | L7 | fully | HPLC Column | SS | 250 x 3,0 mm
Lichrospher | 2504E081LS050 | MERCK Lichrospher 100 RP8 E 5µm packed by BISCHOFF | C8 | 250 | 4 | 5 | 100 | L7 | fully | HPLC Column | SS | 250 x 4,0 mm
Lichrospher | 2546E081LS050 | MERCK Lichrospher 100 RP8 E 5µm packed by BISCHOFF | C8 | 250 | 4.6 | 5 | 100 | L7 | fully | HPLC Column | SS | 250 x 4,6 mm
Lichrospher | 3002E081LS050 | MERCK Lichrospher 100 RP8 E 5µm packed by BISCHOFF | C8 | 300 | 2 | 5 | 100 | L7 | fully | HPLC Column | SS | 300 x 2,0 mm
Lichrospher | 3003E081LS050 | MERCK Lichrospher 100 RP8 E 5µm packed by BISCHOFF | C8 | 300 | 3 | 5 | 100 | L7 | fully | HPLC Column | SS | 300 x 3,0 mm
Lichrospher | 3004E081LS050 | MERCK Lichrospher 100 RP8 E 5µm packed by BISCHOFF | C8 | 300 | 4 | 5 | 100 | L7 | fully | HPLC Column | SS | 300 x 4,0 mm
Lichrospher | 3046E081LS050 | MERCK Lichrospher 100 RP8 E 5µm packed by BISCHOFF | C8 | 300 | 4.6 | 5 | 100 | L7 | fully | HPLC Column | SS | 300 x 4,6 mm
Lichrospher | 01P4E081LS050 | MERCK Lichrospher 100 RP8 E 5µm packed by BISCHOFF | C8 | 14 | 4 | 5 | 100 | L7 | fully | HPLC Column | PEEK | 14 x 4,0 mm
Lichrospher | A2P4E081LS050 | MERCK Lichrospher 100 RP8 E 5µm packed by BISCHOFF | C8 | 20 | 4 | 5 | 100 | L7 | fully | HPLC Column | PEEK | 20 x 4,0 mm
Lichrospher | 02P4E081LS050 | MERCK Lichrospher 100 RP8 E 5µm packed by BISCHOFF | C8 | 25 | 4 | 5 | 100 | L7 | fully | HPLC Column | PEEK | 25 x 4,0 mm
Lichrospher | 03P4E081LS050 | MERCK Lichrospher 100 RP8 E 5µm packed by BISCHOFF | C8 | 30 | 4 | 5 | 100 | L7 | fully | HPLC Column | PEEK | 30 x 4,0 mm
Lichrospher | 04P4E081LS050 | MERCK Lichrospher 100 RP8 E 5µm packed by BISCHOFF | C8 | 33 | 4 | 5 | 100 | L7 | fully | HPLC Column | PEEK | 33 x 4,0 mm
Lichrospher | A4P4E081LS050 | MERCK Lichrospher 100 RP8 E 5µm packed by BISCHOFF | C8 | 40 | 4 | 5 | 100 | L7 | fully | HPLC Column | PEEK | 40 x 4,0 mm
Lichrospher | 05P4E081LS050 | MERCK Lichrospher 100 RP8 E 5µm packed by BISCHOFF | C8 | 50 | 4 | 5 | 100 | L7 | fully | HPLC Column | PEEK | 50 x 4,0 mm
Lichrospher | 06P4E081LS050 | MERCK Lichrospher 100 RP8 E 5µm packed by BISCHOFF | C8 | 53 | 4 | 5 | 100 | L7 | fully | HPLC Column | PEEK | 53 x 4,0 mm
Lichrospher | A6P4E081LS050 | MERCK Lichrospher 100 RP8 E 5µm packed by BISCHOFF | C8 | 60 | 4 | 5 | 100 | L7 | fully | HPLC Column | PEEK | 60 x 4,0 mm
Lichrospher | 07P4E081LS050 | MERCK Lichrospher 100 RP8 E 5µm packed by BISCHOFF | C8 | 75 | 4 | 5 | 100 | L7 | fully | HPLC Column | PEEK | 75 x 4,0 mm
Lichrospher | 10P4E081LS050 | MERCK Lichrospher 100 RP8 E 5µm packed by BISCHOFF | C8 | 100 | 4 | 5 | 100 | L7 | fully | HPLC Column | PEEK | 100 x 4,0 mm
Lichrospher | 12P4E081LS050 | MERCK Lichrospher 100 RP8 E 5µm packed by BISCHOFF | C8 | 125 | 4 | 5 | 100 | L7 | fully | HPLC Column | PEEK | 125 x 4,0 mm
Lichrospher | 15P4E081LS050 | MERCK Lichrospher 100 RP8 E 5µm packed by BISCHOFF | C8 | 150 | 4 | 5 | 100 | L7 | fully | HPLC Column | PEEK | 150 x 4,0 mm
Lichrospher | 20P4E081LS050 | MERCK Lichrospher 100 RP8 E 5µm packed by BISCHOFF | C8 | 200 | 4 | 5 | 100 | L7 | fully | HPLC Column | PEEK | 200 x 4,0 mm
Lichrospher | 25P4E081LS050 | MERCK Lichrospher 100 RP8 E 5µm packed by BISCHOFF | C8 | 250 | 4 | 5 | 100 | L7 | fully | HPLC Column | PEEK | 250 x 4,0 mm
Lichrospher | 30P4E081LS050 | MERCK Lichrospher 100 RP8 E 5µm packed by BISCHOFF | C8 | 300 | 4 | 5 | 100 | L7 | fully | HPLC Column | PEEK | 300 x 4,0 mm
Lichrospher | 6305E081LS050 | MERCK Lichrospher 100 RP8 E 5µm packed by BISCHOFF | C8 | 5 | 4 | 5 | 100 | L7 | fully | Cartridges (5 pcs.) | SS | 5 x 4,0 mm
Lichrospher | 6301E081LS050 | MERCK Lichrospher 100 RP8 E 5µm packed by BISCHOFF | C8 | 10 | 4 | 5 | 100 | L7 | fully | Cartridges (5 pcs.) | SS | 10 x 4,0 mm
Lichrospher | 6302E081LS050 | MERCK Lichrospher 100 RP8 E 5µm packed by BISCHOFF | C8 | 20 | 4 | 5 | 100 | L7 | fully | Cartridges (5 pcs.) | SS | 20 x 4,0 mm
Lichrospher | 63P1E081LS050 | MERCK Lichrospher 100 RP8 E 5µm packed by BISCHOFF | C8 | 10 | 4 | 5 | 100 | L7 | fully | Cartridges (5 pcs.) | PEEK | 10 x 4,0 mm
Lichrospher | 63P2E081LS050 | MERCK Lichrospher 100 RP8 E 5µm packed by BISCHOFF | C8 | 20 | 4 | 5 | 100 | L7 | fully | Cartridges (5 pcs.) | PEEK | 20 x 4,0 mm
Lichrospher | 6335E081LS050 | MERCK Lichrospher 100 RP8 E 5µm packed by BISCHOFF | C8 | 5 | 3 | 5 | 100 | L7 | fully | Cartridges (5 pcs.) | SS | 5 x 3,0 mm
Lichrospher | 6331E081LS050 | MERCK Lichrospher 100 RP8 E 5µm packed by BISCHOFF | C8 | 10 | 3 | 5 | 100 | L7 | fully | Cartridges (5 pcs.) | SS | 10 x 3,0 mm
Lichrospher | 6332E081LS050 | MERCK Lichrospher 100 RP8 E 5µm packed by BISCHOFF | C8 | 20 | 3 | 5 | 100 | L7 | fully | Cartridges (5 pcs.) | SS | 20 x 3,0 mm
Lichrospher | 6325E081LS050 | MERCK Lichrospher 100 RP8 E 5µm packed by BISCHOFF | C8 | 5 | 2 | 5 | 100 | L7 | fully | Cartridges (5 pcs.) | SS | 5 x 2,0 mm
Lichrospher | 6321E081LS050 | MERCK Lichrospher 100 RP8 E 5µm packed by BISCHOFF | C8 | 10 | 2 | 5 | 100 | L7 | fully | Cartridges (5 pcs.) | SS | 10 x 2,0 mm
Lichrospher | 6322E081LS050 | MERCK Lichrospher 100 RP8 E 5µm packed by BISCHOFF | C8 | 20 | 2 | 5 | 100 | L7 | fully | Cartridges (5 pcs.) | SS | 20 x 2,0 mm
Lichrospher | 0102E081LS100 | MERCK Lichrospher 100 RP8 E 10µm packed by BISCHOFF | C8 | 14 | 2 | 10 | 100 | L7 | fully | HPLC Column | SS | 14 x 2,0 mm
Lichrospher | 0103E081LS100 | MERCK Lichrospher 100 RP8 E 10µm packed by BISCHOFF | C8 | 14 | 3 | 10 | 100 | L7 | fully | HPLC Column | SS | 14 x 3,0 mm
Lichrospher | 0104E081LS100 | MERCK Lichrospher 100 RP8 E 10µm packed by BISCHOFF | C8 | 14 | 4 | 10 | 100 | L7 | fully | HPLC Column | SS | 14 x 4,0 mm
Lichrospher | 0146E081LS100 | MERCK Lichrospher 100 RP8 E 10µm packed by BISCHOFF | C8 | 14 | 4.6 | 10 | 100 | L7 | fully | HPLC Column | SS | 14 x 4,6 mm
Lichrospher | A202E081LS100 | MERCK Lichrospher 100 RP8 E 10µm packed by BISCHOFF | C8 | 20 | 2 | 10 | 100 | L7 | fully | HPLC Column | SS | 20 x 2,0 mm
Lichrospher | A203E081LS100 | MERCK Lichrospher 100 RP8 E 10µm packed by BISCHOFF | C8 | 20 | 3 | 10 | 100 | L7 | fully | HPLC Column | SS | 20 x 3,0 mm
Lichrospher | A204E081LS100 | MERCK Lichrospher 100 RP8 E 10µm packed by BISCHOFF | C8 | 20 | 4 | 10 | 100 | L7 | fully | HPLC Column | SS | 20 x 4,0 mm
Lichrospher | A246E081LS100 | MERCK Lichrospher 100 RP8 E 10µm packed by BISCHOFF | C8 | 20 | 4.6 | 10 | 100 | L7 | fully | HPLC Column | SS | 20 x 4,6 mm
Lichrospher | 0202E081LS100 | MERCK Lichrospher 100 RP8 E 10µm packed by BISCHOFF | C8 | 25 | 2 | 10 | 100 | L7 | fully | HPLC Column | SS | 25 x 2,0 mm
Lichrospher | 0203E081LS100 | MERCK Lichrospher 100 RP8 E 10µm packed by BISCHOFF | C8 | 25 | 3 | 10 | 100 | L7 | fully | HPLC Column | SS | 25 x 3,0 mm
Lichrospher | 0204E081LS100 | MERCK Lichrospher 100 RP8 E 10µm packed by BISCHOFF | C8 | 25 | 4 | 10 | 100 | L7 | fully | HPLC Column | SS | 25 x 4,0 mm
Lichrospher | 0246E081LS100 | MERCK Lichrospher 100 RP8 E 10µm packed by BISCHOFF | C8 | 25 | 4.6 | 10 | 100 | L7 | fully | HPLC Column | SS | 25 x 4,6 mm
Lichrospher | 0302E081LS100 | MERCK Lichrospher 100 RP8 E 10µm packed by BISCHOFF | C8 | 30 | 2 | 10 | 100 | L7 | fully | HPLC Column | SS | 30 x 2,0 mm
Lichrospher | 0303E081LS100 | MERCK Lichrospher 100 RP8 E 10µm packed by BISCHOFF | C8 | 30 | 3 | 10 | 100 | L7 | fully | HPLC Column | SS | 30 x 3,0 mm
Lichrospher | 0304E081LS100 | MERCK Lichrospher 100 RP8 E 10µm packed by BISCHOFF | C8 | 30 | 4 | 10 | 100 | L7 | fully | HPLC Column | SS | 30 x 4,0 mm
Lichrospher | 0346E081LS100 | MERCK Lichrospher 100 RP8 E 10µm packed by BISCHOFF | C8 | 30 | 4.6 | 10 | 100 | L7 | fully | HPLC Column | SS | 30 x 4,6 mm
Lichrospher | 0402E081LS100 | MERCK Lichrospher 100 RP8 E 10µm packed by BISCHOFF | C8 | 33 | 2 | 10 | 100 | L7 | fully | HPLC Column | SS | 33 x 2,0 mm
Lichrospher | 0403E081LS100 | MERCK Lichrospher 100 RP8 E 10µm packed by BISCHOFF | C8 | 33 | 3 | 10 | 100 | L7 | fully | HPLC Column | SS | 33 x 3,0 mm
Lichrospher | 0404E081LS100 | MERCK Lichrospher 100 RP8 E 10µm packed by BISCHOFF | C8 | 33 | 4 | 10 | 100 | L7 | fully | HPLC Column | SS | 33 x 4,0 mm
Lichrospher | 0446E081LS100 | MERCK Lichrospher 100 RP8 E 10µm packed by BISCHOFF | C8 | 33 | 4.6 | 10 | 100 | L7 | fully | HPLC Column | SS | 33 x 4,6 mm
Lichrospher | A402E081LS100 | MERCK Lichrospher 100 RP8 E 10µm packed by BISCHOFF | C8 | 40 | 2 | 10 | 100 | L7 | fully | HPLC Column | SS | 40 x 2,0 mm
Lichrospher | A403E081LS100 | MERCK Lichrospher 100 RP8 E 10µm packed by BISCHOFF | C8 | 40 | 3 | 10 | 100 | L7 | fully | HPLC Column | SS | 40 x 3,0 mm
Lichrospher | A404E081LS100 | MERCK Lichrospher 100 RP8 E 10µm packed by BISCHOFF | C8 | 40 | 4 | 10 | 100 | L7 | fully | HPLC Column | SS | 40 x 4,0 mm
Lichrospher | A446E081LS100 | MERCK Lichrospher 100 RP8 E 10µm packed by BISCHOFF | C8 | 40 | 4.6 | 10 | 100 | L7 | fully | HPLC Column | SS | 40 x 4,6 mm
Lichrospher | 0502E081LS100 | MERCK Lichrospher 100 RP8 E 10µm packed by BISCHOFF | C8 | 50 | 2 | 10 | 100 | L7 | fully | HPLC Column | SS | 50 x 2,0 mm
Lichrospher | 0503E081LS100 | MERCK Lichrospher 100 RP8 E 10µm packed by BISCHOFF | C8 | 50 | 3 | 10 | 100 | L7 | fully | HPLC Column | SS | 50 x 3,0 mm
Lichrospher | 0504E081LS100 | MERCK Lichrospher 100 RP8 E 10µm packed by BISCHOFF | C8 | 50 | 4 | 10 | 100 | L7 | fully | HPLC Column | SS | 50 x 4,0 mm
Lichrospher | 0546E081LS100 | MERCK Lichrospher 100 RP8 E 10µm packed by BISCHOFF | C8 | 50 | 4.6 | 10 | 100 | L7 | fully | HPLC Column | SS | 50 x 4,6 mm
Lichrospher | 0602E081LS100 | MERCK Lichrospher 100 RP8 E 10µm packed by BISCHOFF | C8 | 53 | 2 | 10 | 100 | L7 | fully | HPLC Column | SS | 53 x 2,0 mm
Lichrospher | 0603E081LS100 | MERCK Lichrospher 100 RP8 E 10µm packed by BISCHOFF | C8 | 53 | 3 | 10 | 100 | L7 | fully | HPLC Column | SS | 53 x 3,0 mm
Lichrospher | 0604E081LS100 | MERCK Lichrospher 100 RP8 E 10µm packed by BISCHOFF | C8 | 53 | 4 | 10 | 100 | L7 | fully | HPLC Column | SS | 53 x 4,0 mm
Lichrospher | 0646E081LS100 | MERCK Lichrospher 100 RP8 E 10µm packed by BISCHOFF | C8 | 53 | 4.6 | 10 | 100 | L7 | fully | HPLC Column | SS | 53 x 4,6 mm
Lichrospher | A602E081LS100 | MERCK Lichrospher 100 RP8 E 10µm packed by BISCHOFF | C8 | 60 | 2 | 10 | 100 | L7 | fully | HPLC Column | SS | 60 x 2,0 mm
Lichrospher | A603E081LS100 | MERCK Lichrospher 100 RP8 E 10µm packed by BISCHOFF | C8 | 60 | 3 | 10 | 100 | L7 | fully | HPLC Column | SS | 60 x 3,0 mm
Lichrospher | A604E081LS100 | MERCK Lichrospher 100 RP8 E 10µm packed by BISCHOFF | C8 | 60 | 4 | 10 | 100 | L7 | fully | HPLC Column | SS | 60 x 4,0 mm
Lichrospher | A646E081LS100 | MERCK Lichrospher 100 RP8 E 10µm packed by BISCHOFF | C8 | 60 | 4.6 | 10 | 100 | L7 | fully | HPLC Column | SS | 60 x 4,6 mm
Lichrospher | 0702E081LS100 | MERCK Lichrospher 100 RP8 E 10µm packed by BISCHOFF | C8 | 75 | 2 | 10 | 100 | L7 | fully | HPLC Column | SS | 75 x 2,0 mm
Lichrospher | 0703E081LS100 | MERCK Lichrospher 100 RP8 E 10µm packed by BISCHOFF | C8 | 75 | 3 | 10 | 100 | L7 | fully | HPLC Column | SS | 75 x 3,0 mm
Lichrospher | 0704E081LS100 | MERCK Lichrospher 100 RP8 E 10µm packed by BISCHOFF | C8 | 75 | 4 | 10 | 100 | L7 | fully | HPLC Column | SS | 75 x 4,0 mm
Lichrospher | 0746E081LS100 | MERCK Lichrospher 100 RP8 E 10µm packed by BISCHOFF | C8 | 75 | 4.6 | 10 | 100 | L7 | fully | HPLC Column | SS | 75 x 4,6 mm
Lichrospher | 1002E081LS100 | MERCK Lichrospher 100 RP8 E 10µm packed by BISCHOFF | C8 | 100 | 2 | 10 | 100 | L7 | fully | HPLC Column | SS | 100 x 2,0 mm
Lichrospher | 1003E081LS100 | MERCK Lichrospher 100 RP8 E 10µm packed by BISCHOFF | C8 | 100 | 3 | 10 | 100 | L7 | fully | HPLC Column | SS | 100 x 3,0 mm
Lichrospher | 1004E081LS100 | MERCK Lichrospher 100 RP8 E 10µm packed by BISCHOFF | C8 | 100 | 4 | 10 | 100 | L7 | fully | HPLC Column | SS | 100 x 4,0 mm
Lichrospher | 1046E081LS100 | MERCK Lichrospher 100 RP8 E 10µm packed by BISCHOFF | C8 | 100 | 4.6 | 10 | 100 | L7 | fully | HPLC Column | SS | 100 x 4,6 mm
Lichrospher | 1202E081LS100 | MERCK Lichrospher 100 RP8 E 10µm packed by BISCHOFF | C8 | 125 | 2 | 10 | 100 | L7 | fully | HPLC Column | SS | 125 x 2,0 mm
Lichrospher | 1203E081LS100 | MERCK Lichrospher 100 RP8 E 10µm packed by BISCHOFF | C8 | 125 | 3 | 10 | 100 | L7 | fully | HPLC Column | SS | 125 x 3,0 mm
Lichrospher | 1204E081LS100 | MERCK Lichrospher 100 RP8 E 10µm packed by BISCHOFF | C8 | 125 | 4 | 10 | 100 | L7 | fully | HPLC Column | SS | 125 x 4,0 mm
Lichrospher | 1246E081LS100 | MERCK Lichrospher 100 RP8 E 10µm packed by BISCHOFF | C8 | 125 | 4.6 | 10 | 100 | L7 | fully | HPLC Column | SS | 125 x 4,6 mm
Lichrospher | 1502E081LS100 | MERCK Lichrospher 100 RP8 E 10µm packed by BISCHOFF | C8 | 150 | 2 | 10 | 100 | L7 | fully | HPLC Column | SS | 150 x 2,0 mm
Lichrospher | 1503E081LS100 | MERCK Lichrospher 100 RP8 E 10µm packed by BISCHOFF | C8 | 150 | 3 | 10 | 100 | L7 | fully | HPLC Column | SS | 150 x 3,0 mm
Lichrospher | 1504E081LS100 | MERCK Lichrospher 100 RP8 E 10µm packed by BISCHOFF | C8 | 150 | 4 | 10 | 100 | L7 | fully | HPLC Column | SS | 150 x 4,0 mm
Lichrospher | 1546E081LS100 | MERCK Lichrospher 100 RP8 E 10µm packed by BISCHOFF | C8 | 150 | 4.6 | 10 | 100 | L7 | fully | HPLC Column | SS | 150 x 4,6 mm
Lichrospher | 2002E081LS100 | MERCK Lichrospher 100 RP8 E 10µm packed by BISCHOFF | C8 | 200 | 2 | 10 | 100 | L7 | fully | HPLC Column | SS | 200 x 2,0 mm
Lichrospher | 2003E081LS100 | MERCK Lichrospher 100 RP8 E 10µm packed by BISCHOFF | C8 | 200 | 3 | 10 | 100 | L7 | fully | HPLC Column | SS | 200 x 3,0 mm
Lichrospher | 2004E081LS100 | MERCK Lichrospher 100 RP8 E 10µm packed by BISCHOFF | C8 | 200 | 4 | 10 | 100 | L7 | fully | HPLC Column | SS | 200 x 4,0 mm
Lichrospher | 2046E081LS100 | MERCK Lichrospher 100 RP8 E 10µm packed by BISCHOFF | C8 | 200 | 4.6 | 10 | 100 | L7 | fully | HPLC Column | SS | 200 x 4,6 mm
Lichrospher | 2502E081LS100 | MERCK Lichrospher 100 RP8 E 10µm packed by BISCHOFF | C8 | 250 | 2 | 10 | 100 | L7 | fully | HPLC Column | SS | 250 x 2,0 mm
Lichrospher | 2503E081LS100 | MERCK Lichrospher 100 RP8 E 10µm packed by BISCHOFF | C8 | 250 | 3 | 10 | 100 | L7 | fully | HPLC Column | SS | 250 x 3,0 mm
Lichrospher | 2504E081LS100 | MERCK Lichrospher 100 RP8 E 10µm packed by BISCHOFF | C8 | 250 | 4 | 10 | 100 | L7 | fully | HPLC Column | SS | 250 x 4,0 mm
Lichrospher | 2546E081LS100 | MERCK Lichrospher 100 RP8 E 10µm packed by BISCHOFF | C8 | 250 | 4.6 | 10 | 100 | L7 | fully | HPLC Column | SS | 250 x 4,6 mm
Lichrospher | 3002E081LS100 | MERCK Lichrospher 100 RP8 E 10µm packed by BISCHOFF | C8 | 300 | 2 | 10 | 100 | L7 | fully | HPLC Column | SS | 300 x 2,0 mm
Lichrospher | 3003E081LS100 | MERCK Lichrospher 100 RP8 E 10µm packed by BISCHOFF | C8 | 300 | 3 | 10 | 100 | L7 | fully | HPLC Column | SS | 300 x 3,0 mm
Lichrospher | 3004E081LS100 | MERCK Lichrospher 100 RP8 E 10µm packed by BISCHOFF | C8 | 300 | 4 | 10 | 100 | L7 | fully | HPLC Column | SS | 300 x 4,0 mm
Lichrospher | 3046E081LS100 | MERCK Lichrospher 100 RP8 E 10µm packed by BISCHOFF | C8 | 300 | 4.6 | 10 | 100 | L7 | fully | HPLC Column | SS | 300 x 4,6 mm
Lichrospher | 01P4E081LS100 | MERCK Lichrospher 100 RP8 E 10µm packed by BISCHOFF | C8 | 14 | 4 | 10 | 100 | L7 | fully | HPLC Column | PEEK | 14 x 4,0 mm
Lichrospher | A2P4E081LS100 | MERCK Lichrospher 100 RP8 E 10µm packed by BISCHOFF | C8 | 20 | 4 | 10 | 100 | L7 | fully | HPLC Column | PEEK | 20 x 4,0 mm
Lichrospher | 02P4E081LS100 | MERCK Lichrospher 100 RP8 E 10µm packed by BISCHOFF | C8 | 25 | 4 | 10 | 100 | L7 | fully | HPLC Column | PEEK | 25 x 4,0 mm
Lichrospher | 03P4E081LS100 | MERCK Lichrospher 100 RP8 E 10µm packed by BISCHOFF | C8 | 30 | 4 | 10 | 100 | L7 | fully | HPLC Column | PEEK | 30 x 4,0 mm
Lichrospher | 04P4E081LS100 | MERCK Lichrospher 100 RP8 E 10µm packed by BISCHOFF | C8 | 33 | 4 | 10 | 100 | L7 | fully | HPLC Column | PEEK | 33 x 4,0 mm
Lichrospher | A4P4E081LS100 | MERCK Lichrospher 100 RP8 E 10µm packed by BISCHOFF | C8 | 40 | 4 | 10 | 100 | L7 | fully | HPLC Column | PEEK | 40 x 4,0 mm
Lichrospher | 05P4E081LS100 | MERCK Lichrospher 100 RP8 E 10µm packed by BISCHOFF | C8 | 50 | 4 | 10 | 100 | L7 | fully | HPLC Column | PEEK | 50 x 4,0 mm
Lichrospher | 06P4E081LS100 | MERCK Lichrospher 100 RP8 E 10µm packed by BISCHOFF | C8 | 53 | 4 | 10 | 100 | L7 | fully | HPLC Column | PEEK | 53 x 4,0 mm
Lichrospher | A6P4E081LS100 | MERCK Lichrospher 100 RP8 E 10µm packed by BISCHOFF | C8 | 60 | 4 | 10 | 100 | L7 | fully | HPLC Column | PEEK | 60 x 4,0 mm
Lichrospher | 07P4E081LS100 | MERCK Lichrospher 100 RP8 E 10µm packed by BISCHOFF | C8 | 75 | 4 | 10 | 100 | L7 | fully | HPLC Column | PEEK | 75 x 4,0 mm
Lichrospher | 10P4E081LS100 | MERCK Lichrospher 100 RP8 E 10µm packed by BISCHOFF | C8 | 100 | 4 | 10 | 100 | L7 | fully | HPLC Column | PEEK | 100 x 4,0 mm
Lichrospher | 12P4E081LS100 | MERCK Lichrospher 100 RP8 E 10µm packed by BISCHOFF | C8 | 125 | 4 | 10 | 100 | L7 | fully | HPLC Column | PEEK | 125 x 4,0 mm
Lichrospher | 15P4E081LS100 | MERCK Lichrospher 100 RP8 E 10µm packed by BISCHOFF | C8 | 150 | 4 | 10 | 100 | L7 | fully | HPLC Column | PEEK | 150 x 4,0 mm
Lichrospher | 20P4E081LS100 | MERCK Lichrospher 100 RP8 E 10µm packed by BISCHOFF | C8 | 200 | 4 | 10 | 100 | L7 | fully | HPLC Column | PEEK | 200 x 4,0 mm
Lichrospher | 25P4E081LS100 | MERCK Lichrospher 100 RP8 E 10µm packed by BISCHOFF | C8 | 250 | 4 | 10 | 100 | L7 | fully | HPLC Column | PEEK | 250 x 4,0 mm
Lichrospher | 30P4E081LS100 | MERCK Lichrospher 100 RP8 E 10µm packed by BISCHOFF | C8 | 300 | 4 | 10 | 100 | L7 | fully | HPLC Column | PEEK | 300 x 4,0 mm
Lichrospher | 6305E081LS100 | MERCK Lichrospher 100 RP8 E 10µm packed by BISCHOFF | C8 | 5 | 4 | 10 | 100 | L7 | fully | Cartridges (5 pcs.) | SS | 5 x 4,0 mm
Lichrospher | 6301E081LS100 | MERCK Lichrospher 100 RP8 E 10µm packed by BISCHOFF | C8 | 10 | 4 | 10 | 100 | L7 | fully | Cartridges (5 pcs.) | SS | 10 x 4,0 mm
Lichrospher | 6302E081LS100 | MERCK Lichrospher 100 RP8 E 10µm packed by BISCHOFF | C8 | 20 | 4 | 10 | 100 | L7 | fully | Cartridges (5 pcs.) | SS | 20 x 4,0 mm
Lichrospher | 63P1E081LS100 | MERCK Lichrospher 100 RP8 E 10µm packed by BISCHOFF | C8 | 10 | 4 | 10 | 100 | L7 | fully | Cartridges (5 pcs.) | PEEK | 10 x 4,0 mm
Lichrospher | 63P2E081LS100 | MERCK Lichrospher 100 RP8 E 10µm packed by BISCHOFF | C8 | 20 | 4 | 10 | 100 | L7 | fully | Cartridges (5 pcs.) | PEEK | 20 x 4,0 mm
Lichrospher | 6335E081LS100 | MERCK Lichrospher 100 RP8 E 10µm packed by BISCHOFF | C8 | 5 | 3 | 10 | 100 | L7 | fully | Cartridges (5 pcs.) | SS | 5 x 3,0 mm
Lichrospher | 6331E081LS100 | MERCK Lichrospher 100 RP8 E 10µm packed by BISCHOFF | C8 | 10 | 3 | 10 | 100 | L7 | fully | Cartridges (5 pcs.) | SS | 10 x 3,0 mm
Lichrospher | 6332E081LS100 | MERCK Lichrospher 100 RP8 E 10µm packed by BISCHOFF | C8 | 20 | 3 | 10 | 100 | L7 | fully | Cartridges (5 pcs.) | SS | 20 x 3,0 mm
Lichrospher | 6325E081LS100 | MERCK Lichrospher 100 RP8 E 10µm packed by BISCHOFF | C8 | 5 | 2 | 10 | 100 | L7 | fully | Cartridges (5 pcs.) | SS | 5 x 2,0 mm
Lichrospher | 6321E081LS100 | MERCK Lichrospher 100 RP8 E 10µm packed by BISCHOFF | C8 | 10 | 2 | 10 | 100 | L7 | fully | Cartridges (5 pcs.) | SS | 10 x 2,0 mm
Lichrospher | 6322E081LS100 | MERCK Lichrospher 100 RP8 E 10µm packed by BISCHOFF | C8 | 20 | 2 | 10 | 100 | L7 | fully | Cartridges (5 pcs.) | SS | 20 x 2,0 mm
Lichrospher | 0102E080LS050 | MERCK Lichrospher 100 RP8 5µm packed by BISCHOFF | C8 | 14 | 2 | 5 | 100 | L7 | no | HPLC Column | SS | 14 x 2,0 mm
Lichrospher | 0103E080LS050 | MERCK Lichrospher 100 RP8 5µm packed by BISCHOFF | C8 | 14 | 3 | 5 | 100 | L7 | no | HPLC Column | SS | 14 x 3,0 mm
Lichrospher | 0104E080LS050 | MERCK Lichrospher 100 RP8 5µm packed by BISCHOFF | C8 | 14 | 4 | 5 | 100 | L7 | no | HPLC Column | SS | 14 x 4,0 mm
Lichrospher | 0146E080LS050 | MERCK Lichrospher 100 RP8 5µm packed by BISCHOFF | C8 | 14 | 4.6 | 5 | 100 | L7 | no | HPLC Column | SS | 14 x 4,6 mm
Lichrospher | A202E080LS050 | MERCK Lichrospher 100 RP8 5µm packed by BISCHOFF | C8 | 20 | 2 | 5 | 100 | L7 | no | HPLC Column | SS | 20 x 2,0 mm
Lichrospher | A203E080LS050 | MERCK Lichrospher 100 RP8 5µm packed by BISCHOFF | C8 | 20 | 3 | 5 | 100 | L7 | no | HPLC Column | SS | 20 x 3,0 mm
Lichrospher | A204E080LS050 | MERCK Lichrospher 100 RP8 5µm packed by BISCHOFF | C8 | 20 | 4 | 5 | 100 | L7 | no | HPLC Column | SS | 20 x 4,0 mm
Lichrospher | A246E080LS050 | MERCK Lichrospher 100 RP8 5µm packed by BISCHOFF | C8 | 20 | 4.6 | 5 | 100 | L7 | no | HPLC Column | SS | 20 x 4,6 mm
Lichrospher | 0202E080LS050 | MERCK Lichrospher 100 RP8 5µm packed by BISCHOFF | C8 | 25 | 2 | 5 | 100 | L7 | no | HPLC Column | SS | 25 x 2,0 mm
Lichrospher | 0203E080LS050 | MERCK Lichrospher 100 RP8 5µm packed by BISCHOFF | C8 | 25 | 3 | 5 | 100 | L7 | no | HPLC Column | SS | 25 x 3,0 mm
Lichrospher | 0204E080LS050 | MERCK Lichrospher 100 RP8 5µm packed by BISCHOFF | C8 | 25 | 4 | 5 | 100 | L7 | no | HPLC Column | SS | 25 x 4,0 mm
Lichrospher | 0246E080LS050 | MERCK Lichrospher 100 RP8 5µm packed by BISCHOFF | C8 | 25 | 4.6 | 5 | 100 | L7 | no | HPLC Column | SS | 25 x 4,6 mm
Lichrospher | 0302E080LS050 | MERCK Lichrospher 100 RP8 5µm packed by BISCHOFF | C8 | 30 | 2 | 5 | 100 | L7 | no | HPLC Column | SS | 30 x 2,0 mm
Lichrospher | 0303E080LS050 | MERCK Lichrospher 100 RP8 5µm packed by BISCHOFF | C8 | 30 | 3 | 5 | 100 | L7 | no | HPLC Column | SS | 30 x 3,0 mm
Lichrospher | 0304E080LS050 | MERCK Lichrospher 100 RP8 5µm packed by BISCHOFF | C8 | 30 | 4 | 5 | 100 | L7 | no | HPLC Column | SS | 30 x 4,0 mm
Lichrospher | 0346E080LS050 | MERCK Lichrospher 100 RP8 5µm packed by BISCHOFF | C8 | 30 | 4.6 | 5 | 100 | L7 | no | HPLC Column | SS | 30 x 4,6 mm
Lichrospher | 0402E080LS050 | MERCK Lichrospher 100 RP8 5µm packed by BISCHOFF | C8 | 33 | 2 | 5 | 100 | L7 | no | HPLC Column | SS | 33 x 2,0 mm
Lichrospher | 0403E080LS050 | MERCK Lichrospher 100 RP8 5µm packed by BISCHOFF | C8 | 33 | 3 | 5 | 100 | L7 | no | HPLC Column | SS | 33 x 3,0 mm
Lichrospher | 0404E080LS050 | MERCK Lichrospher 100 RP8 5µm packed by BISCHOFF | C8 | 33 | 4 | 5 | 100 | L7 | no | HPLC Column | SS | 33 x 4,0 mm
Lichrospher | 0446E080LS050 | MERCK Lichrospher 100 RP8 5µm packed by BISCHOFF | C8 | 33 | 4.6 | 5 | 100 | L7 | no | HPLC Column | SS | 33 x 4,6 mm
Lichrospher | A402E080LS050 | MERCK Lichrospher 100 RP8 5µm packed by BISCHOFF | C8 | 40 | 2 | 5 | 100 | L7 | no | HPLC Column | SS | 40 x 2,0 mm
Lichrospher | A403E080LS050 | MERCK Lichrospher 100 RP8 5µm packed by BISCHOFF | C8 | 40 | 3 | 5 | 100 | L7 | no | HPLC Column | SS | 40 x 3,0 mm
Lichrospher | A404E080LS050 | MERCK Lichrospher 100 RP8 5µm packed by BISCHOFF | C8 | 40 | 4 | 5 | 100 | L7 | no | HPLC Column | SS | 40 x 4,0 mm
Lichrospher | A446E080LS050 | MERCK Lichrospher 100 RP8 5µm packed by BISCHOFF | C8 | 40 | 4.6 | 5 | 100 | L7 | no | HPLC Column | SS | 40 x 4,6 mm
Lichrospher | 0502E080LS050 | MERCK Lichrospher 100 RP8 5µm packed by BISCHOFF | C8 | 50 | 2 | 5 | 100 | L7 | no | HPLC Column | SS | 50 x 2,0 mm
Lichrospher | 0503E080LS050 | MERCK Lichrospher 100 RP8 5µm packed by BISCHOFF | C8 | 50 | 3 | 5 | 100 | L7 | no | HPLC Column | SS | 50 x 3,0 mm
Lichrospher | 0504E080LS050 | MERCK Lichrospher 100 RP8 5µm packed by BISCHOFF | C8 | 50 | 4 | 5 | 100 | L7 | no | HPLC Column | SS | 50 x 4,0 mm
Lichrospher | 0546E080LS050 | MERCK Lichrospher 100 RP8 5µm packed by BISCHOFF | C8 | 50 | 4.6 | 5 | 100 | L7 | no | HPLC Column | SS | 50 x 4,6 mm
Lichrospher | 0602E080LS050 | MERCK Lichrospher 100 RP8 5µm packed by BISCHOFF | C8 | 53 | 2 | 5 | 100 | L7 | no | HPLC Column | SS | 53 x 2,0 mm
Lichrospher | 0603E080LS050 | MERCK Lichrospher 100 RP8 5µm packed by BISCHOFF | C8 | 53 | 3 | 5 | 100 | L7 | no | HPLC Column | SS | 53 x 3,0 mm
Lichrospher | 0604E080LS050 | MERCK Lichrospher 100 RP8 5µm packed by BISCHOFF | C8 | 53 | 4 | 5 | 100 | L7 | no | HPLC Column | SS | 53 x 4,0 mm
Lichrospher | 0646E080LS050 | MERCK Lichrospher 100 RP8 5µm packed by BISCHOFF | C8 | 53 | 4.6 | 5 | 100 | L7 | no | HPLC Column | SS | 53 x 4,6 mm
Lichrospher | A602E080LS050 | MERCK Lichrospher 100 RP8 5µm packed by BISCHOFF | C8 | 60 | 2 | 5 | 100 | L7 | no | HPLC Column | SS | 60 x 2,0 mm
Lichrospher | A603E080LS050 | MERCK Lichrospher 100 RP8 5µm packed by BISCHOFF | C8 | 60 | 3 | 5 | 100 | L7 | no | HPLC Column | SS | 60 x 3,0 mm
Lichrospher | A604E080LS050 | MERCK Lichrospher 100 RP8 5µm packed by BISCHOFF | C8 | 60 | 4 | 5 | 100 | L7 | no | HPLC Column | SS | 60 x 4,0 mm
Lichrospher | A646E080LS050 | MERCK Lichrospher 100 RP8 5µm packed by BISCHOFF | C8 | 60 | 4.6 | 5 | 100 | L7 | no | HPLC Column | SS | 60 x 4,6 mm
Lichrospher | 0702E080LS050 | MERCK Lichrospher 100 RP8 5µm packed by BISCHOFF | C8 | 75 | 2 | 5 | 100 | L7 | no | HPLC Column | SS | 75 x 2,0 mm
Lichrospher | 0703E080LS050 | MERCK Lichrospher 100 RP8 5µm packed by BISCHOFF | C8 | 75 | 3 | 5 | 100 | L7 | no | HPLC Column | SS | 75 x 3,0 mm
Lichrospher | 0704E080LS050 | MERCK Lichrospher 100 RP8 5µm packed by BISCHOFF | C8 | 75 | 4 | 5 | 100 | L7 | no | HPLC Column | SS | 75 x 4,0 mm
Lichrospher | 0746E080LS050 | MERCK Lichrospher 100 RP8 5µm packed by BISCHOFF | C8 | 75 | 4.6 | 5 | 100 | L7 | no | HPLC Column | SS | 75 x 4,6 mm
Lichrospher | 1002E080LS050 | MERCK Lichrospher 100 RP8 5µm packed by BISCHOFF | C8 | 100 | 2 | 5 | 100 | L7 | no | HPLC Column | SS | 100 x 2,0 mm
Lichrospher | 1003E080LS050 | MERCK Lichrospher 100 RP8 5µm packed by BISCHOFF | C8 | 100 | 3 | 5 | 100 | L7 | no | HPLC Column | SS | 100 x 3,0 mm
Lichrospher | 1004E080LS050 | MERCK Lichrospher 100 RP8 5µm packed by BISCHOFF | C8 | 100 | 4 | 5 | 100 | L7 | no | HPLC Column | SS | 100 x 4,0 mm
Lichrospher | 1046E080LS050 | MERCK Lichrospher 100 RP8 5µm packed by BISCHOFF | C8 | 100 | 4.6 | 5 | 100 | L7 | no | HPLC Column | SS | 100 x 4,6 mm
Lichrospher | 1202E080LS050 | MERCK Lichrospher 100 RP8 5µm packed by BISCHOFF | C8 | 125 | 2 | 5 | 100 | L7 | no | HPLC Column | SS | 125 x 2,0 mm
Lichrospher | 1203E080LS050 | MERCK Lichrospher 100 RP8 5µm packed by BISCHOFF | C8 | 125 | 3 | 5 | 100 | L7 | no | HPLC Column | SS | 125 x 3,0 mm
Lichrospher | 1204E080LS050 | MERCK Lichrospher 100 RP8 5µm packed by BISCHOFF | C8 | 125 | 4 | 5 | 100 | L7 | no | HPLC Column | SS | 125 x 4,0 mm
Lichrospher | 1246E080LS050 | MERCK Lichrospher 100 RP8 5µm packed by BISCHOFF | C8 | 125 | 4.6 | 5 | 100 | L7 | no | HPLC Column | SS | 125 x 4,6 mm
Lichrospher | 1502E080LS050 | MERCK Lichrospher 100 RP8 5µm packed by BISCHOFF | C8 | 150 | 2 | 5 | 100 | L7 | no | HPLC Column | SS | 150 x 2,0 mm
Lichrospher | 1503E080LS050 | MERCK Lichrospher 100 RP8 5µm packed by BISCHOFF | C8 | 150 | 3 | 5 | 100 | L7 | no | HPLC Column | SS | 150 x 3,0 mm
Lichrospher | 1504E080LS050 | MERCK Lichrospher 100 RP8 5µm packed by BISCHOFF | C8 | 150 | 4 | 5 | 100 | L7 | no | HPLC Column | SS | 150 x 4,0 mm
Lichrospher | 1546E080LS050 | MERCK Lichrospher 100 RP8 5µm packed by BISCHOFF | C8 | 150 | 4.6 | 5 | 100 | L7 | no | HPLC Column | SS | 150 x 4,6 mm
Lichrospher | 2002E080LS050 | MERCK Lichrospher 100 RP8 5µm packed by BISCHOFF | C8 | 200 | 2 | 5 | 100 | L7 | no | HPLC Column | SS | 200 x 2,0 mm
Lichrospher | 2003E080LS050 | MERCK Lichrospher 100 RP8 5µm packed by BISCHOFF | C8 | 200 | 3 | 5 | 100 | L7 | no | HPLC Column | SS | 200 x 3,0 mm
Lichrospher | 2004E080LS050 | MERCK Lichrospher 100 RP8 5µm packed by BISCHOFF | C8 | 200 | 4 | 5 | 100 | L7 | no | HPLC Column | SS | 200 x 4,0 mm
Lichrospher | 2046E080LS050 | MERCK Lichrospher 100 RP8 5µm packed by BISCHOFF | C8 | 200 | 4.6 | 5 | 100 | L7 | no | HPLC Column | SS | 200 x 4,6 mm
Lichrospher | 2502E080LS050 | MERCK Lichrospher 100 RP8 5µm packed by BISCHOFF | C8 | 250 | 2 | 5 | 100 | L7 | no | HPLC Column | SS | 250 x 2,0 mm
Lichrospher | 2503E080LS050 | MERCK Lichrospher 100 RP8 5µm packed by BISCHOFF | C8 | 250 | 3 | 5 | 100 | L7 | no | HPLC Column | SS | 250 x 3,0 mm
Lichrospher | 2504E080LS050 | MERCK Lichrospher 100 RP8 5µm packed by BISCHOFF | C8 | 250 | 4 | 5 | 100 | L7 | no | HPLC Column | SS | 250 x 4,0 mm
Lichrospher | 2546E080LS050 | MERCK Lichrospher 100 RP8 5µm packed by BISCHOFF | C8 | 250 | 4.6 | 5 | 100 | L7 | no | HPLC Column | SS | 250 x 4,6 mm
Lichrospher | 3002E080LS050 | MERCK Lichrospher 100 RP8 5µm packed by BISCHOFF | C8 | 300 | 2 | 5 | 100 | L7 | no | HPLC Column | SS | 300 x 2,0 mm
Lichrospher | 3003E080LS050 | MERCK Lichrospher 100 RP8 5µm packed by BISCHOFF | C8 | 300 | 3 | 5 | 100 | L7 | no | HPLC Column | SS | 300 x 3,0 mm
Lichrospher | 3004E080LS050 | MERCK Lichrospher 100 RP8 5µm packed by BISCHOFF | C8 | 300 | 4 | 5 | 100 | L7 | no | HPLC Column | SS | 300 x 4,0 mm
Lichrospher | 3046E080LS050 | MERCK Lichrospher 100 RP8 5µm packed by BISCHOFF | C8 | 300 | 4.6 | 5 | 100 | L7 | no | HPLC Column | SS | 300 x 4,6 mm
Lichrospher | 01P4E080LS050 | MERCK Lichrospher 100 RP8 5µm packed by BISCHOFF | C8 | 14 | 4 | 5 | 100 | L7 | no | HPLC Column | PEEK | 14 x 4,0 mm
Lichrospher | A2P4E080LS050 | MERCK Lichrospher 100 RP8 5µm packed by BISCHOFF | C8 | 20 | 4 | 5 | 100 | L7 | no | HPLC Column | PEEK | 20 x 4,0 mm
Lichrospher | 02P4E080LS050 | MERCK Lichrospher 100 RP8 5µm packed by BISCHOFF | C8 | 25 | 4 | 5 | 100 | L7 | no | HPLC Column | PEEK | 25 x 4,0 mm
Lichrospher | 03P4E080LS050 | MERCK Lichrospher 100 RP8 5µm packed by BISCHOFF | C8 | 30 | 4 | 5 | 100 | L7 | no | HPLC Column | PEEK | 30 x 4,0 mm
Lichrospher | 04P4E080LS050 | MERCK Lichrospher 100 RP8 5µm packed by BISCHOFF | C8 | 33 | 4 | 5 | 100 | L7 | no | HPLC Column | PEEK | 33 x 4,0 mm
Lichrospher | A4P4E080LS050 | MERCK Lichrospher 100 RP8 5µm packed by BISCHOFF | C8 | 40 | 4 | 5 | 100 | L7 | no | HPLC Column | PEEK | 40 x 4,0 mm
Lichrospher | 05P4E080LS050 | MERCK Lichrospher 100 RP8 5µm packed by BISCHOFF | C8 | 50 | 4 | 5 | 100 | L7 | no | HPLC Column | PEEK | 50 x 4,0 mm
Lichrospher | 06P4E080LS050 | MERCK Lichrospher 100 RP8 5µm packed by BISCHOFF | C8 | 53 | 4 | 5 | 100 | L7 | no | HPLC Column | PEEK | 53 x 4,0 mm
Lichrospher | A6P4E080LS050 | MERCK Lichrospher 100 RP8 5µm packed by BISCHOFF | C8 | 60 | 4 | 5 | 100 | L7 | no | HPLC Column | PEEK | 60 x 4,0 mm
Lichrospher | 07P4E080LS050 | MERCK Lichrospher 100 RP8 5µm packed by BISCHOFF | C8 | 75 | 4 | 5 | 100 | L7 | no | HPLC Column | PEEK | 75 x 4,0 mm
Lichrospher | 10P4E080LS050 | MERCK Lichrospher 100 RP8 5µm packed by BISCHOFF | C8 | 100 | 4 | 5 | 100 | L7 | no | HPLC Column | PEEK | 100 x 4,0 mm
Lichrospher | 12P4E080LS050 | MERCK Lichrospher 100 RP8 5µm packed by BISCHOFF | C8 | 125 | 4 | 5 | 100 | L7 | no | HPLC Column | PEEK | 125 x 4,0 mm
Lichrospher | 15P4E080LS050 | MERCK Lichrospher 100 RP8 5µm packed by BISCHOFF | C8 | 150 | 4 | 5 | 100 | L7 | no | HPLC Column | PEEK | 150 x 4,0 mm
Lichrospher | 20P4E080LS050 | MERCK Lichrospher 100 RP8 5µm packed by BISCHOFF | C8 | 200 | 4 | 5 | 100 | L7 | no | HPLC Column | PEEK | 200 x 4,0 mm
Lichrospher | 25P4E080LS050 | MERCK Lichrospher 100 RP8 5µm packed by BISCHOFF | C8 | 250 | 4 | 5 | 100 | L7 | no | HPLC Column | PEEK | 250 x 4,0 mm
Lichrospher | 30P4E080LS050 | MERCK Lichrospher 100 RP8 5µm packed by BISCHOFF | C8 | 300 | 4 | 5 | 100 | L7 | no | HPLC Column | PEEK | 300 x 4,0 mm
Lichrospher | 6305E080LS050 | MERCK Lichrospher 100 RP8 5µm packed by BISCHOFF | C8 | 5 | 4 | 5 | 100 | L7 | no | Cartridges (5 pcs.) | SS | 5 x 4,0 mm
Lichrospher | 6301E080LS050 | MERCK Lichrospher 100 RP8 5µm packed by BISCHOFF | C8 | 10 | 4 | 5 | 100 | L7 | no | Cartridges (5 pcs.) | SS | 10 x 4,0 mm
Lichrospher | 6302E080LS050 | MERCK Lichrospher 100 RP8 5µm packed by BISCHOFF | C8 | 20 | 4 | 5 | 100 | L7 | no | Cartridges (5 pcs.) | SS | 20 x 4,0 mm
Lichrospher | 63P1E080LS050 | MERCK Lichrospher 100 RP8 5µm packed by BISCHOFF | C8 | 10 | 4 | 5 | 100 | L7 | no | Cartridges (5 pcs.) | PEEK | 10 x 4,0 mm
Lichrospher | 63P2E080LS050 | MERCK Lichrospher 100 RP8 5µm packed by BISCHOFF | C8 | 20 | 4 | 5 | 100 | L7 | no | Cartridges (5 pcs.) | PEEK | 20 x 4,0 mm
Lichrospher | 6335E080LS050 | MERCK Lichrospher 100 RP8 5µm packed by BISCHOFF | C8 | 5 | 3 | 5 | 100 | L7 | no | Cartridges (5 pcs.) | SS | 5 x 3,0 mm
Lichrospher | 6331E080LS050 | MERCK Lichrospher 100 RP8 5µm packed by BISCHOFF | C8 | 10 | 3 | 5 | 100 | L7 | no | Cartridges (5 pcs.) | SS | 10 x 3,0 mm
Lichrospher | 6332E080LS050 | MERCK Lichrospher 100 RP8 5µm packed by BISCHOFF | C8 | 20 | 3 | 5 | 100 | L7 | no | Cartridges (5 pcs.) | SS | 20 x 3,0 mm
Lichrospher | 6325E080LS050 | MERCK Lichrospher 100 RP8 5µm packed by BISCHOFF | C8 | 5 | 2 | 5 | 100 | L7 | no | Cartridges (5 pcs.) | SS | 5 x 2,0 mm
Lichrospher | 6321E080LS050 | MERCK Lichrospher 100 RP8 5µm packed by BISCHOFF | C8 | 10 | 2 | 5 | 100 | L7 | no | Cartridges (5 pcs.) | SS | 10 x 2,0 mm
Lichrospher | 6322E080LS050 | MERCK Lichrospher 100 RP8 5µm packed by BISCHOFF | C8 | 20 | 2 | 5 | 100 | L7 | no | Cartridges (5 pcs.) | SS | 20 x 2,0 mm
Lichrospher | 0102E080LS100 | MERCK Lichrospher 100 RP8 10µm packed by BISCHOFF | C8 | 14 | 2 | 10 | 100 | L7 | no | HPLC Column | SS | 14 x 2,0 mm
Lichrospher | 0103E080LS100 | MERCK Lichrospher 100 RP8 10µm packed by BISCHOFF | C8 | 14 | 3 | 10 | 100 | L7 | no | HPLC Column | SS | 14 x 3,0 mm
Lichrospher | 0104E080LS100 | MERCK Lichrospher 100 RP8 10µm packed by BISCHOFF | C8 | 14 | 4 | 10 | 100 | L7 | no | HPLC Column | SS | 14 x 4,0 mm
Lichrospher | 0146E080LS100 | MERCK Lichrospher 100 RP8 10µm packed by BISCHOFF | C8 | 14 | 4.6 | 10 | 100 | L7 | no | HPLC Column | SS | 14 x 4,6 mm
Lichrospher | A202E080LS100 | MERCK Lichrospher 100 RP8 10µm packed by BISCHOFF | C8 | 20 | 2 | 10 | 100 | L7 | no | HPLC Column | SS | 20 x 2,0 mm
Lichrospher | A203E080LS100 | MERCK Lichrospher 100 RP8 10µm packed by BISCHOFF | C8 | 20 | 3 | 10 | 100 | L7 | no | HPLC Column | SS | 20 x 3,0 mm
Lichrospher | A204E080LS100 | MERCK Lichrospher 100 RP8 10µm packed by BISCHOFF | C8 | 20 | 4 | 10 | 100 | L7 | no | HPLC Column | SS | 20 x 4,0 mm
Lichrospher | A246E080LS100 | MERCK Lichrospher 100 RP8 10µm packed by BISCHOFF | C8 | 20 | 4.6 | 10 | 100 | L7 | no | HPLC Column | SS | 20 x 4,6 mm
Lichrospher | 0202E080LS100 | MERCK Lichrospher 100 RP8 10µm packed by BISCHOFF | C8 | 25 | 2 | 10 | 100 | L7 | no | HPLC Column | SS | 25 x 2,0 mm
Lichrospher | 0203E080LS100 | MERCK Lichrospher 100 RP8 10µm packed by BISCHOFF | C8 | 25 | 3 | 10 | 100 | L7 | no | HPLC Column | SS | 25 x 3,0 mm
Lichrospher | 0204E080LS100 | MERCK Lichrospher 100 RP8 10µm packed by BISCHOFF | C8 | 25 | 4 | 10 | 100 | L7 | no | HPLC Column | SS | 25 x 4,0 mm
Lichrospher | 0246E080LS100 | MERCK Lichrospher 100 RP8 10µm packed by BISCHOFF | C8 | 25 | 4.6 | 10 | 100 | L7 | no | HPLC Column | SS | 25 x 4,6 mm
Lichrospher | 0302E080LS100 | MERCK Lichrospher 100 RP8 10µm packed by BISCHOFF | C8 | 30 | 2 | 10 | 100 | L7 | no | HPLC Column | SS | 30 x 2,0 mm
Lichrospher | 0303E080LS100 | MERCK Lichrospher 100 RP8 10µm packed by BISCHOFF | C8 | 30 | 3 | 10 | 100 | L7 | no | HPLC Column | SS | 30 x 3,0 mm
Lichrospher | 0304E080LS100 | MERCK Lichrospher 100 RP8 10µm packed by BISCHOFF | C8 | 30 | 4 | 10 | 100 | L7 | no | HPLC Column | SS | 30 x 4,0 mm
Lichrospher | 0346E080LS100 | MERCK Lichrospher 100 RP8 10µm packed by BISCHOFF | C8 | 30 | 4.6 | 10 | 100 | L7 | no | HPLC Column | SS | 30 x 4,6 mm
Lichrospher | 0402E080LS100 | MERCK Lichrospher 100 RP8 10µm packed by BISCHOFF | C8 | 33 | 2 | 10 | 100 | L7 | no | HPLC Column | SS | 33 x 2,0 mm
Lichrospher | 0403E080LS100 | MERCK Lichrospher 100 RP8 10µm packed by BISCHOFF | C8 | 33 | 3 | 10 | 100 | L7 | no | HPLC Column | SS | 33 x 3,0 mm
Lichrospher | 0404E080LS100 | MERCK Lichrospher 100 RP8 10µm packed by BISCHOFF | C8 | 33 | 4 | 10 | 100 | L7 | no | HPLC Column | SS | 33 x 4,0 mm
Lichrospher | 0446E080LS100 | MERCK Lichrospher 100 RP8 10µm packed by BISCHOFF | C8 | 33 | 4.6 | 10 | 100 | L7 | no | HPLC Column | SS | 33 x 4,6 mm
Lichrospher | A402E080LS100 | MERCK Lichrospher 100 RP8 10µm packed by BISCHOFF | C8 | 40 | 2 | 10 | 100 | L7 | no | HPLC Column | SS | 40 x 2,0 mm
Lichrospher | A403E080LS100 | MERCK Lichrospher 100 RP8 10µm packed by BISCHOFF | C8 | 40 | 3 | 10 | 100 | L7 | no | HPLC Column | SS | 40 x 3,0 mm
Lichrospher | A404E080LS100 | MERCK Lichrospher 100 RP8 10µm packed by BISCHOFF | C8 | 40 | 4 | 10 | 100 | L7 | no | HPLC Column | SS | 40 x 4,0 mm
Lichrospher | A446E080LS100 | MERCK Lichrospher 100 RP8 10µm packed by BISCHOFF | C8 | 40 | 4.6 | 10 | 100 | L7 | no | HPLC Column | SS | 40 x 4,6 mm
Lichrospher | 0502E080LS100 | MERCK Lichrospher 100 RP8 10µm packed by BISCHOFF | C8 | 50 | 2 | 10 | 100 | L7 | no | HPLC Column | SS | 50 x 2,0 mm
Lichrospher | 0503E080LS100 | MERCK Lichrospher 100 RP8 10µm packed by BISCHOFF | C8 | 50 | 3 | 10 | 100 | L7 | no | HPLC Column | SS | 50 x 3,0 mm
Lichrospher | 0504E080LS100 | MERCK Lichrospher 100 RP8 10µm packed by BISCHOFF | C8 | 50 | 4 | 10 | 100 | L7 | no | HPLC Column | SS | 50 x 4,0 mm
Lichrospher | 0546E080LS100 | MERCK Lichrospher 100 RP8 10µm packed by BISCHOFF | C8 | 50 | 4.6 | 10 | 100 | L7 | no | HPLC Column | SS | 50 x 4,6 mm
Lichrospher | 0602E080LS100 | MERCK Lichrospher 100 RP8 10µm packed by BISCHOFF | C8 | 53 | 2 | 10 | 100 | L7 | no | HPLC Column | SS | 53 x 2,0 mm
Lichrospher | 0603E080LS100 | MERCK Lichrospher 100 RP8 10µm packed by BISCHOFF | C8 | 53 | 3 | 10 | 100 | L7 | no | HPLC Column | SS | 53 x 3,0 mm
Lichrospher | 0604E080LS100 | MERCK Lichrospher 100 RP8 10µm packed by BISCHOFF | C8 | 53 | 4 | 10 | 100 | L7 | no | HPLC Column | SS | 53 x 4,0 mm
Lichrospher | 0646E080LS100 | MERCK Lichrospher 100 RP8 10µm packed by BISCHOFF | C8 | 53 | 4.6 | 10 | 100 | L7 | no | HPLC Column | SS | 53 x 4,6 mm
Lichrospher | A602E080LS100 | MERCK Lichrospher 100 RP8 10µm packed by BISCHOFF | C8 | 60 | 2 | 10 | 100 | L7 | no | HPLC Column | SS | 60 x 2,0 mm
Lichrospher | A603E080LS100 | MERCK Lichrospher 100 RP8 10µm packed by BISCHOFF | C8 | 60 | 3 | 10 | 100 | L7 | no | HPLC Column | SS | 60 x 3,0 mm
Lichrospher | A604E080LS100 | MERCK Lichrospher 100 RP8 10µm packed by BISCHOFF | C8 | 60 | 4 | 10 | 100 | L7 | no | HPLC Column | SS | 60 x 4,0 mm
Lichrospher | A646E080LS100 | MERCK Lichrospher 100 RP8 10µm packed by BISCHOFF | C8 | 60 | 4.6 | 10 | 100 | L7 | no | HPLC Column | SS | 60 x 4,6 mm
Lichrospher | 0702E080LS100 | MERCK Lichrospher 100 RP8 10µm packed by BISCHOFF | C8 | 75 | 2 | 10 | 100 | L7 | no | HPLC Column | SS | 75 x 2,0 mm
Lichrospher | 0703E080LS100 | MERCK Lichrospher 100 RP8 10µm packed by BISCHOFF | C8 | 75 | 3 | 10 | 100 | L7 | no | HPLC Column | SS | 75 x 3,0 mm
Lichrospher | 0704E080LS100 | MERCK Lichrospher 100 RP8 10µm packed by BISCHOFF | C8 | 75 | 4 | 10 | 100 | L7 | no | HPLC Column | SS | 75 x 4,0 mm
Lichrospher | 0746E080LS100 | MERCK Lichrospher 100 RP8 10µm packed by BISCHOFF | C8 | 75 | 4.6 | 10 | 100 | L7 | no | HPLC Column | SS | 75 x 4,6 mm
Lichrospher | 1002E080LS100 | MERCK Lichrospher 100 RP8 10µm packed by BISCHOFF | C8 | 100 | 2 | 10 | 100 | L7 | no | HPLC Column | SS | 100 x 2,0 mm
Lichrospher | 1003E080LS100 | MERCK Lichrospher 100 RP8 10µm packed by BISCHOFF | C8 | 100 | 3 | 10 | 100 | L7 | no | HPLC Column | SS | 100 x 3,0 mm
Lichrospher | 1004E080LS100 | MERCK Lichrospher 100 RP8 10µm packed by BISCHOFF | C8 | 100 | 4 | 10 | 100 | L7 | no | HPLC Column | SS | 100 x 4,0 mm
Lichrospher | 1046E080LS100 | MERCK Lichrospher 100 RP8 10µm packed by BISCHOFF | C8 | 100 | 4.6 | 10 | 100 | L7 | no | HPLC Column | SS | 100 x 4,6 mm
Lichrospher | 1202E080LS100 | MERCK Lichrospher 100 RP8 10µm packed by BISCHOFF | C8 | 125 | 2 | 10 | 100 | L7 | no | HPLC Column | SS | 125 x 2,0 mm
Lichrospher | 1203E080LS100 | MERCK Lichrospher 100 RP8 10µm packed by BISCHOFF | C8 | 125 | 3 | 10 | 100 | L7 | no | HPLC Column | SS | 125 x 3,0 mm
Lichrospher | 1204E080LS100 | MERCK Lichrospher 100 RP8 10µm packed by BISCHOFF | C8 | 125 | 4 | 10 | 100 | L7 | no | HPLC Column | SS | 125 x 4,0 mm
Lichrospher | 1246E080LS100 | MERCK Lichrospher 100 RP8 10µm packed by BISCHOFF | C8 | 125 | 4.6 | 10 | 100 | L7 | no | HPLC Column | SS | 125 x 4,6 mm
Lichrospher | 1502E080LS100 | MERCK Lichrospher 100 RP8 10µm packed by BISCHOFF | C8 | 150 | 2 | 10 | 100 | L7 | no | HPLC Column | SS | 150 x 2,0 mm
Lichrospher | 1503E080LS100 | MERCK Lichrospher 100 RP8 10µm packed by BISCHOFF | C8 | 150 | 3 | 10 | 100 | L7 | no | HPLC Column | SS | 150 x 3,0 mm
Lichrospher | 1504E080LS100 | MERCK Lichrospher 100 RP8 10µm packed by BISCHOFF | C8 | 150 | 4 | 10 | 100 | L7 | no | HPLC Column | SS | 150 x 4,0 mm
Lichrospher | 1546E080LS100 | MERCK Lichrospher 100 RP8 10µm packed by BISCHOFF | C8 | 150 | 4.6 | 10 | 100 | L7 | no | HPLC Column | SS | 150 x 4,6 mm
Lichrospher | 2002E080LS100 | MERCK Lichrospher 100 RP8 10µm packed by BISCHOFF | C8 | 200 | 2 | 10 | 100 | L7 | no | HPLC Column | SS | 200 x 2,0 mm
Lichrospher | 2003E080LS100 | MERCK Lichrospher 100 RP8 10µm packed by BISCHOFF | C8 | 200 | 3 | 10 | 100 | L7 | no | HPLC Column | SS | 200 x 3,0 mm
Lichrospher | 2004E080LS100 | MERCK Lichrospher 100 RP8 10µm packed by BISCHOFF | C8 | 200 | 4 | 10 | 100 | L7 | no | HPLC Column | SS | 200 x 4,0 mm
Lichrospher | 2046E080LS100 | MERCK Lichrospher 100 RP8 10µm packed by BISCHOFF | C8 | 200 | 4.6 | 10 | 100 | L7 | no | HPLC Column | SS | 200 x 4,6 mm
Lichrospher | 2502E080LS100 | MERCK Lichrospher 100 RP8 10µm packed by BISCHOFF | C8 | 250 | 2 | 10 | 100 | L7 | no | HPLC Column | SS | 250 x 2,0 mm
Lichrospher | 2503E080LS100 | MERCK Lichrospher 100 RP8 10µm packed by BISCHOFF | C8 | 250 | 3 | 10 | 100 | L7 | no | HPLC Column | SS | 250 x 3,0 mm
Lichrospher | 2504E080LS100 | MERCK Lichrospher 100 RP8 10µm packed by BISCHOFF | C8 | 250 | 4 | 10 | 100 | L7 | no | HPLC Column | SS | 250 x 4,0 mm
Lichrospher | 2546E080LS100 | MERCK Lichrospher 100 RP8 10µm packed by BISCHOFF | C8 | 250 | 4.6 | 10 | 100 | L7 | no | HPLC Column | SS | 250 x 4,6 mm
Lichrospher | 3002E080LS100 | MERCK Lichrospher 100 RP8 10µm packed by BISCHOFF | C8 | 300 | 2 | 10 | 100 | L7 | no | HPLC Column | SS | 300 x 2,0 mm
Lichrospher | 3003E080LS100 | MERCK Lichrospher 100 RP8 10µm packed by BISCHOFF | C8 | 300 | 3 | 10 | 100 | L7 | no | HPLC Column | SS | 300 x 3,0 mm
Lichrospher | 3004E080LS100 | MERCK Lichrospher 100 RP8 10µm packed by BISCHOFF | C8 | 300 | 4 | 10 | 100 | L7 | no | HPLC Column | SS | 300 x 4,0 mm
Lichrospher | 3046E080LS100 | MERCK Lichrospher 100 RP8 10µm packed by BISCHOFF | C8 | 300 | 4.6 | 10 | 100 | L7 | no | HPLC Column | SS | 300 x 4,6 mm
Lichrospher | 01P4E080LS100 | MERCK Lichrospher 100 RP8 10µm packed by BISCHOFF | C8 | 14 | 4 | 10 | 100 | L7 | no | HPLC Column | PEEK | 14 x 4,0 mm
Lichrospher | A2P4E080LS100 | MERCK Lichrospher 100 RP8 10µm packed by BISCHOFF | C8 | 20 | 4 | 10 | 100 | L7 | no | HPLC Column | PEEK | 20 x 4,0 mm
Lichrospher | 02P4E080LS100 | MERCK Lichrospher 100 RP8 10µm packed by BISCHOFF | C8 | 25 | 4 | 10 | 100 | L7 | no | HPLC Column | PEEK | 25 x 4,0 mm
Lichrospher | 03P4E080LS100 | MERCK Lichrospher 100 RP8 10µm packed by BISCHOFF | C8 | 30 | 4 | 10 | 100 | L7 | no | HPLC Column | PEEK | 30 x 4,0 mm
Lichrospher | 04P4E080LS100 | MERCK Lichrospher 100 RP8 10µm packed by BISCHOFF | C8 | 33 | 4 | 10 | 100 | L7 | no | HPLC Column | PEEK | 33 x 4,0 mm
Lichrospher | A4P4E080LS100 | MERCK Lichrospher 100 RP8 10µm packed by BISCHOFF | C8 | 40 | 4 | 10 | 100 | L7 | no | HPLC Column | PEEK | 40 x 4,0 mm
Lichrospher | 05P4E080LS100 | MERCK Lichrospher 100 RP8 10µm packed by BISCHOFF | C8 | 50 | 4 | 10 | 100 | L7 | no | HPLC Column | PEEK | 50 x 4,0 mm
Lichrospher | 06P4E080LS100 | MERCK Lichrospher 100 RP8 10µm packed by BISCHOFF | C8 | 53 | 4 | 10 | 100 | L7 | no | HPLC Column | PEEK | 53 x 4,0 mm
Lichrospher | A6P4E080LS100 | MERCK Lichrospher 100 RP8 10µm packed by BISCHOFF | C8 | 60 | 4 | 10 | 100 | L7 | no | HPLC Column | PEEK | 60 x 4,0 mm
Lichrospher | 07P4E080LS100 | MERCK Lichrospher 100 RP8 10µm packed by BISCHOFF | C8 | 75 | 4 | 10 | 100 | L7 | no | HPLC Column | PEEK | 75 x 4,0 mm
Lichrospher | 10P4E080LS100 | MERCK Lichrospher 100 RP8 10µm packed by BISCHOFF | C8 | 100 | 4 | 10 | 100 | L7 | no | HPLC Column | PEEK | 100 x 4,0 mm
Lichrospher | 12P4E080LS100 | MERCK Lichrospher 100 RP8 10µm packed by BISCHOFF | C8 | 125 | 4 | 10 | 100 | L7 | no | HPLC Column | PEEK | 125 x 4,0 mm
Lichrospher | 15P4E080LS100 | MERCK Lichrospher 100 RP8 10µm packed by BISCHOFF | C8 | 150 | 4 | 10 | 100 | L7 | no | HPLC Column | PEEK | 150 x 4,0 mm
Lichrospher | 20P4E080LS100 | MERCK Lichrospher 100 RP8 10µm packed by BISCHOFF | C8 | 200 | 4 | 10 | 100 | L7 | no | HPLC Column | PEEK | 200 x 4,0 mm
Lichrospher | 25P4E080LS100 | MERCK Lichrospher 100 RP8 10µm packed by BISCHOFF | C8 | 250 | 4 | 10 | 100 | L7 | no | HPLC Column | PEEK | 250 x 4,0 mm
Lichrospher | 30P4E080LS100 | MERCK Lichrospher 100 RP8 10µm packed by BISCHOFF | C8 | 300 | 4 | 10 | 100 | L7 | no | HPLC Column | PEEK | 300 x 4,0 mm
Lichrospher | 6305E080LS100 | MERCK Lichrospher 100 RP8 10µm packed by BISCHOFF | C8 | 5 | 4 | 10 | 100 | L7 | no | Cartridges (5 pcs.) | SS | 5 x 4,0 mm
Lichrospher | 6301E080LS100 | MERCK Lichrospher 100 RP8 10µm packed by BISCHOFF | C8 | 10 | 4 | 10 | 100 | L7 | no | Cartridges (5 pcs.) | SS | 10 x 4,0 mm
Lichrospher | 6302E080LS100 | MERCK Lichrospher 100 RP8 10µm packed by BISCHOFF | C8 | 20 | 4 | 10 | 100 | L7 | no | Cartridges (5 pcs.) | SS | 20 x 4,0 mm
Lichrospher | 63P1E080LS100 | MERCK Lichrospher 100 RP8 10µm packed by BISCHOFF | C8 | 10 | 4 | 10 | 100 | L7 | no | Cartridges (5 pcs.) | PEEK | 10 x 4,0 mm
Lichrospher | 63P2E080LS100 | MERCK Lichrospher 100 RP8 10µm packed by BISCHOFF | C8 | 20 | 4 | 10 | 100 | L7 | no | Cartridges (5 pcs.) | PEEK | 20 x 4,0 mm
Lichrospher | 6335E080LS100 | MERCK Lichrospher 100 RP8 10µm packed by BISCHOFF | C8 | 5 | 3 | 10 | 100 | L7 | no | Cartridges (5 pcs.) | SS | 5 x 3,0 mm
Lichrospher | 6331E080LS100 | MERCK Lichrospher 100 RP8 10µm packed by BISCHOFF | C8 | 10 | 3 | 10 | 100 | L7 | no | Cartridges (5 pcs.) | SS | 10 x 3,0 mm
Lichrospher | 6332E080LS100 | MERCK Lichrospher 100 RP8 10µm packed by BISCHOFF | C8 | 20 | 3 | 10 | 100 | L7 | no | Cartridges (5 pcs.) | SS | 20 x 3,0 mm
Lichrospher | 6325E080LS100 | MERCK Lichrospher 100 RP8 10µm packed by BISCHOFF | C8 | 5 | 2 | 10 | 100 | L7 | no | Cartridges (5 pcs.) | SS | 5 x 2,0 mm
Lichrospher | 6321E080LS100 | MERCK Lichrospher 100 RP8 10µm packed by BISCHOFF | C8 | 10 | 2 | 10 | 100 | L7 | no | Cartridges (5 pcs.) | SS | 10 x 2,0 mm
Lichrospher | 6322E080LS100 | MERCK Lichrospher 100 RP8 10µm packed by BISCHOFF | C8 | 20 | 2 | 10 | 100 | L7 | no | Cartridges (5 pcs.) | SS | 20 x 2,0 mm
Lichrospher | 0102E200LS050 | MERCK Lichrospher 100 CN 5µm packed by BISCHOFF | CN | 14 | 2 | 5 | 100 | L10 | no | HPLC Column | SS | 14 x 2,0 mm
Lichrospher | 0103E200LS050 | MERCK Lichrospher 100 CN 5µm packed by BISCHOFF | CN | 14 | 3 | 5 | 100 | L10 | no | HPLC Column | SS | 14 x 3,0 mm
Lichrospher | 0104E200LS050 | MERCK Lichrospher 100 CN 5µm packed by BISCHOFF | CN | 14 | 4 | 5 | 100 | L10 | no | HPLC Column | SS | 14 x 4,0 mm
Lichrospher | 0146E200LS050 | MERCK Lichrospher 100 CN 5µm packed by BISCHOFF | CN | 14 | 4.6 | 5 | 100 | L10 | no | HPLC Column | SS | 14 x 4,6 mm
Lichrospher | A202E200LS050 | MERCK Lichrospher 100 CN 5µm packed by BISCHOFF | CN | 20 | 2 | 5 | 100 | L10 | no | HPLC Column | SS | 20 x 2,0 mm
Lichrospher | A203E200LS050 | MERCK Lichrospher 100 CN 5µm packed by BISCHOFF | CN | 20 | 3 | 5 | 100 | L10 | no | HPLC Column | SS | 20 x 3,0 mm
Lichrospher | A204E200LS050 | MERCK Lichrospher 100 CN 5µm packed by BISCHOFF | CN | 20 | 4 | 5 | 100 | L10 | no | HPLC Column | SS | 20 x 4,0 mm
Lichrospher | A246E200LS050 | MERCK Lichrospher 100 CN 5µm packed by BISCHOFF | CN | 20 | 4.6 | 5 | 100 | L10 | no | HPLC Column | SS | 20 x 4,6 mm
Lichrospher | 0202E200LS050 | MERCK Lichrospher 100 CN 5µm packed by BISCHOFF | CN | 25 | 2 | 5 | 100 | L10 | no | HPLC Column | SS | 25 x 2,0 mm
Lichrospher | 0203E200LS050 | MERCK Lichrospher 100 CN 5µm packed by BISCHOFF | CN | 25 | 3 | 5 | 100 | L10 | no | HPLC Column | SS | 25 x 3,0 mm
Lichrospher | 0204E200LS050 | MERCK Lichrospher 100 CN 5µm packed by BISCHOFF | CN | 25 | 4 | 5 | 100 | L10 | no | HPLC Column | SS | 25 x 4,0 mm
Lichrospher | 0246E200LS050 | MERCK Lichrospher 100 CN 5µm packed by BISCHOFF | CN | 25 | 4.6 | 5 | 100 | L10 | no | HPLC Column | SS | 25 x 4,6 mm
Lichrospher | 0302E200LS050 | MERCK Lichrospher 100 CN 5µm packed by BISCHOFF | CN | 30 | 2 | 5 | 100 | L10 | no | HPLC Column | SS | 30 x 2,0 mm
Lichrospher | 0303E200LS050 | MERCK Lichrospher 100 CN 5µm packed by BISCHOFF | CN | 30 | 3 | 5 | 100 | L10 | no | HPLC Column | SS | 30 x 3,0 mm
Lichrospher | 0304E200LS050 | MERCK Lichrospher 100 CN 5µm packed by BISCHOFF | CN | 30 | 4 | 5 | 100 | L10 | no | HPLC Column | SS | 30 x 4,0 mm
Lichrospher | 0346E200LS050 | MERCK Lichrospher 100 CN 5µm packed by BISCHOFF | CN | 30 | 4.6 | 5 | 100 | L10 | no | HPLC Column | SS | 30 x 4,6 mm
Lichrospher | 0402E200LS050 | MERCK Lichrospher 100 CN 5µm packed by BISCHOFF | CN | 33 | 2 | 5 | 100 | L10 | no | HPLC Column | SS | 33 x 2,0 mm
Lichrospher | 0403E200LS050 | MERCK Lichrospher 100 CN 5µm packed by BISCHOFF | CN | 33 | 3 | 5 | 100 | L10 | no | HPLC Column | SS | 33 x 3,0 mm
Lichrospher | 0404E200LS050 | MERCK Lichrospher 100 CN 5µm packed by BISCHOFF | CN | 33 | 4 | 5 | 100 | L10 | no | HPLC Column | SS | 33 x 4,0 mm
Lichrospher | 0446E200LS050 | MERCK Lichrospher 100 CN 5µm packed by BISCHOFF | CN | 33 | 4.6 | 5 | 100 | L10 | no | HPLC Column | SS | 33 x 4,6 mm
Lichrospher | A402E200LS050 | MERCK Lichrospher 100 CN 5µm packed by BISCHOFF | CN | 40 | 2 | 5 | 100 | L10 | no | HPLC Column | SS | 40 x 2,0 mm
Lichrospher | A403E200LS050 | MERCK Lichrospher 100 CN 5µm packed by BISCHOFF | CN | 40 | 3 | 5 | 100 | L10 | no | HPLC Column | SS | 40 x 3,0 mm
Lichrospher | A404E200LS050 | MERCK Lichrospher 100 CN 5µm packed by BISCHOFF | CN | 40 | 4 | 5 | 100 | L10 | no | HPLC Column | SS | 40 x 4,0 mm
Lichrospher | A446E200LS050 | MERCK Lichrospher 100 CN 5µm packed by BISCHOFF | CN | 40 | 4.6 | 5 | 100 | L10 | no | HPLC Column | SS | 40 x 4,6 mm
Lichrospher | 0502E200LS050 | MERCK Lichrospher 100 CN 5µm packed by BISCHOFF | CN | 50 | 2 | 5 | 100 | L10 | no | HPLC Column | SS | 50 x 2,0 mm
Lichrospher | 0503E200LS050 | MERCK Lichrospher 100 CN 5µm packed by BISCHOFF | CN | 50 | 3 | 5 | 100 | L10 | no | HPLC Column | SS | 50 x 3,0 mm
Lichrospher | 0504E200LS050 | MERCK Lichrospher 100 CN 5µm packed by BISCHOFF | CN | 50 | 4 | 5 | 100 | L10 | no | HPLC Column | SS | 50 x 4,0 mm
Lichrospher | 0546E200LS050 | MERCK Lichrospher 100 CN 5µm packed by BISCHOFF | CN | 50 | 4.6 | 5 | 100 | L10 | no | HPLC Column | SS | 50 x 4,6 mm
Lichrospher | 0602E200LS050 | MERCK Lichrospher 100 CN 5µm packed by BISCHOFF | CN | 53 | 2 | 5 | 100 | L10 | no | HPLC Column | SS | 53 x 2,0 mm
Lichrospher | 0603E200LS050 | MERCK Lichrospher 100 CN 5µm packed by BISCHOFF | CN | 53 | 3 | 5 | 100 | L10 | no | HPLC Column | SS | 53 x 3,0 mm
Lichrospher | 0604E200LS050 | MERCK Lichrospher 100 CN 5µm packed by BISCHOFF | CN | 53 | 4 | 5 | 100 | L10 | no | HPLC Column | SS | 53 x 4,0 mm
Lichrospher | 0646E200LS050 | MERCK Lichrospher 100 CN 5µm packed by BISCHOFF | CN | 53 | 4.6 | 5 | 100 | L10 | no | HPLC Column | SS | 53 x 4,6 mm
Lichrospher | A602E200LS050 | MERCK Lichrospher 100 CN 5µm packed by BISCHOFF | CN | 60 | 2 | 5 | 100 | L10 | no | HPLC Column | SS | 60 x 2,0 mm
Lichrospher | A603E200LS050 | MERCK Lichrospher 100 CN 5µm packed by BISCHOFF | CN | 60 | 3 | 5 | 100 | L10 | no | HPLC Column | SS | 60 x 3,0 mm
Lichrospher | A604E200LS050 | MERCK Lichrospher 100 CN 5µm packed by BISCHOFF | CN | 60 | 4 | 5 | 100 | L10 | no | HPLC Column | SS | 60 x 4,0 mm
Lichrospher | A646E200LS050 | MERCK Lichrospher 100 CN 5µm packed by BISCHOFF | CN | 60 | 4.6 | 5 | 100 | L10 | no | HPLC Column | SS | 60 x 4,6 mm
Lichrospher | 0702E200LS050 | MERCK Lichrospher 100 CN 5µm packed by BISCHOFF | CN | 75 | 2 | 5 | 100 | L10 | no | HPLC Column | SS | 75 x 2,0 mm
Lichrospher | 0703E200LS050 | MERCK Lichrospher 100 CN 5µm packed by BISCHOFF | CN | 75 | 3 | 5 | 100 | L10 | no | HPLC Column | SS | 75 x 3,0 mm
Lichrospher | 0704E200LS050 | MERCK Lichrospher 100 CN 5µm packed by BISCHOFF | CN | 75 | 4 | 5 | 100 | L10 | no | HPLC Column | SS | 75 x 4,0 mm
Lichrospher | 0746E200LS050 | MERCK Lichrospher 100 CN 5µm packed by BISCHOFF | CN | 75 | 4.6 | 5 | 100 | L10 | no | HPLC Column | SS | 75 x 4,6 mm
Lichrospher | 1002E200LS050 | MERCK Lichrospher 100 CN 5µm packed by BISCHOFF | CN | 100 | 2 | 5 | 100 | L10 | no | HPLC Column | SS | 100 x 2,0 mm
Lichrospher | 1003E200LS050 | MERCK Lichrospher 100 CN 5µm packed by BISCHOFF | CN | 100 | 3 | 5 | 100 | L10 | no | HPLC Column | SS | 100 x 3,0 mm
Lichrospher | 1004E200LS050 | MERCK Lichrospher 100 CN 5µm packed by BISCHOFF | CN | 100 | 4 | 5 | 100 | L10 | no | HPLC Column | SS | 100 x 4,0 mm
Lichrospher | 1046E200LS050 | MERCK Lichrospher 100 CN 5µm packed by BISCHOFF | CN | 100 | 4.6 | 5 | 100 | L10 | no | HPLC Column | SS | 100 x 4,6 mm
Lichrospher | 1202E200LS050 | MERCK Lichrospher 100 CN 5µm packed by BISCHOFF | CN | 125 | 2 | 5 | 100 | L10 | no | HPLC Column | SS | 125 x 2,0 mm
Lichrospher | 1203E200LS050 | MERCK Lichrospher 100 CN 5µm packed by BISCHOFF | CN | 125 | 3 | 5 | 100 | L10 | no | HPLC Column | SS | 125 x 3,0 mm
Lichrospher | 1204E200LS050 | MERCK Lichrospher 100 CN 5µm packed by BISCHOFF | CN | 125 | 4 | 5 | 100 | L10 | no | HPLC Column | SS | 125 x 4,0 mm
Lichrospher | 1246E200LS050 | MERCK Lichrospher 100 CN 5µm packed by BISCHOFF | CN | 125 | 4.6 | 5 | 100 | L10 | no | HPLC Column | SS | 125 x 4,6 mm
Lichrospher | 1502E200LS050 | MERCK Lichrospher 100 CN 5µm packed by BISCHOFF | CN | 150 | 2 | 5 | 100 | L10 | no | HPLC Column | SS | 150 x 2,0 mm
Lichrospher | 1503E200LS050 | MERCK Lichrospher 100 CN 5µm packed by BISCHOFF | CN | 150 | 3 | 5 | 100 | L10 | no | HPLC Column | SS | 150 x 3,0 mm
Lichrospher | 1504E200LS050 | MERCK Lichrospher 100 CN 5µm packed by BISCHOFF | CN | 150 | 4 | 5 | 100 | L10 | no | HPLC Column | SS | 150 x 4,0 mm
Lichrospher | 1546E200LS050 | MERCK Lichrospher 100 CN 5µm packed by BISCHOFF | CN | 150 | 4.6 | 5 | 100 | L10 | no | HPLC Column | SS | 150 x 4,6 mm
Lichrospher | 2002E200LS050 | MERCK Lichrospher 100 CN 5µm packed by BISCHOFF | CN | 200 | 2 | 5 | 100 | L10 | no | HPLC Column | SS | 200 x 2,0 mm
Lichrospher | 2003E200LS050 | MERCK Lichrospher 100 CN 5µm packed by BISCHOFF | CN | 200 | 3 | 5 | 100 | L10 | no | HPLC Column | SS | 200 x 3,0 mm
Lichrospher | 2004E200LS050 | MERCK Lichrospher 100 CN 5µm packed by BISCHOFF | CN | 200 | 4 | 5 | 100 | L10 | no | HPLC Column | SS | 200 x 4,0 mm
Lichrospher | 2046E200LS050 | MERCK Lichrospher 100 CN 5µm packed by BISCHOFF | CN | 200 | 4.6 | 5 | 100 | L10 | no | HPLC Column | SS | 200 x 4,6 mm
Lichrospher | 2502E200LS050 | MERCK Lichrospher 100 CN 5µm packed by BISCHOFF | CN | 250 | 2 | 5 | 100 | L10 | no | HPLC Column | SS | 250 x 2,0 mm
Lichrospher | 2503E200LS050 | MERCK Lichrospher 100 CN 5µm packed by BISCHOFF | CN | 250 | 3 | 5 | 100 | L10 | no | HPLC Column | SS | 250 x 3,0 mm
Lichrospher | 2504E200LS050 | MERCK Lichrospher 100 CN 5µm packed by BISCHOFF | CN | 250 | 4 | 5 | 100 | L10 | no | HPLC Column | SS | 250 x 4,0 mm
Lichrospher | 2546E200LS050 | MERCK Lichrospher 100 CN 5µm packed by BISCHOFF | CN | 250 | 4.6 | 5 | 100 | L10 | no | HPLC Column | SS | 250 x 4,6 mm
Lichrospher | 3002E200LS050 | MERCK Lichrospher 100 CN 5µm packed by BISCHOFF | CN | 300 | 2 | 5 | 100 | L10 | no | HPLC Column | SS | 300 x 2,0 mm
Lichrospher | 3003E200LS050 | MERCK Lichrospher 100 CN 5µm packed by BISCHOFF | CN | 300 | 3 | 5 | 100 | L10 | no | HPLC Column | SS | 300 x 3,0 mm
Lichrospher | 3004E200LS050 | MERCK Lichrospher 100 CN 5µm packed by BISCHOFF | CN | 300 | 4 | 5 | 100 | L10 | no | HPLC Column | SS | 300 x 4,0 mm
Lichrospher | 3046E200LS050 | MERCK Lichrospher 100 CN 5µm packed by BISCHOFF | CN | 300 | 4.6 | 5 | 100 | L10 | no | HPLC Column | SS | 300 x 4,6 mm
Lichrospher | 01P4E200LS050 | MERCK Lichrospher 100 CN 5µm packed by BISCHOFF | CN | 14 | 4 | 5 | 100 | L10 | no | HPLC Column | PEEK | 14 x 4,0 mm
Lichrospher | A2P4E200LS050 | MERCK Lichrospher 100 CN 5µm packed by BISCHOFF | CN | 20 | 4 | 5 | 100 | L10 | no | HPLC Column | PEEK | 20 x 4,0 mm
Lichrospher | 02P4E200LS050 | MERCK Lichrospher 100 CN 5µm packed by BISCHOFF | CN | 25 | 4 | 5 | 100 | L10 | no | HPLC Column | PEEK | 25 x 4,0 mm
Lichrospher | 03P4E200LS050 | MERCK Lichrospher 100 CN 5µm packed by BISCHOFF | CN | 30 | 4 | 5 | 100 | L10 | no | HPLC Column | PEEK | 30 x 4,0 mm
Lichrospher | 04P4E200LS050 | MERCK Lichrospher 100 CN 5µm packed by BISCHOFF | CN | 33 | 4 | 5 | 100 | L10 | no | HPLC Column | PEEK | 33 x 4,0 mm
Lichrospher | A4P4E200LS050 | MERCK Lichrospher 100 CN 5µm packed by BISCHOFF | CN | 40 | 4 | 5 | 100 | L10 | no | HPLC Column | PEEK | 40 x 4,0 mm
Lichrospher | 05P4E200LS050 | MERCK Lichrospher 100 CN 5µm packed by BISCHOFF | CN | 50 | 4 | 5 | 100 | L10 | no | HPLC Column | PEEK | 50 x 4,0 mm
Lichrospher | 06P4E200LS050 | MERCK Lichrospher 100 CN 5µm packed by BISCHOFF | CN | 53 | 4 | 5 | 100 | L10 | no | HPLC Column | PEEK | 53 x 4,0 mm
Lichrospher | A6P4E200LS050 | MERCK Lichrospher 100 CN 5µm packed by BISCHOFF | CN | 60 | 4 | 5 | 100 | L10 | no | HPLC Column | PEEK | 60 x 4,0 mm
Lichrospher | 07P4E200LS050 | MERCK Lichrospher 100 CN 5µm packed by BISCHOFF | CN | 75 | 4 | 5 | 100 | L10 | no | HPLC Column | PEEK | 75 x 4,0 mm
Lichrospher | 10P4E200LS050 | MERCK Lichrospher 100 CN 5µm packed by BISCHOFF | CN | 100 | 4 | 5 | 100 | L10 | no | HPLC Column | PEEK | 100 x 4,0 mm
Lichrospher | 12P4E200LS050 | MERCK Lichrospher 100 CN 5µm packed by BISCHOFF | CN | 125 | 4 | 5 | 100 | L10 | no | HPLC Column | PEEK | 125 x 4,0 mm
Lichrospher | 15P4E200LS050 | MERCK Lichrospher 100 CN 5µm packed by BISCHOFF | CN | 150 | 4 | 5 | 100 | L10 | no | HPLC Column | PEEK | 150 x 4,0 mm
Lichrospher | 20P4E200LS050 | MERCK Lichrospher 100 CN 5µm packed by BISCHOFF | CN | 200 | 4 | 5 | 100 | L10 | no | HPLC Column | PEEK | 200 x 4,0 mm
Lichrospher | 25P4E200LS050 | MERCK Lichrospher 100 CN 5µm packed by BISCHOFF | CN | 250 | 4 | 5 | 100 | L10 | no | HPLC Column | PEEK | 250 x 4,0 mm
Lichrospher | 30P4E200LS050 | MERCK Lichrospher 100 CN 5µm packed by BISCHOFF | CN | 300 | 4 | 5 | 100 | L10 | no | HPLC Column | PEEK | 300 x 4,0 mm
Lichrospher | 6305E200LS050 | MERCK Lichrospher 100 CN 5µm packed by BISCHOFF | CN | 5 | 4 | 5 | 100 | L10 | no | Cartridges (5 pcs.) | SS | 5 x 4,0 mm
Lichrospher | 6301E200LS050 | MERCK Lichrospher 100 CN 5µm packed by BISCHOFF | CN | 10 | 4 | 5 | 100 | L10 | no | Cartridges (5 pcs.) | SS | 10 x 4,0 mm
Lichrospher | 6302E200LS050 | MERCK Lichrospher 100 CN 5µm packed by BISCHOFF | CN | 20 | 4 | 5 | 100 | L10 | no | Cartridges (5 pcs.) | SS | 20 x 4,0 mm
Lichrospher | 63P1E200LS050 | MERCK Lichrospher 100 CN 5µm packed by BISCHOFF | CN | 10 | 4 | 5 | 100 | L10 | no | Cartridges (5 pcs.) | PEEK | 10 x 4,0 mm
Lichrospher | 63P2E200LS050 | MERCK Lichrospher 100 CN 5µm packed by BISCHOFF | CN | 20 | 4 | 5 | 100 | L10 | no | Cartridges (5 pcs.) | PEEK | 20 x 4,0 mm
Lichrospher | 6335E200LS050 | MERCK Lichrospher 100 CN 5µm packed by BISCHOFF | CN | 5 | 3 | 5 | 100 | L10 | no | Cartridges (5 pcs.) | SS | 5 x 3,0 mm
Lichrospher | 6331E200LS050 | MERCK Lichrospher 100 CN 5µm packed by BISCHOFF | CN | 10 | 3 | 5 | 100 | L10 | no | Cartridges (5 pcs.) | SS | 10 x 3,0 mm
Lichrospher | 6332E200LS050 | MERCK Lichrospher 100 CN 5µm packed by BISCHOFF | CN | 20 | 3 | 5 | 100 | L10 | no | Cartridges (5 pcs.) | SS | 20 x 3,0 mm
Lichrospher | 6325E200LS050 | MERCK Lichrospher 100 CN 5µm packed by BISCHOFF | CN | 5 | 2 | 5 | 100 | L10 | no | Cartridges (5 pcs.) | SS | 5 x 2,0 mm
Lichrospher | 6321E200LS050 | MERCK Lichrospher 100 CN 5µm packed by BISCHOFF | CN | 10 | 2 | 5 | 100 | L10 | no | Cartridges (5 pcs.) | SS | 10 x 2,0 mm
Lichrospher | 6322E200LS050 | MERCK Lichrospher 100 CN 5µm packed by BISCHOFF | CN | 20 | 2 | 5 | 100 | L10 | no | Cartridges (5 pcs.) | SS | 20 x 2,0 mm
Lichrospher | 0102E200LS100 | MERCK Lichrospher 100 CN 10µm packed by BISCHOFF | CN | 14 | 2 | 10 | 100 | L10 | no | HPLC Column | SS | 14 x 2,0 mm
Lichrospher | 0103E200LS100 | MERCK Lichrospher 100 CN 10µm packed by BISCHOFF | CN | 14 | 3 | 10 | 100 | L10 | no | HPLC Column | SS | 14 x 3,0 mm
Lichrospher | 0104E200LS100 | MERCK Lichrospher 100 CN 10µm packed by BISCHOFF | CN | 14 | 4 | 10 | 100 | L10 | no | HPLC Column | SS | 14 x 4,0 mm
Lichrospher | 0146E200LS100 | MERCK Lichrospher 100 CN 10µm packed by BISCHOFF | CN | 14 | 4.6 | 10 | 100 | L10 | no | HPLC Column | SS | 14 x 4,6 mm
Lichrospher | A202E200LS100 | MERCK Lichrospher 100 CN 10µm packed by BISCHOFF | CN | 20 | 2 | 10 | 100 | L10 | no | HPLC Column | SS | 20 x 2,0 mm
Lichrospher | A203E200LS100 | MERCK Lichrospher 100 CN 10µm packed by BISCHOFF | CN | 20 | 3 | 10 | 100 | L10 | no | HPLC Column | SS | 20 x 3,0 mm
Lichrospher | A204E200LS100 | MERCK Lichrospher 100 CN 10µm packed by BISCHOFF | CN | 20 | 4 | 10 | 100 | L10 | no | HPLC Column | SS | 20 x 4,0 mm
Lichrospher | A246E200LS100 | MERCK Lichrospher 100 CN 10µm packed by BISCHOFF | CN | 20 | 4.6 | 10 | 100 | L10 | no | HPLC Column | SS | 20 x 4,6 mm
Lichrospher | 0202E200LS100 | MERCK Lichrospher 100 CN 10µm packed by BISCHOFF | CN | 25 | 2 | 10 | 100 | L10 | no | HPLC Column | SS | 25 x 2,0 mm
Lichrospher | 0203E200LS100 | MERCK Lichrospher 100 CN 10µm packed by BISCHOFF | CN | 25 | 3 | 10 | 100 | L10 | no | HPLC Column | SS | 25 x 3,0 mm
Lichrospher | 0204E200LS100 | MERCK Lichrospher 100 CN 10µm packed by BISCHOFF | CN | 25 | 4 | 10 | 100 | L10 | no | HPLC Column | SS | 25 x 4,0 mm
Lichrospher | 0246E200LS100 | MERCK Lichrospher 100 CN 10µm packed by BISCHOFF | CN | 25 | 4.6 | 10 | 100 | L10 | no | HPLC Column | SS | 25 x 4,6 mm
Lichrospher | 0302E200LS100 | MERCK Lichrospher 100 CN 10µm packed by BISCHOFF | CN | 30 | 2 | 10 | 100 | L10 | no | HPLC Column | SS | 30 x 2,0 mm
Lichrospher | 0303E200LS100 | MERCK Lichrospher 100 CN 10µm packed by BISCHOFF | CN | 30 | 3 | 10 | 100 | L10 | no | HPLC Column | SS | 30 x 3,0 mm
Lichrospher | 0304E200LS100 | MERCK Lichrospher 100 CN 10µm packed by BISCHOFF | CN | 30 | 4 | 10 | 100 | L10 | no | HPLC Column | SS | 30 x 4,0 mm
Lichrospher | 0346E200LS100 | MERCK Lichrospher 100 CN 10µm packed by BISCHOFF | CN | 30 | 4.6 | 10 | 100 | L10 | no | HPLC Column | SS | 30 x 4,6 mm
Lichrospher | 0402E200LS100 | MERCK Lichrospher 100 CN 10µm packed by BISCHOFF | CN | 33 | 2 | 10 | 100 | L10 | no | HPLC Column | SS | 33 x 2,0 mm
Lichrospher | 0403E200LS100 | MERCK Lichrospher 100 CN 10µm packed by BISCHOFF | CN | 33 | 3 | 10 | 100 | L10 | no | HPLC Column | SS | 33 x 3,0 mm
Lichrospher | 0404E200LS100 | MERCK Lichrospher 100 CN 10µm packed by BISCHOFF | CN | 33 | 4 | 10 | 100 | L10 | no | HPLC Column | SS | 33 x 4,0 mm
Lichrospher | 0446E200LS100 | MERCK Lichrospher 100 CN 10µm packed by BISCHOFF | CN | 33 | 4.6 | 10 | 100 | L10 | no | HPLC Column | SS | 33 x 4,6 mm
Lichrospher | A402E200LS100 | MERCK Lichrospher 100 CN 10µm packed by BISCHOFF | CN | 40 | 2 | 10 | 100 | L10 | no | HPLC Column | SS | 40 x 2,0 mm
Lichrospher | A403E200LS100 | MERCK Lichrospher 100 CN 10µm packed by BISCHOFF | CN | 40 | 3 | 10 | 100 | L10 | no | HPLC Column | SS | 40 x 3,0 mm
Lichrospher | A404E200LS100 | MERCK Lichrospher 100 CN 10µm packed by BISCHOFF | CN | 40 | 4 | 10 | 100 | L10 | no | HPLC Column | SS | 40 x 4,0 mm
Lichrospher | A446E200LS100 | MERCK Lichrospher 100 CN 10µm packed by BISCHOFF | CN | 40 | 4.6 | 10 | 100 | L10 | no | HPLC Column | SS | 40 x 4,6 mm
Lichrospher | 0502E200LS100 | MERCK Lichrospher 100 CN 10µm packed by BISCHOFF | CN | 50 | 2 | 10 | 100 | L10 | no | HPLC Column | SS | 50 x 2,0 mm
Lichrospher | 0503E200LS100 | MERCK Lichrospher 100 CN 10µm packed by BISCHOFF | CN | 50 | 3 | 10 | 100 | L10 | no | HPLC Column | SS | 50 x 3,0 mm
Lichrospher | 0504E200LS100 | MERCK Lichrospher 100 CN 10µm packed by BISCHOFF | CN | 50 | 4 | 10 | 100 | L10 | no | HPLC Column | SS | 50 x 4,0 mm
Lichrospher | 0546E200LS100 | MERCK Lichrospher 100 CN 10µm packed by BISCHOFF | CN | 50 | 4.6 | 10 | 100 | L10 | no | HPLC Column | SS | 50 x 4,6 mm
Lichrospher | 0602E200LS100 | MERCK Lichrospher 100 CN 10µm packed by BISCHOFF | CN | 53 | 2 | 10 | 100 | L10 | no | HPLC Column | SS | 53 x 2,0 mm
Lichrospher | 0603E200LS100 | MERCK Lichrospher 100 CN 10µm packed by BISCHOFF | CN | 53 | 3 | 10 | 100 | L10 | no | HPLC Column | SS | 53 x 3,0 mm
Lichrospher | 0604E200LS100 | MERCK Lichrospher 100 CN 10µm packed by BISCHOFF | CN | 53 | 4 | 10 | 100 | L10 | no | HPLC Column | SS | 53 x 4,0 mm
Lichrospher | 0646E200LS100 | MERCK Lichrospher 100 CN 10µm packed by BISCHOFF | CN | 53 | 4.6 | 10 | 100 | L10 | no | HPLC Column | SS | 53 x 4,6 mm
Lichrospher | A602E200LS100 | MERCK Lichrospher 100 CN 10µm packed by BISCHOFF | CN | 60 | 2 | 10 | 100 | L10 | no | HPLC Column | SS | 60 x 2,0 mm
Lichrospher | A603E200LS100 | MERCK Lichrospher 100 CN 10µm packed by BISCHOFF | CN | 60 | 3 | 10 | 100 | L10 | no | HPLC Column | SS | 60 x 3,0 mm
Lichrospher | A604E200LS100 | MERCK Lichrospher 100 CN 10µm packed by BISCHOFF | CN | 60 | 4 | 10 | 100 | L10 | no | HPLC Column | SS | 60 x 4,0 mm
Lichrospher | A646E200LS100 | MERCK Lichrospher 100 CN 10µm packed by BISCHOFF | CN | 60 | 4.6 | 10 | 100 | L10 | no | HPLC Column | SS | 60 x 4,6 mm
Lichrospher | 0702E200LS100 | MERCK Lichrospher 100 CN 10µm packed by BISCHOFF | CN | 75 | 2 | 10 | 100 | L10 | no | HPLC Column | SS | 75 x 2,0 mm
Lichrospher | 0703E200LS100 | MERCK Lichrospher 100 CN 10µm packed by BISCHOFF | CN | 75 | 3 | 10 | 100 | L10 | no | HPLC Column | SS | 75 x 3,0 mm
Lichrospher | 0704E200LS100 | MERCK Lichrospher 100 CN 10µm packed by BISCHOFF | CN | 75 | 4 | 10 | 100 | L10 | no | HPLC Column | SS | 75 x 4,0 mm
Lichrospher | 0746E200LS100 | MERCK Lichrospher 100 CN 10µm packed by BISCHOFF | CN | 75 | 4.6 | 10 | 100 | L10 | no | HPLC Column | SS | 75 x 4,6 mm
Lichrospher | 1002E200LS100 | MERCK Lichrospher 100 CN 10µm packed by BISCHOFF | CN | 100 | 2 | 10 | 100 | L10 | no | HPLC Column | SS | 100 x 2,0 mm
Lichrospher | 1003E200LS100 | MERCK Lichrospher 100 CN 10µm packed by BISCHOFF | CN | 100 | 3 | 10 | 100 | L10 | no | HPLC Column | SS | 100 x 3,0 mm
Lichrospher | 1004E200LS100 | MERCK Lichrospher 100 CN 10µm packed by BISCHOFF | CN | 100 | 4 | 10 | 100 | L10 | no | HPLC Column | SS | 100 x 4,0 mm
Lichrospher | 1046E200LS100 | MERCK Lichrospher 100 CN 10µm packed by BISCHOFF | CN | 100 | 4.6 | 10 | 100 | L10 | no | HPLC Column | SS | 100 x 4,6 mm
Lichrospher | 1202E200LS100 | MERCK Lichrospher 100 CN 10µm packed by BISCHOFF | CN | 125 | 2 | 10 | 100 | L10 | no | HPLC Column | SS | 125 x 2,0 mm
Lichrospher | 1203E200LS100 | MERCK Lichrospher 100 CN 10µm packed by BISCHOFF | CN | 125 | 3 | 10 | 100 | L10 | no | HPLC Column | SS | 125 x 3,0 mm
Lichrospher | 1204E200LS100 | MERCK Lichrospher 100 CN 10µm packed by BISCHOFF | CN | 125 | 4 | 10 | 100 | L10 | no | HPLC Column | SS | 125 x 4,0 mm
Lichrospher | 1246E200LS100 | MERCK Lichrospher 100 CN 10µm packed by BISCHOFF | CN | 125 | 4.6 | 10 | 100 | L10 | no | HPLC Column | SS | 125 x 4,6 mm
Lichrospher | 1502E200LS100 | MERCK Lichrospher 100 CN 10µm packed by BISCHOFF | CN | 150 | 2 | 10 | 100 | L10 | no | HPLC Column | SS | 150 x 2,0 mm
Lichrospher | 1503E200LS100 | MERCK Lichrospher 100 CN 10µm packed by BISCHOFF | CN | 150 | 3 | 10 | 100 | L10 | no | HPLC Column | SS | 150 x 3,0 mm
Lichrospher | 1504E200LS100 | MERCK Lichrospher 100 CN 10µm packed by BISCHOFF | CN | 150 | 4 | 10 | 100 | L10 | no | HPLC Column | SS | 150 x 4,0 mm
Lichrospher | 1546E200LS100 | MERCK Lichrospher 100 CN 10µm packed by BISCHOFF | CN | 150 | 4.6 | 10 | 100 | L10 | no | HPLC Column | SS | 150 x 4,6 mm
Lichrospher | 2002E200LS100 | MERCK Lichrospher 100 CN 10µm packed by BISCHOFF | CN | 200 | 2 | 10 | 100 | L10 | no | HPLC Column | SS | 200 x 2,0 mm
Lichrospher | 2003E200LS100 | MERCK Lichrospher 100 CN 10µm packed by BISCHOFF | CN | 200 | 3 | 10 | 100 | L10 | no | HPLC Column | SS | 200 x 3,0 mm
Lichrospher | 2004E200LS100 | MERCK Lichrospher 100 CN 10µm packed by BISCHOFF | CN | 200 | 4 | 10 | 100 | L10 | no | HPLC Column | SS | 200 x 4,0 mm
Lichrospher | 2046E200LS100 | MERCK Lichrospher 100 CN 10µm packed by BISCHOFF | CN | 200 | 4.6 | 10 | 100 | L10 | no | HPLC Column | SS | 200 x 4,6 mm
Lichrospher | 2502E200LS100 | MERCK Lichrospher 100 CN 10µm packed by BISCHOFF | CN | 250 | 2 | 10 | 100 | L10 | no | HPLC Column | SS | 250 x 2,0 mm
Lichrospher | 2503E200LS100 | MERCK Lichrospher 100 CN 10µm packed by BISCHOFF | CN | 250 | 3 | 10 | 100 | L10 | no | HPLC Column | SS | 250 x 3,0 mm
Lichrospher | 2504E200LS100 | MERCK Lichrospher 100 CN 10µm packed by BISCHOFF | CN | 250 | 4 | 10 | 100 | L10 | no | HPLC Column | SS | 250 x 4,0 mm
Lichrospher | 2546E200LS100 | MERCK Lichrospher 100 CN 10µm packed by BISCHOFF | CN | 250 | 4.6 | 10 | 100 | L10 | no | HPLC Column | SS | 250 x 4,6 mm
Lichrospher | 3002E200LS100 | MERCK Lichrospher 100 CN 10µm packed by BISCHOFF | CN | 300 | 2 | 10 | 100 | L10 | no | HPLC Column | SS | 300 x 2,0 mm
Lichrospher | 3003E200LS100 | MERCK Lichrospher 100 CN 10µm packed by BISCHOFF | CN | 300 | 3 | 10 | 100 | L10 | no | HPLC Column | SS | 300 x 3,0 mm
Lichrospher | 3004E200LS100 | MERCK Lichrospher 100 CN 10µm packed by BISCHOFF | CN | 300 | 4 | 10 | 100 | L10 | no | HPLC Column | SS | 300 x 4,0 mm
Lichrospher | 3046E200LS100 | MERCK Lichrospher 100 CN 10µm packed by BISCHOFF | CN | 300 | 4.6 | 10 | 100 | L10 | no | HPLC Column | SS | 300 x 4,6 mm
Lichrospher | 01P4E200LS100 | MERCK Lichrospher 100 CN 10µm packed by BISCHOFF | CN | 14 | 4 | 10 | 100 | L10 | no | HPLC Column | PEEK | 14 x 4,0 mm
Lichrospher | A2P4E200LS100 | MERCK Lichrospher 100 CN 10µm packed by BISCHOFF | CN | 20 | 4 | 10 | 100 | L10 | no | HPLC Column | PEEK | 20 x 4,0 mm
Lichrospher | 02P4E200LS100 | MERCK Lichrospher 100 CN 10µm packed by BISCHOFF | CN | 25 | 4 | 10 | 100 | L10 | no | HPLC Column | PEEK | 25 x 4,0 mm
Lichrospher | 03P4E200LS100 | MERCK Lichrospher 100 CN 10µm packed by BISCHOFF | CN | 30 | 4 | 10 | 100 | L10 | no | HPLC Column | PEEK | 30 x 4,0 mm
Lichrospher | 04P4E200LS100 | MERCK Lichrospher 100 CN 10µm packed by BISCHOFF | CN | 33 | 4 | 10 | 100 | L10 | no | HPLC Column | PEEK | 33 x 4,0 mm
Lichrospher | A4P4E200LS100 | MERCK Lichrospher 100 CN 10µm packed by BISCHOFF | CN | 40 | 4 | 10 | 100 | L10 | no | HPLC Column | PEEK | 40 x 4,0 mm
Lichrospher | 05P4E200LS100 | MERCK Lichrospher 100 CN 10µm packed by BISCHOFF | CN | 50 | 4 | 10 | 100 | L10 | no | HPLC Column | PEEK | 50 x 4,0 mm
Lichrospher | 06P4E200LS100 | MERCK Lichrospher 100 CN 10µm packed by BISCHOFF | CN | 53 | 4 | 10 | 100 | L10 | no | HPLC Column | PEEK | 53 x 4,0 mm
Lichrospher | A6P4E200LS100 | MERCK Lichrospher 100 CN 10µm packed by BISCHOFF | CN | 60 | 4 | 10 | 100 | L10 | no | HPLC Column | PEEK | 60 x 4,0 mm
Lichrospher | 07P4E200LS100 | MERCK Lichrospher 100 CN 10µm packed by BISCHOFF | CN | 75 | 4 | 10 | 100 | L10 | no | HPLC Column | PEEK | 75 x 4,0 mm
Lichrospher | 10P4E200LS100 | MERCK Lichrospher 100 CN 10µm packed by BISCHOFF | CN | 100 | 4 | 10 | 100 | L10 | no | HPLC Column | PEEK | 100 x 4,0 mm
Lichrospher | 12P4E200LS100 | MERCK Lichrospher 100 CN 10µm packed by BISCHOFF | CN | 125 | 4 | 10 | 100 | L10 | no | HPLC Column | PEEK | 125 x 4,0 mm
Lichrospher | 15P4E200LS100 | MERCK Lichrospher 100 CN 10µm packed by BISCHOFF | CN | 150 | 4 | 10 | 100 | L10 | no | HPLC Column | PEEK | 150 x 4,0 mm
Lichrospher | 20P4E200LS100 | MERCK Lichrospher 100 CN 10µm packed by BISCHOFF | CN | 200 | 4 | 10 | 100 | L10 | no | HPLC Column | PEEK | 200 x 4,0 mm
Lichrospher | 25P4E200LS100 | MERCK Lichrospher 100 CN 10µm packed by BISCHOFF | CN | 250 | 4 | 10 | 100 | L10 | no | HPLC Column | PEEK | 250 x 4,0 mm
Lichrospher | 30P4E200LS100 | MERCK Lichrospher 100 CN 10µm packed by BISCHOFF | CN | 300 | 4 | 10 | 100 | L10 | no | HPLC Column | PEEK | 300 x 4,0 mm
Lichrospher | 6305E200LS100 | MERCK Lichrospher 100 CN 10µm packed by BISCHOFF | CN | 5 | 4 | 10 | 100 | L10 | no | Cartridges (5 pcs.) | SS | 5 x 4,0 mm
Lichrospher | 6301E200LS100 | MERCK Lichrospher 100 CN 10µm packed by BISCHOFF | CN | 10 | 4 | 10 | 100 | L10 | no | Cartridges (5 pcs.) | SS | 10 x 4,0 mm
Lichrospher | 6302E200LS100 | MERCK Lichrospher 100 CN 10µm packed by BISCHOFF | CN | 20 | 4 | 10 | 100 | L10 | no | Cartridges (5 pcs.) | SS | 20 x 4,0 mm
Lichrospher | 63P1E200LS100 | MERCK Lichrospher 100 CN 10µm packed by BISCHOFF | CN | 10 | 4 | 10 | 100 | L10 | no | Cartridges (5 pcs.) | PEEK | 10 x 4,0 mm
Lichrospher | 63P2E200LS100 | MERCK Lichrospher 100 CN 10µm packed by BISCHOFF | CN | 20 | 4 | 10 | 100 | L10 | no | Cartridges (5 pcs.) | PEEK | 20 x 4,0 mm
Lichrospher | 6335E200LS100 | MERCK Lichrospher 100 CN 10µm packed by BISCHOFF | CN | 5 | 3 | 10 | 100 | L10 | no | Cartridges (5 pcs.) | SS | 5 x 3,0 mm
Lichrospher | 6331E200LS100 | MERCK Lichrospher 100 CN 10µm packed by BISCHOFF | CN | 10 | 3 | 10 | 100 | L10 | no | Cartridges (5 pcs.) | SS | 10 x 3,0 mm
Lichrospher | 6332E200LS100 | MERCK Lichrospher 100 CN 10µm packed by BISCHOFF | CN | 20 | 3 | 10 | 100 | L10 | no | Cartridges (5 pcs.) | SS | 20 x 3,0 mm
Lichrospher | 6325E200LS100 | MERCK Lichrospher 100 CN 10µm packed by BISCHOFF | CN | 5 | 2 | 10 | 100 | L10 | no | Cartridges (5 pcs.) | SS | 5 x 2,0 mm
Lichrospher | 6321E200LS100 | MERCK Lichrospher 100 CN 10µm packed by BISCHOFF | CN | 10 | 2 | 10 | 100 | L10 | no | Cartridges (5 pcs.) | SS | 10 x 2,0 mm
Lichrospher | 6322E200LS100 | MERCK Lichrospher 100 CN 10µm packed by BISCHOFF | CN | 20 | 2 | 10 | 100 | L10 | no | Cartridges (5 pcs.) | SS | 20 x 2,0 mm
Lichrospher | 0102E190LS050 | MERCK Lichrospher 100 NH2 5µm packed by BISCHOFF | NH2 | 14 | 2 | 5 | 100 | L8 | no | HPLC Column | SS | 14 x 2,0 mm
Lichrospher | 0103E190LS050 | MERCK Lichrospher 100 NH2 5µm packed by BISCHOFF | NH2 | 14 | 3 | 5 | 100 | L8 | no | HPLC Column | SS | 14 x 3,0 mm
Lichrospher | 0104E190LS050 | MERCK Lichrospher 100 NH2 5µm packed by BISCHOFF | NH2 | 14 | 4 | 5 | 100 | L8 | no | HPLC Column | SS | 14 x 4,0 mm
Lichrospher | 0146E190LS050 | MERCK Lichrospher 100 NH2 5µm packed by BISCHOFF | NH2 | 14 | 4.6 | 5 | 100 | L8 | no | HPLC Column | SS | 14 x 4,6 mm
Lichrospher | A202E190LS050 | MERCK Lichrospher 100 NH2 5µm packed by BISCHOFF | NH2 | 20 | 2 | 5 | 100 | L8 | no | HPLC Column | SS | 20 x 2,0 mm
Lichrospher | A203E190LS050 | MERCK Lichrospher 100 NH2 5µm packed by BISCHOFF | NH2 | 20 | 3 | 5 | 100 | L8 | no | HPLC Column | SS | 20 x 3,0 mm
Lichrospher | A204E190LS050 | MERCK Lichrospher 100 NH2 5µm packed by BISCHOFF | NH2 | 20 | 4 | 5 | 100 | L8 | no | HPLC Column | SS | 20 x 4,0 mm
Lichrospher | A246E190LS050 | MERCK Lichrospher 100 NH2 5µm packed by BISCHOFF | NH2 | 20 | 4.6 | 5 | 100 | L8 | no | HPLC Column | SS | 20 x 4,6 mm
Lichrospher | 0202E190LS050 | MERCK Lichrospher 100 NH2 5µm packed by BISCHOFF | NH2 | 25 | 2 | 5 | 100 | L8 | no | HPLC Column | SS | 25 x 2,0 mm
Lichrospher | 0203E190LS050 | MERCK Lichrospher 100 NH2 5µm packed by BISCHOFF | NH2 | 25 | 3 | 5 | 100 | L8 | no | HPLC Column | SS | 25 x 3,0 mm
Lichrospher | 0204E190LS050 | MERCK Lichrospher 100 NH2 5µm packed by BISCHOFF | NH2 | 25 | 4 | 5 | 100 | L8 | no | HPLC Column | SS | 25 x 4,0 mm
Lichrospher | 0246E190LS050 | MERCK Lichrospher 100 NH2 5µm packed by BISCHOFF | NH2 | 25 | 4.6 | 5 | 100 | L8 | no | HPLC Column | SS | 25 x 4,6 mm
Lichrospher | 0302E190LS050 | MERCK Lichrospher 100 NH2 5µm packed by BISCHOFF | NH2 | 30 | 2 | 5 | 100 | L8 | no | HPLC Column | SS | 30 x 2,0 mm
Lichrospher | 0303E190LS050 | MERCK Lichrospher 100 NH2 5µm packed by BISCHOFF | NH2 | 30 | 3 | 5 | 100 | L8 | no | HPLC Column | SS | 30 x 3,0 mm
Lichrospher | 0304E190LS050 | MERCK Lichrospher 100 NH2 5µm packed by BISCHOFF | NH2 | 30 | 4 | 5 | 100 | L8 | no | HPLC Column | SS | 30 x 4,0 mm
Lichrospher | 0346E190LS050 | MERCK Lichrospher 100 NH2 5µm packed by BISCHOFF | NH2 | 30 | 4.6 | 5 | 100 | L8 | no | HPLC Column | SS | 30 x 4,6 mm
Lichrospher | 0402E190LS050 | MERCK Lichrospher 100 NH2 5µm packed by BISCHOFF | NH2 | 33 | 2 | 5 | 100 | L8 | no | HPLC Column | SS | 33 x 2,0 mm
Lichrospher | 0403E190LS050 | MERCK Lichrospher 100 NH2 5µm packed by BISCHOFF | NH2 | 33 | 3 | 5 | 100 | L8 | no | HPLC Column | SS | 33 x 3,0 mm
Lichrospher | 0404E190LS050 | MERCK Lichrospher 100 NH2 5µm packed by BISCHOFF | NH2 | 33 | 4 | 5 | 100 | L8 | no | HPLC Column | SS | 33 x 4,0 mm
Lichrospher | 0446E190LS050 | MERCK Lichrospher 100 NH2 5µm packed by BISCHOFF | NH2 | 33 | 4.6 | 5 | 100 | L8 | no | HPLC Column | SS | 33 x 4,6 mm
Lichrospher | A402E190LS050 | MERCK Lichrospher 100 NH2 5µm packed by BISCHOFF | NH2 | 40 | 2 | 5 | 100 | L8 | no | HPLC Column | SS | 40 x 2,0 mm
Lichrospher | A403E190LS050 | MERCK Lichrospher 100 NH2 5µm packed by BISCHOFF | NH2 | 40 | 3 | 5 | 100 | L8 | no | HPLC Column | SS | 40 x 3,0 mm
Lichrospher | A404E190LS050 | MERCK Lichrospher 100 NH2 5µm packed by BISCHOFF | NH2 | 40 | 4 | 5 | 100 | L8 | no | HPLC Column | SS | 40 x 4,0 mm
Lichrospher | A446E190LS050 | MERCK Lichrospher 100 NH2 5µm packed by BISCHOFF | NH2 | 40 | 4.6 | 5 | 100 | L8 | no | HPLC Column | SS | 40 x 4,6 mm
Lichrospher | 0502E190LS050 | MERCK Lichrospher 100 NH2 5µm packed by BISCHOFF | NH2 | 50 | 2 | 5 | 100 | L8 | no | HPLC Column | SS | 50 x 2,0 mm
Lichrospher | 0503E190LS050 | MERCK Lichrospher 100 NH2 5µm packed by BISCHOFF | NH2 | 50 | 3 | 5 | 100 | L8 | no | HPLC Column | SS | 50 x 3,0 mm
Lichrospher | 0504E190LS050 | MERCK Lichrospher 100 NH2 5µm packed by BISCHOFF | NH2 | 50 | 4 | 5 | 100 | L8 | no | HPLC Column | SS | 50 x 4,0 mm
Lichrospher | 0546E190LS050 | MERCK Lichrospher 100 NH2 5µm packed by BISCHOFF | NH2 | 50 | 4.6 | 5 | 100 | L8 | no | HPLC Column | SS | 50 x 4,6 mm
Lichrospher | 0602E190LS050 | MERCK Lichrospher 100 NH2 5µm packed by BISCHOFF | NH2 | 53 | 2 | 5 | 100 | L8 | no | HPLC Column | SS | 53 x 2,0 mm
Lichrospher | 0603E190LS050 | MERCK Lichrospher 100 NH2 5µm packed by BISCHOFF | NH2 | 53 | 3 | 5 | 100 | L8 | no | HPLC Column | SS | 53 x 3,0 mm
Lichrospher | 0604E190LS050 | MERCK Lichrospher 100 NH2 5µm packed by BISCHOFF | NH2 | 53 | 4 | 5 | 100 | L8 | no | HPLC Column | SS | 53 x 4,0 mm
Lichrospher | 0646E190LS050 | MERCK Lichrospher 100 NH2 5µm packed by BISCHOFF | NH2 | 53 | 4.6 | 5 | 100 | L8 | no | HPLC Column | SS | 53 x 4,6 mm
Lichrospher | A602E190LS050 | MERCK Lichrospher 100 NH2 5µm packed by BISCHOFF | NH2 | 60 | 2 | 5 | 100 | L8 | no | HPLC Column | SS | 60 x 2,0 mm
Lichrospher | A603E190LS050 | MERCK Lichrospher 100 NH2 5µm packed by BISCHOFF | NH2 | 60 | 3 | 5 | 100 | L8 | no | HPLC Column | SS | 60 x 3,0 mm
Lichrospher | A604E190LS050 | MERCK Lichrospher 100 NH2 5µm packed by BISCHOFF | NH2 | 60 | 4 | 5 | 100 | L8 | no | HPLC Column | SS | 60 x 4,0 mm
Lichrospher | A646E190LS050 | MERCK Lichrospher 100 NH2 5µm packed by BISCHOFF | NH2 | 60 | 4.6 | 5 | 100 | L8 | no | HPLC Column | SS | 60 x 4,6 mm
Lichrospher | 0702E190LS050 | MERCK Lichrospher 100 NH2 5µm packed by BISCHOFF | NH2 | 75 | 2 | 5 | 100 | L8 | no | HPLC Column | SS | 75 x 2,0 mm
Lichrospher | 0703E190LS050 | MERCK Lichrospher 100 NH2 5µm packed by BISCHOFF | NH2 | 75 | 3 | 5 | 100 | L8 | no | HPLC Column | SS | 75 x 3,0 mm
Lichrospher | 0704E190LS050 | MERCK Lichrospher 100 NH2 5µm packed by BISCHOFF | NH2 | 75 | 4 | 5 | 100 | L8 | no | HPLC Column | SS | 75 x 4,0 mm
Lichrospher | 0746E190LS050 | MERCK Lichrospher 100 NH2 5µm packed by BISCHOFF | NH2 | 75 | 4.6 | 5 | 100 | L8 | no | HPLC Column | SS | 75 x 4,6 mm
Lichrospher | 1002E190LS050 | MERCK Lichrospher 100 NH2 5µm packed by BISCHOFF | NH2 | 100 | 2 | 5 | 100 | L8 | no | HPLC Column | SS | 100 x 2,0 mm
Lichrospher | 1003E190LS050 | MERCK Lichrospher 100 NH2 5µm packed by BISCHOFF | NH2 | 100 | 3 | 5 | 100 | L8 | no | HPLC Column | SS | 100 x 3,0 mm
Lichrospher | 1004E190LS050 | MERCK Lichrospher 100 NH2 5µm packed by BISCHOFF | NH2 | 100 | 4 | 5 | 100 | L8 | no | HPLC Column | SS | 100 x 4,0 mm
Lichrospher | 1046E190LS050 | MERCK Lichrospher 100 NH2 5µm packed by BISCHOFF | NH2 | 100 | 4.6 | 5 | 100 | L8 | no | HPLC Column | SS | 100 x 4,6 mm
Lichrospher | 1202E190LS050 | MERCK Lichrospher 100 NH2 5µm packed by BISCHOFF | NH2 | 125 | 2 | 5 | 100 | L8 | no | HPLC Column | SS | 125 x 2,0 mm
Lichrospher | 1203E190LS050 | MERCK Lichrospher 100 NH2 5µm packed by BISCHOFF | NH2 | 125 | 3 | 5 | 100 | L8 | no | HPLC Column | SS | 125 x 3,0 mm
Lichrospher | 1204E190LS050 | MERCK Lichrospher 100 NH2 5µm packed by BISCHOFF | NH2 | 125 | 4 | 5 | 100 | L8 | no | HPLC Column | SS | 125 x 4,0 mm
Lichrospher | 1246E190LS050 | MERCK Lichrospher 100 NH2 5µm packed by BISCHOFF | NH2 | 125 | 4.6 | 5 | 100 | L8 | no | HPLC Column | SS | 125 x 4,6 mm
Lichrospher | 1502E190LS050 | MERCK Lichrospher 100 NH2 5µm packed by BISCHOFF | NH2 | 150 | 2 | 5 | 100 | L8 | no | HPLC Column | SS | 150 x 2,0 mm
Lichrospher | 1503E190LS050 | MERCK Lichrospher 100 NH2 5µm packed by BISCHOFF | NH2 | 150 | 3 | 5 | 100 | L8 | no | HPLC Column | SS | 150 x 3,0 mm
Lichrospher | 1504E190LS050 | MERCK Lichrospher 100 NH2 5µm packed by BISCHOFF | NH2 | 150 | 4 | 5 | 100 | L8 | no | HPLC Column | SS | 150 x 4,0 mm
Lichrospher | 1546E190LS050 | MERCK Lichrospher 100 NH2 5µm packed by BISCHOFF | NH2 | 150 | 4.6 | 5 | 100 | L8 | no | HPLC Column | SS | 150 x 4,6 mm
Lichrospher | 2002E190LS050 | MERCK Lichrospher 100 NH2 5µm packed by BISCHOFF | NH2 | 200 | 2 | 5 | 100 | L8 | no | HPLC Column | SS | 200 x 2,0 mm
Lichrospher | 2003E190LS050 | MERCK Lichrospher 100 NH2 5µm packed by BISCHOFF | NH2 | 200 | 3 | 5 | 100 | L8 | no | HPLC Column | SS | 200 x 3,0 mm
Lichrospher | 2004E190LS050 | MERCK Lichrospher 100 NH2 5µm packed by BISCHOFF | NH2 | 200 | 4 | 5 | 100 | L8 | no | HPLC Column | SS | 200 x 4,0 mm
Lichrospher | 2046E190LS050 | MERCK Lichrospher 100 NH2 5µm packed by BISCHOFF | NH2 | 200 | 4.6 | 5 | 100 | L8 | no | HPLC Column | SS | 200 x 4,6 mm
Lichrospher | 2502E190LS050 | MERCK Lichrospher 100 NH2 5µm packed by BISCHOFF | NH2 | 250 | 2 | 5 | 100 | L8 | no | HPLC Column | SS | 250 x 2,0 mm
Lichrospher | 2503E190LS050 | MERCK Lichrospher 100 NH2 5µm packed by BISCHOFF | NH2 | 250 | 3 | 5 | 100 | L8 | no | HPLC Column | SS | 250 x 3,0 mm
Lichrospher | 2504E190LS050 | MERCK Lichrospher 100 NH2 5µm packed by BISCHOFF | NH2 | 250 | 4 | 5 | 100 | L8 | no | HPLC Column | SS | 250 x 4,0 mm
Lichrospher | 2546E190LS050 | MERCK Lichrospher 100 NH2 5µm packed by BISCHOFF | NH2 | 250 | 4.6 | 5 | 100 | L8 | no | HPLC Column | SS | 250 x 4,6 mm
Lichrospher | 3002E190LS050 | MERCK Lichrospher 100 NH2 5µm packed by BISCHOFF | NH2 | 300 | 2 | 5 | 100 | L8 | no | HPLC Column | SS | 300 x 2,0 mm
Lichrospher | 3003E190LS050 | MERCK Lichrospher 100 NH2 5µm packed by BISCHOFF | NH2 | 300 | 3 | 5 | 100 | L8 | no | HPLC Column | SS | 300 x 3,0 mm
Lichrospher | 3004E190LS050 | MERCK Lichrospher 100 NH2 5µm packed by BISCHOFF | NH2 | 300 | 4 | 5 | 100 | L8 | no | HPLC Column | SS | 300 x 4,0 mm
Lichrospher | 3046E190LS050 | MERCK Lichrospher 100 NH2 5µm packed by BISCHOFF | NH2 | 300 | 4.6 | 5 | 100 | L8 | no | HPLC Column | SS | 300 x 4,6 mm
Lichrospher | 01P4E190LS050 | MERCK Lichrospher 100 NH2 5µm packed by BISCHOFF | NH2 | 14 | 4 | 5 | 100 | L8 | no | HPLC Column | PEEK | 14 x 4,0 mm
Lichrospher | A2P4E190LS050 | MERCK Lichrospher 100 NH2 5µm packed by BISCHOFF | NH2 | 20 | 4 | 5 | 100 | L8 | no | HPLC Column | PEEK | 20 x 4,0 mm
Lichrospher | 02P4E190LS050 | MERCK Lichrospher 100 NH2 5µm packed by BISCHOFF | NH2 | 25 | 4 | 5 | 100 | L8 | no | HPLC Column | PEEK | 25 x 4,0 mm
Lichrospher | 03P4E190LS050 | MERCK Lichrospher 100 NH2 5µm packed by BISCHOFF | NH2 | 30 | 4 | 5 | 100 | L8 | no | HPLC Column | PEEK | 30 x 4,0 mm
Lichrospher | 04P4E190LS050 | MERCK Lichrospher 100 NH2 5µm packed by BISCHOFF | NH2 | 33 | 4 | 5 | 100 | L8 | no | HPLC Column | PEEK | 33 x 4,0 mm
Lichrospher | A4P4E190LS050 | MERCK Lichrospher 100 NH2 5µm packed by BISCHOFF | NH2 | 40 | 4 | 5 | 100 | L8 | no | HPLC Column | PEEK | 40 x 4,0 mm
Lichrospher | 05P4E190LS050 | MERCK Lichrospher 100 NH2 5µm packed by BISCHOFF | NH2 | 50 | 4 | 5 | 100 | L8 | no | HPLC Column | PEEK | 50 x 4,0 mm
Lichrospher | 06P4E190LS050 | MERCK Lichrospher 100 NH2 5µm packed by BISCHOFF | NH2 | 53 | 4 | 5 | 100 | L8 | no | HPLC Column | PEEK | 53 x 4,0 mm
Lichrospher | A6P4E190LS050 | MERCK Lichrospher 100 NH2 5µm packed by BISCHOFF | NH2 | 60 | 4 | 5 | 100 | L8 | no | HPLC Column | PEEK | 60 x 4,0 mm
Lichrospher | 07P4E190LS050 | MERCK Lichrospher 100 NH2 5µm packed by BISCHOFF | NH2 | 75 | 4 | 5 | 100 | L8 | no | HPLC Column | PEEK | 75 x 4,0 mm
Lichrospher | 10P4E190LS050 | MERCK Lichrospher 100 NH2 5µm packed by BISCHOFF | NH2 | 100 | 4 | 5 | 100 | L8 | no | HPLC Column | PEEK | 100 x 4,0 mm
Lichrospher | 12P4E190LS050 | MERCK Lichrospher 100 NH2 5µm packed by BISCHOFF | NH2 | 125 | 4 | 5 | 100 | L8 | no | HPLC Column | PEEK | 125 x 4,0 mm
Lichrospher | 15P4E190LS050 | MERCK Lichrospher 100 NH2 5µm packed by BISCHOFF | NH2 | 150 | 4 | 5 | 100 | L8 | no | HPLC Column | PEEK | 150 x 4,0 mm
Lichrospher | 20P4E190LS050 | MERCK Lichrospher 100 NH2 5µm packed by BISCHOFF | NH2 | 200 | 4 | 5 | 100 | L8 | no | HPLC Column | PEEK | 200 x 4,0 mm
Lichrospher | 25P4E190LS050 | MERCK Lichrospher 100 NH2 5µm packed by BISCHOFF | NH2 | 250 | 4 | 5 | 100 | L8 | no | HPLC Column | PEEK | 250 x 4,0 mm
Lichrospher | 30P4E190LS050 | MERCK Lichrospher 100 NH2 5µm packed by BISCHOFF | NH2 | 300 | 4 | 5 | 100 | L8 | no | HPLC Column | PEEK | 300 x 4,0 mm
Lichrospher | 6305E190LS050 | MERCK Lichrospher 100 NH2 5µm packed by BISCHOFF | NH2 | 5 | 4 | 5 | 100 | L8 | no | Cartridges (5 pcs.) | SS | 5 x 4,0 mm
Lichrospher | 6301E190LS050 | MERCK Lichrospher 100 NH2 5µm packed by BISCHOFF | NH2 | 10 | 4 | 5 | 100 | L8 | no | Cartridges (5 pcs.) | SS | 10 x 4,0 mm
Lichrospher | 6302E190LS050 | MERCK Lichrospher 100 NH2 5µm packed by BISCHOFF | NH2 | 20 | 4 | 5 | 100 | L8 | no | Cartridges (5 pcs.) | SS | 20 x 4,0 mm
Lichrospher | 63P1E190LS050 | MERCK Lichrospher 100 NH2 5µm packed by BISCHOFF | NH2 | 10 | 4 | 5 | 100 | L8 | no | Cartridges (5 pcs.) | PEEK | 10 x 4,0 mm
Lichrospher | 63P2E190LS050 | MERCK Lichrospher 100 NH2 5µm packed by BISCHOFF | NH2 | 20 | 4 | 5 | 100 | L8 | no | Cartridges (5 pcs.) | PEEK | 20 x 4,0 mm
Lichrospher | 6335E190LS050 | MERCK Lichrospher 100 NH2 5µm packed by BISCHOFF | NH2 | 5 | 3 | 5 | 100 | L8 | no | Cartridges (5 pcs.) | SS | 5 x 3,0 mm
Lichrospher | 6331E190LS050 | MERCK Lichrospher 100 NH2 5µm packed by BISCHOFF | NH2 | 10 | 3 | 5 | 100 | L8 | no | Cartridges (5 pcs.) | SS | 10 x 3,0 mm
Lichrospher | 6332E190LS050 | MERCK Lichrospher 100 NH2 5µm packed by BISCHOFF | NH2 | 20 | 3 | 5 | 100 | L8 | no | Cartridges (5 pcs.) | SS | 20 x 3,0 mm
Lichrospher | 6325E190LS050 | MERCK Lichrospher 100 NH2 5µm packed by BISCHOFF | NH2 | 5 | 2 | 5 | 100 | L8 | no | Cartridges (5 pcs.) | SS | 5 x 2,0 mm
Lichrospher | 6321E190LS050 | MERCK Lichrospher 100 NH2 5µm packed by BISCHOFF | NH2 | 10 | 2 | 5 | 100 | L8 | no | Cartridges (5 pcs.) | SS | 10 x 2,0 mm
Lichrospher | 6322E190LS050 | MERCK Lichrospher 100 NH2 5µm packed by BISCHOFF | NH2 | 20 | 2 | 5 | 100 | L8 | no | Cartridges (5 pcs.) | SS | 20 x 2,0 mm
Lichrospher | 0102E190LS100 | MERCK Lichrospher 100 NH2 10µm packed by BISCHOFF | NH2 | 14 | 2 | 10 | 100 | L8 | no | HPLC Column | SS | 14 x 2,0 mm
Lichrospher | 0103E190LS100 | MERCK Lichrospher 100 NH2 10µm packed by BISCHOFF | NH2 | 14 | 3 | 10 | 100 | L8 | no | HPLC Column | SS | 14 x 3,0 mm
Lichrospher | 0104E190LS100 | MERCK Lichrospher 100 NH2 10µm packed by BISCHOFF | NH2 | 14 | 4 | 10 | 100 | L8 | no | HPLC Column | SS | 14 x 4,0 mm
Lichrospher | 0146E190LS100 | MERCK Lichrospher 100 NH2 10µm packed by BISCHOFF | NH2 | 14 | 4.6 | 10 | 100 | L8 | no | HPLC Column | SS | 14 x 4,6 mm
Lichrospher | A202E190LS100 | MERCK Lichrospher 100 NH2 10µm packed by BISCHOFF | NH2 | 20 | 2 | 10 | 100 | L8 | no | HPLC Column | SS | 20 x 2,0 mm
Lichrospher | A203E190LS100 | MERCK Lichrospher 100 NH2 10µm packed by BISCHOFF | NH2 | 20 | 3 | 10 | 100 | L8 | no | HPLC Column | SS | 20 x 3,0 mm
Lichrospher | A204E190LS100 | MERCK Lichrospher 100 NH2 10µm packed by BISCHOFF | NH2 | 20 | 4 | 10 | 100 | L8 | no | HPLC Column | SS | 20 x 4,0 mm
Lichrospher | A246E190LS100 | MERCK Lichrospher 100 NH2 10µm packed by BISCHOFF | NH2 | 20 | 4.6 | 10 | 100 | L8 | no | HPLC Column | SS | 20 x 4,6 mm
Lichrospher | 0202E190LS100 | MERCK Lichrospher 100 NH2 10µm packed by BISCHOFF | NH2 | 25 | 2 | 10 | 100 | L8 | no | HPLC Column | SS | 25 x 2,0 mm
Lichrospher | 0203E190LS100 | MERCK Lichrospher 100 NH2 10µm packed by BISCHOFF | NH2 | 25 | 3 | 10 | 100 | L8 | no | HPLC Column | SS | 25 x 3,0 mm
Lichrospher | 0204E190LS100 | MERCK Lichrospher 100 NH2 10µm packed by BISCHOFF | NH2 | 25 | 4 | 10 | 100 | L8 | no | HPLC Column | SS | 25 x 4,0 mm
Lichrospher | 0246E190LS100 | MERCK Lichrospher 100 NH2 10µm packed by BISCHOFF | NH2 | 25 | 4.6 | 10 | 100 | L8 | no | HPLC Column | SS | 25 x 4,6 mm
Lichrospher | 0302E190LS100 | MERCK Lichrospher 100 NH2 10µm packed by BISCHOFF | NH2 | 30 | 2 | 10 | 100 | L8 | no | HPLC Column | SS | 30 x 2,0 mm
Lichrospher | 0303E190LS100 | MERCK Lichrospher 100 NH2 10µm packed by BISCHOFF | NH2 | 30 | 3 | 10 | 100 | L8 | no | HPLC Column | SS | 30 x 3,0 mm
Lichrospher | 0304E190LS100 | MERCK Lichrospher 100 NH2 10µm packed by BISCHOFF | NH2 | 30 | 4 | 10 | 100 | L8 | no | HPLC Column | SS | 30 x 4,0 mm
Lichrospher | 0346E190LS100 | MERCK Lichrospher 100 NH2 10µm packed by BISCHOFF | NH2 | 30 | 4.6 | 10 | 100 | L8 | no | HPLC Column | SS | 30 x 4,6 mm
Lichrospher | 0402E190LS100 | MERCK Lichrospher 100 NH2 10µm packed by BISCHOFF | NH2 | 33 | 2 | 10 | 100 | L8 | no | HPLC Column | SS | 33 x 2,0 mm
Lichrospher | 0403E190LS100 | MERCK Lichrospher 100 NH2 10µm packed by BISCHOFF | NH2 | 33 | 3 | 10 | 100 | L8 | no | HPLC Column | SS | 33 x 3,0 mm
Lichrospher | 0404E190LS100 | MERCK Lichrospher 100 NH2 10µm packed by BISCHOFF | NH2 | 33 | 4 | 10 | 100 | L8 | no | HPLC Column | SS | 33 x 4,0 mm
Lichrospher | 0446E190LS100 | MERCK Lichrospher 100 NH2 10µm packed by BISCHOFF | NH2 | 33 | 4.6 | 10 | 100 | L8 | no | HPLC Column | SS | 33 x 4,6 mm
Lichrospher | A402E190LS100 | MERCK Lichrospher 100 NH2 10µm packed by BISCHOFF | NH2 | 40 | 2 | 10 | 100 | L8 | no | HPLC Column | SS | 40 x 2,0 mm
Lichrospher | A403E190LS100 | MERCK Lichrospher 100 NH2 10µm packed by BISCHOFF | NH2 | 40 | 3 | 10 | 100 | L8 | no | HPLC Column | SS | 40 x 3,0 mm
Lichrospher | A404E190LS100 | MERCK Lichrospher 100 NH2 10µm packed by BISCHOFF | NH2 | 40 | 4 | 10 | 100 | L8 | no | HPLC Column | SS | 40 x 4,0 mm
Lichrospher | A446E190LS100 | MERCK Lichrospher 100 NH2 10µm packed by BISCHOFF | NH2 | 40 | 4.6 | 10 | 100 | L8 | no | HPLC Column | SS | 40 x 4,6 mm
Lichrospher | 0502E190LS100 | MERCK Lichrospher 100 NH2 10µm packed by BISCHOFF | NH2 | 50 | 2 | 10 | 100 | L8 | no | HPLC Column | SS | 50 x 2,0 mm
Lichrospher | 0503E190LS100 | MERCK Lichrospher 100 NH2 10µm packed by BISCHOFF | NH2 | 50 | 3 | 10 | 100 | L8 | no | HPLC Column | SS | 50 x 3,0 mm
Lichrospher | 0504E190LS100 | MERCK Lichrospher 100 NH2 10µm packed by BISCHOFF | NH2 | 50 | 4 | 10 | 100 | L8 | no | HPLC Column | SS | 50 x 4,0 mm
Lichrospher | 0546E190LS100 | MERCK Lichrospher 100 NH2 10µm packed by BISCHOFF | NH2 | 50 | 4.6 | 10 | 100 | L8 | no | HPLC Column | SS | 50 x 4,6 mm
Lichrospher | 0602E190LS100 | MERCK Lichrospher 100 NH2 10µm packed by BISCHOFF | NH2 | 53 | 2 | 10 | 100 | L8 | no | HPLC Column | SS | 53 x 2,0 mm
Lichrospher | 0603E190LS100 | MERCK Lichrospher 100 NH2 10µm packed by BISCHOFF | NH2 | 53 | 3 | 10 | 100 | L8 | no | HPLC Column | SS | 53 x 3,0 mm
Lichrospher | 0604E190LS100 | MERCK Lichrospher 100 NH2 10µm packed by BISCHOFF | NH2 | 53 | 4 | 10 | 100 | L8 | no | HPLC Column | SS | 53 x 4,0 mm
Lichrospher | 0646E190LS100 | MERCK Lichrospher 100 NH2 10µm packed by BISCHOFF | NH2 | 53 | 4.6 | 10 | 100 | L8 | no | HPLC Column | SS | 53 x 4,6 mm
Lichrospher | A602E190LS100 | MERCK Lichrospher 100 NH2 10µm packed by BISCHOFF | NH2 | 60 | 2 | 10 | 100 | L8 | no | HPLC Column | SS | 60 x 2,0 mm
Lichrospher | A603E190LS100 | MERCK Lichrospher 100 NH2 10µm packed by BISCHOFF | NH2 | 60 | 3 | 10 | 100 | L8 | no | HPLC Column | SS | 60 x 3,0 mm
Lichrospher | A604E190LS100 | MERCK Lichrospher 100 NH2 10µm packed by BISCHOFF | NH2 | 60 | 4 | 10 | 100 | L8 | no | HPLC Column | SS | 60 x 4,0 mm
Lichrospher | A646E190LS100 | MERCK Lichrospher 100 NH2 10µm packed by BISCHOFF | NH2 | 60 | 4.6 | 10 | 100 | L8 | no | HPLC Column | SS | 60 x 4,6 mm
Lichrospher | 0702E190LS100 | MERCK Lichrospher 100 NH2 10µm packed by BISCHOFF | NH2 | 75 | 2 | 10 | 100 | L8 | no | HPLC Column | SS | 75 x 2,0 mm
Lichrospher | 0703E190LS100 | MERCK Lichrospher 100 NH2 10µm packed by BISCHOFF | NH2 | 75 | 3 | 10 | 100 | L8 | no | HPLC Column | SS | 75 x 3,0 mm
Lichrospher | 0704E190LS100 | MERCK Lichrospher 100 NH2 10µm packed by BISCHOFF | NH2 | 75 | 4 | 10 | 100 | L8 | no | HPLC Column | SS | 75 x 4,0 mm
Lichrospher | 0746E190LS100 | MERCK Lichrospher 100 NH2 10µm packed by BISCHOFF | NH2 | 75 | 4.6 | 10 | 100 | L8 | no | HPLC Column | SS | 75 x 4,6 mm
Lichrospher | 1002E190LS100 | MERCK Lichrospher 100 NH2 10µm packed by BISCHOFF | NH2 | 100 | 2 | 10 | 100 | L8 | no | HPLC Column | SS | 100 x 2,0 mm
Lichrospher | 1003E190LS100 | MERCK Lichrospher 100 NH2 10µm packed by BISCHOFF | NH2 | 100 | 3 | 10 | 100 | L8 | no | HPLC Column | SS | 100 x 3,0 mm
Lichrospher | 1004E190LS100 | MERCK Lichrospher 100 NH2 10µm packed by BISCHOFF | NH2 | 100 | 4 | 10 | 100 | L8 | no | HPLC Column | SS | 100 x 4,0 mm
Lichrospher | 1046E190LS100 | MERCK Lichrospher 100 NH2 10µm packed by BISCHOFF | NH2 | 100 | 4.6 | 10 | 100 | L8 | no | HPLC Column | SS | 100 x 4,6 mm
Lichrospher | 1202E190LS100 | MERCK Lichrospher 100 NH2 10µm packed by BISCHOFF | NH2 | 125 | 2 | 10 | 100 | L8 | no | HPLC Column | SS | 125 x 2,0 mm
Lichrospher | 1203E190LS100 | MERCK Lichrospher 100 NH2 10µm packed by BISCHOFF | NH2 | 125 | 3 | 10 | 100 | L8 | no | HPLC Column | SS | 125 x 3,0 mm
Lichrospher | 1204E190LS100 | MERCK Lichrospher 100 NH2 10µm packed by BISCHOFF | NH2 | 125 | 4 | 10 | 100 | L8 | no | HPLC Column | SS | 125 x 4,0 mm
Lichrospher | 1246E190LS100 | MERCK Lichrospher 100 NH2 10µm packed by BISCHOFF | NH2 | 125 | 4.6 | 10 | 100 | L8 | no | HPLC Column | SS | 125 x 4,6 mm
Lichrospher | 1502E190LS100 | MERCK Lichrospher 100 NH2 10µm packed by BISCHOFF | NH2 | 150 | 2 | 10 | 100 | L8 | no | HPLC Column | SS | 150 x 2,0 mm
Lichrospher | 1503E190LS100 | MERCK Lichrospher 100 NH2 10µm packed by BISCHOFF | NH2 | 150 | 3 | 10 | 100 | L8 | no | HPLC Column | SS | 150 x 3,0 mm
Lichrospher | 1504E190LS100 | MERCK Lichrospher 100 NH2 10µm packed by BISCHOFF | NH2 | 150 | 4 | 10 | 100 | L8 | no | HPLC Column | SS | 150 x 4,0 mm
Lichrospher | 1546E190LS100 | MERCK Lichrospher 100 NH2 10µm packed by BISCHOFF | NH2 | 150 | 4.6 | 10 | 100 | L8 | no | HPLC Column | SS | 150 x 4,6 mm
Lichrospher | 2002E190LS100 | MERCK Lichrospher 100 NH2 10µm packed by BISCHOFF | NH2 | 200 | 2 | 10 | 100 | L8 | no | HPLC Column | SS | 200 x 2,0 mm
Lichrospher | 2003E190LS100 | MERCK Lichrospher 100 NH2 10µm packed by BISCHOFF | NH2 | 200 | 3 | 10 | 100 | L8 | no | HPLC Column | SS | 200 x 3,0 mm
Lichrospher | 2004E190LS100 | MERCK Lichrospher 100 NH2 10µm packed by BISCHOFF | NH2 | 200 | 4 | 10 | 100 | L8 | no | HPLC Column | SS | 200 x 4,0 mm
Lichrospher | 2046E190LS100 | MERCK Lichrospher 100 NH2 10µm packed by BISCHOFF | NH2 | 200 | 4.6 | 10 | 100 | L8 | no | HPLC Column | SS | 200 x 4,6 mm
Lichrospher | 2502E190LS100 | MERCK Lichrospher 100 NH2 10µm packed by BISCHOFF | NH2 | 250 | 2 | 10 | 100 | L8 | no | HPLC Column | SS | 250 x 2,0 mm
Lichrospher | 2503E190LS100 | MERCK Lichrospher 100 NH2 10µm packed by BISCHOFF | NH2 | 250 | 3 | 10 | 100 | L8 | no | HPLC Column | SS | 250 x 3,0 mm
Lichrospher | 2504E190LS100 | MERCK Lichrospher 100 NH2 10µm packed by BISCHOFF | NH2 | 250 | 4 | 10 | 100 | L8 | no | HPLC Column | SS | 250 x 4,0 mm
Lichrospher | 2546E190LS100 | MERCK Lichrospher 100 NH2 10µm packed by BISCHOFF | NH2 | 250 | 4.6 | 10 | 100 | L8 | no | HPLC Column | SS | 250 x 4,6 mm
Lichrospher | 3002E190LS100 | MERCK Lichrospher 100 NH2 10µm packed by BISCHOFF | NH2 | 300 | 2 | 10 | 100 | L8 | no | HPLC Column | SS | 300 x 2,0 mm
Lichrospher | 3003E190LS100 | MERCK Lichrospher 100 NH2 10µm packed by BISCHOFF | NH2 | 300 | 3 | 10 | 100 | L8 | no | HPLC Column | SS | 300 x 3,0 mm
Lichrospher | 3004E190LS100 | MERCK Lichrospher 100 NH2 10µm packed by BISCHOFF | NH2 | 300 | 4 | 10 | 100 | L8 | no | HPLC Column | SS | 300 x 4,0 mm
Lichrospher | 3046E190LS100 | MERCK Lichrospher 100 NH2 10µm packed by BISCHOFF | NH2 | 300 | 4.6 | 10 | 100 | L8 | no | HPLC Column | SS | 300 x 4,6 mm
Lichrospher | 01P4E190LS100 | MERCK Lichrospher 100 NH2 10µm packed by BISCHOFF | NH2 | 14 | 4 | 10 | 100 | L8 | no | HPLC Column | PEEK | 14 x 4,0 mm
Lichrospher | A2P4E190LS100 | MERCK Lichrospher 100 NH2 10µm packed by BISCHOFF | NH2 | 20 | 4 | 10 | 100 | L8 | no | HPLC Column | PEEK | 20 x 4,0 mm
Lichrospher | 02P4E190LS100 | MERCK Lichrospher 100 NH2 10µm packed by BISCHOFF | NH2 | 25 | 4 | 10 | 100 | L8 | no | HPLC Column | PEEK | 25 x 4,0 mm
Lichrospher | 03P4E190LS100 | MERCK Lichrospher 100 NH2 10µm packed by BISCHOFF | NH2 | 30 | 4 | 10 | 100 | L8 | no | HPLC Column | PEEK | 30 x 4,0 mm
Lichrospher | 04P4E190LS100 | MERCK Lichrospher 100 NH2 10µm packed by BISCHOFF | NH2 | 33 | 4 | 10 | 100 | L8 | no | HPLC Column | PEEK | 33 x 4,0 mm
Lichrospher | A4P4E190LS100 | MERCK Lichrospher 100 NH2 10µm packed by BISCHOFF | NH2 | 40 | 4 | 10 | 100 | L8 | no | HPLC Column | PEEK | 40 x 4,0 mm
Lichrospher | 05P4E190LS100 | MERCK Lichrospher 100 NH2 10µm packed by BISCHOFF | NH2 | 50 | 4 | 10 | 100 | L8 | no | HPLC Column | PEEK | 50 x 4,0 mm
Lichrospher | 06P4E190LS100 | MERCK Lichrospher 100 NH2 10µm packed by BISCHOFF | NH2 | 53 | 4 | 10 | 100 | L8 | no | HPLC Column | PEEK | 53 x 4,0 mm
Lichrospher | A6P4E190LS100 | MERCK Lichrospher 100 NH2 10µm packed by BISCHOFF | NH2 | 60 | 4 | 10 | 100 | L8 | no | HPLC Column | PEEK | 60 x 4,0 mm
Lichrospher | 07P4E190LS100 | MERCK Lichrospher 100 NH2 10µm packed by BISCHOFF | NH2 | 75 | 4 | 10 | 100 | L8 | no | HPLC Column | PEEK | 75 x 4,0 mm
Lichrospher | 10P4E190LS100 | MERCK Lichrospher 100 NH2 10µm packed by BISCHOFF | NH2 | 100 | 4 | 10 | 100 | L8 | no | HPLC Column | PEEK | 100 x 4,0 mm
Lichrospher | 12P4E190LS100 | MERCK Lichrospher 100 NH2 10µm packed by BISCHOFF | NH2 | 125 | 4 | 10 | 100 | L8 | no | HPLC Column | PEEK | 125 x 4,0 mm
Lichrospher | 15P4E190LS100 | MERCK Lichrospher 100 NH2 10µm packed by BISCHOFF | NH2 | 150 | 4 | 10 | 100 | L8 | no | HPLC Column | PEEK | 150 x 4,0 mm
Lichrospher | 20P4E190LS100 | MERCK Lichrospher 100 NH2 10µm packed by BISCHOFF | NH2 | 200 | 4 | 10 | 100 | L8 | no | HPLC Column | PEEK | 200 x 4,0 mm
Lichrospher | 25P4E190LS100 | MERCK Lichrospher 100 NH2 10µm packed by BISCHOFF | NH2 | 250 | 4 | 10 | 100 | L8 | no | HPLC Column | PEEK | 250 x 4,0 mm
Lichrospher | 30P4E190LS100 | MERCK Lichrospher 100 NH2 10µm packed by BISCHOFF | NH2 | 300 | 4 | 10 | 100 | L8 | no | HPLC Column | PEEK | 300 x 4,0 mm
Lichrospher | 6305E190LS100 | MERCK Lichrospher 100 NH2 10µm packed by BISCHOFF | NH2 | 5 | 4 | 10 | 100 | L8 | no | Cartridges (5 pcs.) | SS | 5 x 4,0 mm
Lichrospher | 6301E190LS100 | MERCK Lichrospher 100 NH2 10µm packed by BISCHOFF | NH2 | 10 | 4 | 10 | 100 | L8 | no | Cartridges (5 pcs.) | SS | 10 x 4,0 mm
Lichrospher | 6302E190LS100 | MERCK Lichrospher 100 NH2 10µm packed by BISCHOFF | NH2 | 20 | 4 | 10 | 100 | L8 | no | Cartridges (5 pcs.) | SS | 20 x 4,0 mm
Lichrospher | 63P1E190LS100 | MERCK Lichrospher 100 NH2 10µm packed by BISCHOFF | NH2 | 10 | 4 | 10 | 100 | L8 | no | Cartridges (5 pcs.) | PEEK | 10 x 4,0 mm
Lichrospher | 63P2E190LS100 | MERCK Lichrospher 100 NH2 10µm packed by BISCHOFF | NH2 | 20 | 4 | 10 | 100 | L8 | no | Cartridges (5 pcs.) | PEEK | 20 x 4,0 mm
Lichrospher | 6335E190LS100 | MERCK Lichrospher 100 NH2 10µm packed by BISCHOFF | NH2 | 5 | 3 | 10 | 100 | L8 | no | Cartridges (5 pcs.) | SS | 5 x 3,0 mm
Lichrospher | 6331E190LS100 | MERCK Lichrospher 100 NH2 10µm packed by BISCHOFF | NH2 | 10 | 3 | 10 | 100 | L8 | no | Cartridges (5 pcs.) | SS | 10 x 3,0 mm
Lichrospher | 6332E190LS100 | MERCK Lichrospher 100 NH2 10µm packed by BISCHOFF | NH2 | 20 | 3 | 10 | 100 | L8 | no | Cartridges (5 pcs.) | SS | 20 x 3,0 mm
Lichrospher | 6325E190LS100 | MERCK Lichrospher 100 NH2 10µm packed by BISCHOFF | NH2 | 5 | 2 | 10 | 100 | L8 | no | Cartridges (5 pcs.) | SS | 5 x 2,0 mm
Lichrospher | 6321E190LS100 | MERCK Lichrospher 100 NH2 10µm packed by BISCHOFF | NH2 | 10 | 2 | 10 | 100 | L8 | no | Cartridges (5 pcs.) | SS | 10 x 2,0 mm
Lichrospher | 6322E190LS100 | MERCK Lichrospher 100 NH2 10µm packed by BISCHOFF | NH2 | 20 | 2 | 10 | 100 | L8 | no | Cartridges (5 pcs.) | SS | 20 x 2,0 mm
Lichrospher | 0102E410LS050 | MERCK Lichrospher 100 Diol 5µm packed by BISCHOFF | DIOL | 14 | 2 | 5 | 100 | L20 | no | HPLC Column | SS | 14 x 2,0 mm
Lichrospher | 0103E410LS050 | MERCK Lichrospher 100 Diol 5µm packed by BISCHOFF | DIOL | 14 | 3 | 5 | 100 | L20 | no | HPLC Column | SS | 14 x 3,0 mm
Lichrospher | 0104E410LS050 | MERCK Lichrospher 100 Diol 5µm packed by BISCHOFF | DIOL | 14 | 4 | 5 | 100 | L20 | no | HPLC Column | SS | 14 x 4,0 mm
Lichrospher | 0146E410LS050 | MERCK Lichrospher 100 Diol 5µm packed by BISCHOFF | DIOL | 14 | 4.6 | 5 | 100 | L20 | no | HPLC Column | SS | 14 x 4,6 mm
Lichrospher | A202E410LS050 | MERCK Lichrospher 100 Diol 5µm packed by BISCHOFF | DIOL | 20 | 2 | 5 | 100 | L20 | no | HPLC Column | SS | 20 x 2,0 mm
Lichrospher | A203E410LS050 | MERCK Lichrospher 100 Diol 5µm packed by BISCHOFF | DIOL | 20 | 3 | 5 | 100 | L20 | no | HPLC Column | SS | 20 x 3,0 mm
Lichrospher | A204E410LS050 | MERCK Lichrospher 100 Diol 5µm packed by BISCHOFF | DIOL | 20 | 4 | 5 | 100 | L20 | no | HPLC Column | SS | 20 x 4,0 mm
Lichrospher | A246E410LS050 | MERCK Lichrospher 100 Diol 5µm packed by BISCHOFF | DIOL | 20 | 4.6 | 5 | 100 | L20 | no | HPLC Column | SS | 20 x 4,6 mm
Lichrospher | 0202E410LS050 | MERCK Lichrospher 100 Diol 5µm packed by BISCHOFF | DIOL | 25 | 2 | 5 | 100 | L20 | no | HPLC Column | SS | 25 x 2,0 mm
Lichrospher | 0203E410LS050 | MERCK Lichrospher 100 Diol 5µm packed by BISCHOFF | DIOL | 25 | 3 | 5 | 100 | L20 | no | HPLC Column | SS | 25 x 3,0 mm
Lichrospher | 0204E410LS050 | MERCK Lichrospher 100 Diol 5µm packed by BISCHOFF | DIOL | 25 | 4 | 5 | 100 | L20 | no | HPLC Column | SS | 25 x 4,0 mm
Lichrospher | 0246E410LS050 | MERCK Lichrospher 100 Diol 5µm packed by BISCHOFF | DIOL | 25 | 4.6 | 5 | 100 | L20 | no | HPLC Column | SS | 25 x 4,6 mm
Lichrospher | 0302E410LS050 | MERCK Lichrospher 100 Diol 5µm packed by BISCHOFF | DIOL | 30 | 2 | 5 | 100 | L20 | no | HPLC Column | SS | 30 x 2,0 mm
Lichrospher | 0303E410LS050 | MERCK Lichrospher 100 Diol 5µm packed by BISCHOFF | DIOL | 30 | 3 | 5 | 100 | L20 | no | HPLC Column | SS | 30 x 3,0 mm
Lichrospher | 0304E410LS050 | MERCK Lichrospher 100 Diol 5µm packed by BISCHOFF | DIOL | 30 | 4 | 5 | 100 | L20 | no | HPLC Column | SS | 30 x 4,0 mm
Lichrospher | 0346E410LS050 | MERCK Lichrospher 100 Diol 5µm packed by BISCHOFF | DIOL | 30 | 4.6 | 5 | 100 | L20 | no | HPLC Column | SS | 30 x 4,6 mm
Lichrospher | 0402E410LS050 | MERCK Lichrospher 100 Diol 5µm packed by BISCHOFF | DIOL | 33 | 2 | 5 | 100 | L20 | no | HPLC Column | SS | 33 x 2,0 mm
Lichrospher | 0403E410LS050 | MERCK Lichrospher 100 Diol 5µm packed by BISCHOFF | DIOL | 33 | 3 | 5 | 100 | L20 | no | HPLC Column | SS | 33 x 3,0 mm
Lichrospher | 0404E410LS050 | MERCK Lichrospher 100 Diol 5µm packed by BISCHOFF | DIOL | 33 | 4 | 5 | 100 | L20 | no | HPLC Column | SS | 33 x 4,0 mm
Lichrospher | 0446E410LS050 | MERCK Lichrospher 100 Diol 5µm packed by BISCHOFF | DIOL | 33 | 4.6 | 5 | 100 | L20 | no | HPLC Column | SS | 33 x 4,6 mm
Lichrospher | A402E410LS050 | MERCK Lichrospher 100 Diol 5µm packed by BISCHOFF | DIOL | 40 | 2 | 5 | 100 | L20 | no | HPLC Column | SS | 40 x 2,0 mm
Lichrospher | A403E410LS050 | MERCK Lichrospher 100 Diol 5µm packed by BISCHOFF | DIOL | 40 | 3 | 5 | 100 | L20 | no | HPLC Column | SS | 40 x 3,0 mm
Lichrospher | A404E410LS050 | MERCK Lichrospher 100 Diol 5µm packed by BISCHOFF | DIOL | 40 | 4 | 5 | 100 | L20 | no | HPLC Column | SS | 40 x 4,0 mm
Lichrospher | A446E410LS050 | MERCK Lichrospher 100 Diol 5µm packed by BISCHOFF | DIOL | 40 | 4.6 | 5 | 100 | L20 | no | HPLC Column | SS | 40 x 4,6 mm
Lichrospher | 0502E410LS050 | MERCK Lichrospher 100 Diol 5µm packed by BISCHOFF | DIOL | 50 | 2 | 5 | 100 | L20 | no | HPLC Column | SS | 50 x 2,0 mm
Lichrospher | 0503E410LS050 | MERCK Lichrospher 100 Diol 5µm packed by BISCHOFF | DIOL | 50 | 3 | 5 | 100 | L20 | no | HPLC Column | SS | 50 x 3,0 mm
Lichrospher | 0504E410LS050 | MERCK Lichrospher 100 Diol 5µm packed by BISCHOFF | DIOL | 50 | 4 | 5 | 100 | L20 | no | HPLC Column | SS | 50 x 4,0 mm
Lichrospher | 0546E410LS050 | MERCK Lichrospher 100 Diol 5µm packed by BISCHOFF | DIOL | 50 | 4.6 | 5 | 100 | L20 | no | HPLC Column | SS | 50 x 4,6 mm
Lichrospher | 0602E410LS050 | MERCK Lichrospher 100 Diol 5µm packed by BISCHOFF | DIOL | 53 | 2 | 5 | 100 | L20 | no | HPLC Column | SS | 53 x 2,0 mm
Lichrospher | 0603E410LS050 | MERCK Lichrospher 100 Diol 5µm packed by BISCHOFF | DIOL | 53 | 3 | 5 | 100 | L20 | no | HPLC Column | SS | 53 x 3,0 mm
Lichrospher | 0604E410LS050 | MERCK Lichrospher 100 Diol 5µm packed by BISCHOFF | DIOL | 53 | 4 | 5 | 100 | L20 | no | HPLC Column | SS | 53 x 4,0 mm
Lichrospher | 0646E410LS050 | MERCK Lichrospher 100 Diol 5µm packed by BISCHOFF | DIOL | 53 | 4.6 | 5 | 100 | L20 | no | HPLC Column | SS | 53 x 4,6 mm
Lichrospher | A602E410LS050 | MERCK Lichrospher 100 Diol 5µm packed by BISCHOFF | DIOL | 60 | 2 | 5 | 100 | L20 | no | HPLC Column | SS | 60 x 2,0 mm
Lichrospher | A603E410LS050 | MERCK Lichrospher 100 Diol 5µm packed by BISCHOFF | DIOL | 60 | 3 | 5 | 100 | L20 | no | HPLC Column | SS | 60 x 3,0 mm
Lichrospher | A604E410LS050 | MERCK Lichrospher 100 Diol 5µm packed by BISCHOFF | DIOL | 60 | 4 | 5 | 100 | L20 | no | HPLC Column | SS | 60 x 4,0 mm
Lichrospher | A646E410LS050 | MERCK Lichrospher 100 Diol 5µm packed by BISCHOFF | DIOL | 60 | 4.6 | 5 | 100 | L20 | no | HPLC Column | SS | 60 x 4,6 mm
Lichrospher | 0702E410LS050 | MERCK Lichrospher 100 Diol 5µm packed by BISCHOFF | DIOL | 75 | 2 | 5 | 100 | L20 | no | HPLC Column | SS | 75 x 2,0 mm
Lichrospher | 0703E410LS050 | MERCK Lichrospher 100 Diol 5µm packed by BISCHOFF | DIOL | 75 | 3 | 5 | 100 | L20 | no | HPLC Column | SS | 75 x 3,0 mm
Lichrospher | 0704E410LS050 | MERCK Lichrospher 100 Diol 5µm packed by BISCHOFF | DIOL | 75 | 4 | 5 | 100 | L20 | no | HPLC Column | SS | 75 x 4,0 mm
Lichrospher | 0746E410LS050 | MERCK Lichrospher 100 Diol 5µm packed by BISCHOFF | DIOL | 75 | 4.6 | 5 | 100 | L20 | no | HPLC Column | SS | 75 x 4,6 mm
Lichrospher | 1002E410LS050 | MERCK Lichrospher 100 Diol 5µm packed by BISCHOFF | DIOL | 100 | 2 | 5 | 100 | L20 | no | HPLC Column | SS | 100 x 2,0 mm
Lichrospher | 1003E410LS050 | MERCK Lichrospher 100 Diol 5µm packed by BISCHOFF | DIOL | 100 | 3 | 5 | 100 | L20 | no | HPLC Column | SS | 100 x 3,0 mm
Lichrospher | 1004E410LS050 | MERCK Lichrospher 100 Diol 5µm packed by BISCHOFF | DIOL | 100 | 4 | 5 | 100 | L20 | no | HPLC Column | SS | 100 x 4,0 mm
Lichrospher | 1046E410LS050 | MERCK Lichrospher 100 Diol 5µm packed by BISCHOFF | DIOL | 100 | 4.6 | 5 | 100 | L20 | no | HPLC Column | SS | 100 x 4,6 mm
Lichrospher | 1202E410LS050 | MERCK Lichrospher 100 Diol 5µm packed by BISCHOFF | DIOL | 125 | 2 | 5 | 100 | L20 | no | HPLC Column | SS | 125 x 2,0 mm
Lichrospher | 1203E410LS050 | MERCK Lichrospher 100 Diol 5µm packed by BISCHOFF | DIOL | 125 | 3 | 5 | 100 | L20 | no | HPLC Column | SS | 125 x 3,0 mm
Lichrospher | 1204E410LS050 | MERCK Lichrospher 100 Diol 5µm packed by BISCHOFF | DIOL | 125 | 4 | 5 | 100 | L20 | no | HPLC Column | SS | 125 x 4,0 mm
Lichrospher | 1246E410LS050 | MERCK Lichrospher 100 Diol 5µm packed by BISCHOFF | DIOL | 125 | 4.6 | 5 | 100 | L20 | no | HPLC Column | SS | 125 x 4,6 mm
Lichrospher | 1502E410LS050 | MERCK Lichrospher 100 Diol 5µm packed by BISCHOFF | DIOL | 150 | 2 | 5 | 100 | L20 | no | HPLC Column | SS | 150 x 2,0 mm
Lichrospher | 1503E410LS050 | MERCK Lichrospher 100 Diol 5µm packed by BISCHOFF | DIOL | 150 | 3 | 5 | 100 | L20 | no | HPLC Column | SS | 150 x 3,0 mm
Lichrospher | 1504E410LS050 | MERCK Lichrospher 100 Diol 5µm packed by BISCHOFF | DIOL | 150 | 4 | 5 | 100 | L20 | no | HPLC Column | SS | 150 x 4,0 mm
Lichrospher | 1546E410LS050 | MERCK Lichrospher 100 Diol 5µm packed by BISCHOFF | DIOL | 150 | 4.6 | 5 | 100 | L20 | no | HPLC Column | SS | 150 x 4,6 mm
Lichrospher | 2002E410LS050 | MERCK Lichrospher 100 Diol 5µm packed by BISCHOFF | DIOL | 200 | 2 | 5 | 100 | L20 | no | HPLC Column | SS | 200 x 2,0 mm
Lichrospher | 2003E410LS050 | MERCK Lichrospher 100 Diol 5µm packed by BISCHOFF | DIOL | 200 | 3 | 5 | 100 | L20 | no | HPLC Column | SS | 200 x 3,0 mm
Lichrospher | 2004E410LS050 | MERCK Lichrospher 100 Diol 5µm packed by BISCHOFF | DIOL | 200 | 4 | 5 | 100 | L20 | no | HPLC Column | SS | 200 x 4,0 mm
Lichrospher | 2046E410LS050 | MERCK Lichrospher 100 Diol 5µm packed by BISCHOFF | DIOL | 200 | 4.6 | 5 | 100 | L20 | no | HPLC Column | SS | 200 x 4,6 mm
Lichrospher | 2502E410LS050 | MERCK Lichrospher 100 Diol 5µm packed by BISCHOFF | DIOL | 250 | 2 | 5 | 100 | L20 | no | HPLC Column | SS | 250 x 2,0 mm
Lichrospher | 2503E410LS050 | MERCK Lichrospher 100 Diol 5µm packed by BISCHOFF | DIOL | 250 | 3 | 5 | 100 | L20 | no | HPLC Column | SS | 250 x 3,0 mm
Lichrospher | 2504E410LS050 | MERCK Lichrospher 100 Diol 5µm packed by BISCHOFF | DIOL | 250 | 4 | 5 | 100 | L20 | no | HPLC Column | SS | 250 x 4,0 mm
Lichrospher | 2546E410LS050 | MERCK Lichrospher 100 Diol 5µm packed by BISCHOFF | DIOL | 250 | 4.6 | 5 | 100 | L20 | no | HPLC Column | SS | 250 x 4,6 mm
Lichrospher | 3002E410LS050 | MERCK Lichrospher 100 Diol 5µm packed by BISCHOFF | DIOL | 300 | 2 | 5 | 100 | L20 | no | HPLC Column | SS | 300 x 2,0 mm
Lichrospher | 3003E410LS050 | MERCK Lichrospher 100 Diol 5µm packed by BISCHOFF | DIOL | 300 | 3 | 5 | 100 | L20 | no | HPLC Column | SS | 300 x 3,0 mm
Lichrospher | 3004E410LS050 | MERCK Lichrospher 100 Diol 5µm packed by BISCHOFF | DIOL | 300 | 4 | 5 | 100 | L20 | no | HPLC Column | SS | 300 x 4,0 mm
Lichrospher | 3046E410LS050 | MERCK Lichrospher 100 Diol 5µm packed by BISCHOFF | DIOL | 300 | 4.6 | 5 | 100 | L20 | no | HPLC Column | SS | 300 x 4,6 mm
Lichrospher | 01P4E410LS050 | MERCK Lichrospher 100 Diol 5µm packed by BISCHOFF | DIOL | 14 | 4 | 5 | 100 | L20 | no | HPLC Column | PEEK | 14 x 4,0 mm
Lichrospher | A2P4E410LS050 | MERCK Lichrospher 100 Diol 5µm packed by BISCHOFF | DIOL | 20 | 4 | 5 | 100 | L20 | no | HPLC Column | PEEK | 20 x 4,0 mm
Lichrospher | 02P4E410LS050 | MERCK Lichrospher 100 Diol 5µm packed by BISCHOFF | DIOL | 25 | 4 | 5 | 100 | L20 | no | HPLC Column | PEEK | 25 x 4,0 mm
Lichrospher | 03P4E410LS050 | MERCK Lichrospher 100 Diol 5µm packed by BISCHOFF | DIOL | 30 | 4 | 5 | 100 | L20 | no | HPLC Column | PEEK | 30 x 4,0 mm
Lichrospher | 04P4E410LS050 | MERCK Lichrospher 100 Diol 5µm packed by BISCHOFF | DIOL | 33 | 4 | 5 | 100 | L20 | no | HPLC Column | PEEK | 33 x 4,0 mm
Lichrospher | A4P4E410LS050 | MERCK Lichrospher 100 Diol 5µm packed by BISCHOFF | DIOL | 40 | 4 | 5 | 100 | L20 | no | HPLC Column | PEEK | 40 x 4,0 mm
Lichrospher | 05P4E410LS050 | MERCK Lichrospher 100 Diol 5µm packed by BISCHOFF | DIOL | 50 | 4 | 5 | 100 | L20 | no | HPLC Column | PEEK | 50 x 4,0 mm
Lichrospher | 06P4E410LS050 | MERCK Lichrospher 100 Diol 5µm packed by BISCHOFF | DIOL | 53 | 4 | 5 | 100 | L20 | no | HPLC Column | PEEK | 53 x 4,0 mm
Lichrospher | A6P4E410LS050 | MERCK Lichrospher 100 Diol 5µm packed by BISCHOFF | DIOL | 60 | 4 | 5 | 100 | L20 | no | HPLC Column | PEEK | 60 x 4,0 mm
Lichrospher | 07P4E410LS050 | MERCK Lichrospher 100 Diol 5µm packed by BISCHOFF | DIOL | 75 | 4 | 5 | 100 | L20 | no | HPLC Column | PEEK | 75 x 4,0 mm
Lichrospher | 10P4E410LS050 | MERCK Lichrospher 100 Diol 5µm packed by BISCHOFF | DIOL | 100 | 4 | 5 | 100 | L20 | no | HPLC Column | PEEK | 100 x 4,0 mm
Lichrospher | 12P4E410LS050 | MERCK Lichrospher 100 Diol 5µm packed by BISCHOFF | DIOL | 125 | 4 | 5 | 100 | L20 | no | HPLC Column | PEEK | 125 x 4,0 mm
Lichrospher | 15P4E410LS050 | MERCK Lichrospher 100 Diol 5µm packed by BISCHOFF | DIOL | 150 | 4 | 5 | 100 | L20 | no | HPLC Column | PEEK | 150 x 4,0 mm
Lichrospher | 20P4E410LS050 | MERCK Lichrospher 100 Diol 5µm packed by BISCHOFF | DIOL | 200 | 4 | 5 | 100 | L20 | no | HPLC Column | PEEK | 200 x 4,0 mm
Lichrospher | 25P4E410LS050 | MERCK Lichrospher 100 Diol 5µm packed by BISCHOFF | DIOL | 250 | 4 | 5 | 100 | L20 | no | HPLC Column | PEEK | 250 x 4,0 mm
Lichrospher | 30P4E410LS050 | MERCK Lichrospher 100 Diol 5µm packed by BISCHOFF | DIOL | 300 | 4 | 5 | 100 | L20 | no | HPLC Column | PEEK | 300 x 4,0 mm
Lichrospher | 6305E410LS050 | MERCK Lichrospher 100 Diol 5µm packed by BISCHOFF | DIOL | 5 | 4 | 5 | 100 | L20 | no | Cartridges (5 pcs.) | SS | 5 x 4,0 mm
Lichrospher | 6301E410LS050 | MERCK Lichrospher 100 Diol 5µm packed by BISCHOFF | DIOL | 10 | 4 | 5 | 100 | L20 | no | Cartridges (5 pcs.) | SS | 10 x 4,0 mm
Lichrospher | 6302E410LS050 | MERCK Lichrospher 100 Diol 5µm packed by BISCHOFF | DIOL | 20 | 4 | 5 | 100 | L20 | no | Cartridges (5 pcs.) | SS | 20 x 4,0 mm
Lichrospher | 63P1E410LS050 | MERCK Lichrospher 100 Diol 5µm packed by BISCHOFF | DIOL | 10 | 4 | 5 | 100 | L20 | no | Cartridges (5 pcs.) | PEEK | 10 x 4,0 mm
Lichrospher | 63P2E410LS050 | MERCK Lichrospher 100 Diol 5µm packed by BISCHOFF | DIOL | 20 | 4 | 5 | 100 | L20 | no | Cartridges (5 pcs.) | PEEK | 20 x 4,0 mm
Lichrospher | 6335E410LS050 | MERCK Lichrospher 100 Diol 5µm packed by BISCHOFF | DIOL | 5 | 3 | 5 | 100 | L20 | no | Cartridges (5 pcs.) | SS | 5 x 3,0 mm
Lichrospher | 6331E410LS050 | MERCK Lichrospher 100 Diol 5µm packed by BISCHOFF | DIOL | 10 | 3 | 5 | 100 | L20 | no | Cartridges (5 pcs.) | SS | 10 x 3,0 mm
Lichrospher | 6332E410LS050 | MERCK Lichrospher 100 Diol 5µm packed by BISCHOFF | DIOL | 20 | 3 | 5 | 100 | L20 | no | Cartridges (5 pcs.) | SS | 20 x 3,0 mm
Lichrospher | 6325E410LS050 | MERCK Lichrospher 100 Diol 5µm packed by BISCHOFF | DIOL | 5 | 2 | 5 | 100 | L20 | no | Cartridges (5 pcs.) | SS | 5 x 2,0 mm
Lichrospher | 6321E410LS050 | MERCK Lichrospher 100 Diol 5µm packed by BISCHOFF | DIOL | 10 | 2 | 5 | 100 | L20 | no | Cartridges (5 pcs.) | SS | 10 x 2,0 mm
Lichrospher | 6322E410LS050 | MERCK Lichrospher 100 Diol 5µm packed by BISCHOFF | DIOL | 20 | 2 | 5 | 100 | L20 | no | Cartridges (5 pcs.) | SS | 20 x 2,0 mm
Lichrospher | 0102E410LS100 | MERCK Lichrospher 100 Diol 10µm packed by BISCHOFF | DIOL | 14 | 2 | 10 | 100 | L20 | no | HPLC Column | SS | 14 x 2,0 mm
Lichrospher | 0103E410LS100 | MERCK Lichrospher 100 Diol 10µm packed by BISCHOFF | DIOL | 14 | 3 | 10 | 100 | L20 | no | HPLC Column | SS | 14 x 3,0 mm
Lichrospher | 0104E410LS100 | MERCK Lichrospher 100 Diol 10µm packed by BISCHOFF | DIOL | 14 | 4 | 10 | 100 | L20 | no | HPLC Column | SS | 14 x 4,0 mm
Lichrospher | 0146E410LS100 | MERCK Lichrospher 100 Diol 10µm packed by BISCHOFF | DIOL | 14 | 4.6 | 10 | 100 | L20 | no | HPLC Column | SS | 14 x 4,6 mm
Lichrospher | A202E410LS100 | MERCK Lichrospher 100 Diol 10µm packed by BISCHOFF | DIOL | 20 | 2 | 10 | 100 | L20 | no | HPLC Column | SS | 20 x 2,0 mm
Lichrospher | A203E410LS100 | MERCK Lichrospher 100 Diol 10µm packed by BISCHOFF | DIOL | 20 | 3 | 10 | 100 | L20 | no | HPLC Column | SS | 20 x 3,0 mm
Lichrospher | A204E410LS100 | MERCK Lichrospher 100 Diol 10µm packed by BISCHOFF | DIOL | 20 | 4 | 10 | 100 | L20 | no | HPLC Column | SS | 20 x 4,0 mm
Lichrospher | A246E410LS100 | MERCK Lichrospher 100 Diol 10µm packed by BISCHOFF | DIOL | 20 | 4.6 | 10 | 100 | L20 | no | HPLC Column | SS | 20 x 4,6 mm
Lichrospher | 0202E410LS100 | MERCK Lichrospher 100 Diol 10µm packed by BISCHOFF | DIOL | 25 | 2 | 10 | 100 | L20 | no | HPLC Column | SS | 25 x 2,0 mm
Lichrospher | 0203E410LS100 | MERCK Lichrospher 100 Diol 10µm packed by BISCHOFF | DIOL | 25 | 3 | 10 | 100 | L20 | no | HPLC Column | SS | 25 x 3,0 mm
Lichrospher | 0204E410LS100 | MERCK Lichrospher 100 Diol 10µm packed by BISCHOFF | DIOL | 25 | 4 | 10 | 100 | L20 | no | HPLC Column | SS | 25 x 4,0 mm
Lichrospher | 0246E410LS100 | MERCK Lichrospher 100 Diol 10µm packed by BISCHOFF | DIOL | 25 | 4.6 | 10 | 100 | L20 | no | HPLC Column | SS | 25 x 4,6 mm
Lichrospher | 0302E410LS100 | MERCK Lichrospher 100 Diol 10µm packed by BISCHOFF | DIOL | 30 | 2 | 10 | 100 | L20 | no | HPLC Column | SS | 30 x 2,0 mm
Lichrospher | 0303E410LS100 | MERCK Lichrospher 100 Diol 10µm packed by BISCHOFF | DIOL | 30 | 3 | 10 | 100 | L20 | no | HPLC Column | SS | 30 x 3,0 mm
Lichrospher | 0304E410LS100 | MERCK Lichrospher 100 Diol 10µm packed by BISCHOFF | DIOL | 30 | 4 | 10 | 100 | L20 | no | HPLC Column | SS | 30 x 4,0 mm
Lichrospher | 0346E410LS100 | MERCK Lichrospher 100 Diol 10µm packed by BISCHOFF | DIOL | 30 | 4.6 | 10 | 100 | L20 | no | HPLC Column | SS | 30 x 4,6 mm
Lichrospher | 0402E410LS100 | MERCK Lichrospher 100 Diol 10µm packed by BISCHOFF | DIOL | 33 | 2 | 10 | 100 | L20 | no | HPLC Column | SS | 33 x 2,0 mm
Lichrospher | 0403E410LS100 | MERCK Lichrospher 100 Diol 10µm packed by BISCHOFF | DIOL | 33 | 3 | 10 | 100 | L20 | no | HPLC Column | SS | 33 x 3,0 mm
Lichrospher | 0404E410LS100 | MERCK Lichrospher 100 Diol 10µm packed by BISCHOFF | DIOL | 33 | 4 | 10 | 100 | L20 | no | HPLC Column | SS | 33 x 4,0 mm
Lichrospher | 0446E410LS100 | MERCK Lichrospher 100 Diol 10µm packed by BISCHOFF | DIOL | 33 | 4.6 | 10 | 100 | L20 | no | HPLC Column | SS | 33 x 4,6 mm
Lichrospher | A402E410LS100 | MERCK Lichrospher 100 Diol 10µm packed by BISCHOFF | DIOL | 40 | 2 | 10 | 100 | L20 | no | HPLC Column | SS | 40 x 2,0 mm
Lichrospher | A403E410LS100 | MERCK Lichrospher 100 Diol 10µm packed by BISCHOFF | DIOL | 40 | 3 | 10 | 100 | L20 | no | HPLC Column | SS | 40 x 3,0 mm
Lichrospher | A404E410LS100 | MERCK Lichrospher 100 Diol 10µm packed by BISCHOFF | DIOL | 40 | 4 | 10 | 100 | L20 | no | HPLC Column | SS | 40 x 4,0 mm
Lichrospher | A446E410LS100 | MERCK Lichrospher 100 Diol 10µm packed by BISCHOFF | DIOL | 40 | 4.6 | 10 | 100 | L20 | no | HPLC Column | SS | 40 x 4,6 mm
Lichrospher | 0502E410LS100 | MERCK Lichrospher 100 Diol 10µm packed by BISCHOFF | DIOL | 50 | 2 | 10 | 100 | L20 | no | HPLC Column | SS | 50 x 2,0 mm
Lichrospher | 0503E410LS100 | MERCK Lichrospher 100 Diol 10µm packed by BISCHOFF | DIOL | 50 | 3 | 10 | 100 | L20 | no | HPLC Column | SS | 50 x 3,0 mm
Lichrospher | 0504E410LS100 | MERCK Lichrospher 100 Diol 10µm packed by BISCHOFF | DIOL | 50 | 4 | 10 | 100 | L20 | no | HPLC Column | SS | 50 x 4,0 mm
Lichrospher | 0546E410LS100 | MERCK Lichrospher 100 Diol 10µm packed by BISCHOFF | DIOL | 50 | 4.6 | 10 | 100 | L20 | no | HPLC Column | SS | 50 x 4,6 mm
Lichrospher | 0602E410LS100 | MERCK Lichrospher 100 Diol 10µm packed by BISCHOFF | DIOL | 53 | 2 | 10 | 100 | L20 | no | HPLC Column | SS | 53 x 2,0 mm
Lichrospher | 0603E410LS100 | MERCK Lichrospher 100 Diol 10µm packed by BISCHOFF | DIOL | 53 | 3 | 10 | 100 | L20 | no | HPLC Column | SS | 53 x 3,0 mm
Lichrospher | 0604E410LS100 | MERCK Lichrospher 100 Diol 10µm packed by BISCHOFF | DIOL | 53 | 4 | 10 | 100 | L20 | no | HPLC Column | SS | 53 x 4,0 mm
Lichrospher | 0646E410LS100 | MERCK Lichrospher 100 Diol 10µm packed by BISCHOFF | DIOL | 53 | 4.6 | 10 | 100 | L20 | no | HPLC Column | SS | 53 x 4,6 mm
Lichrospher | A602E410LS100 | MERCK Lichrospher 100 Diol 10µm packed by BISCHOFF | DIOL | 60 | 2 | 10 | 100 | L20 | no | HPLC Column | SS | 60 x 2,0 mm
Lichrospher | A603E410LS100 | MERCK Lichrospher 100 Diol 10µm packed by BISCHOFF | DIOL | 60 | 3 | 10 | 100 | L20 | no | HPLC Column | SS | 60 x 3,0 mm
Lichrospher | A604E410LS100 | MERCK Lichrospher 100 Diol 10µm packed by BISCHOFF | DIOL | 60 | 4 | 10 | 100 | L20 | no | HPLC Column | SS | 60 x 4,0 mm
Lichrospher | A646E410LS100 | MERCK Lichrospher 100 Diol 10µm packed by BISCHOFF | DIOL | 60 | 4.6 | 10 | 100 | L20 | no | HPLC Column | SS | 60 x 4,6 mm
Lichrospher | 0702E410LS100 | MERCK Lichrospher 100 Diol 10µm packed by BISCHOFF | DIOL | 75 | 2 | 10 | 100 | L20 | no | HPLC Column | SS | 75 x 2,0 mm
Lichrospher | 0703E410LS100 | MERCK Lichrospher 100 Diol 10µm packed by BISCHOFF | DIOL | 75 | 3 | 10 | 100 | L20 | no | HPLC Column | SS | 75 x 3,0 mm
Lichrospher | 0704E410LS100 | MERCK Lichrospher 100 Diol 10µm packed by BISCHOFF | DIOL | 75 | 4 | 10 | 100 | L20 | no | HPLC Column | SS | 75 x 4,0 mm
Lichrospher | 0746E410LS100 | MERCK Lichrospher 100 Diol 10µm packed by BISCHOFF | DIOL | 75 | 4.6 | 10 | 100 | L20 | no | HPLC Column | SS | 75 x 4,6 mm
Lichrospher | 1002E410LS100 | MERCK Lichrospher 100 Diol 10µm packed by BISCHOFF | DIOL | 100 | 2 | 10 | 100 | L20 | no | HPLC Column | SS | 100 x 2,0 mm
Lichrospher | 1003E410LS100 | MERCK Lichrospher 100 Diol 10µm packed by BISCHOFF | DIOL | 100 | 3 | 10 | 100 | L20 | no | HPLC Column | SS | 100 x 3,0 mm
Lichrospher | 1004E410LS100 | MERCK Lichrospher 100 Diol 10µm packed by BISCHOFF | DIOL | 100 | 4 | 10 | 100 | L20 | no | HPLC Column | SS | 100 x 4,0 mm
Lichrospher | 1046E410LS100 | MERCK Lichrospher 100 Diol 10µm packed by BISCHOFF | DIOL | 100 | 4.6 | 10 | 100 | L20 | no | HPLC Column | SS | 100 x 4,6 mm
Lichrospher | 1202E410LS100 | MERCK Lichrospher 100 Diol 10µm packed by BISCHOFF | DIOL | 125 | 2 | 10 | 100 | L20 | no | HPLC Column | SS | 125 x 2,0 mm
Lichrospher | 1203E410LS100 | MERCK Lichrospher 100 Diol 10µm packed by BISCHOFF | DIOL | 125 | 3 | 10 | 100 | L20 | no | HPLC Column | SS | 125 x 3,0 mm
Lichrospher | 1204E410LS100 | MERCK Lichrospher 100 Diol 10µm packed by BISCHOFF | DIOL | 125 | 4 | 10 | 100 | L20 | no | HPLC Column | SS | 125 x 4,0 mm
Lichrospher | 1246E410LS100 | MERCK Lichrospher 100 Diol 10µm packed by BISCHOFF | DIOL | 125 | 4.6 | 10 | 100 | L20 | no | HPLC Column | SS | 125 x 4,6 mm
Lichrospher | 1502E410LS100 | MERCK Lichrospher 100 Diol 10µm packed by BISCHOFF | DIOL | 150 | 2 | 10 | 100 | L20 | no | HPLC Column | SS | 150 x 2,0 mm
Lichrospher | 1503E410LS100 | MERCK Lichrospher 100 Diol 10µm packed by BISCHOFF | DIOL | 150 | 3 | 10 | 100 | L20 | no | HPLC Column | SS | 150 x 3,0 mm
Lichrospher | 1504E410LS100 | MERCK Lichrospher 100 Diol 10µm packed by BISCHOFF | DIOL | 150 | 4 | 10 | 100 | L20 | no | HPLC Column | SS | 150 x 4,0 mm
Lichrospher | 1546E410LS100 | MERCK Lichrospher 100 Diol 10µm packed by BISCHOFF | DIOL | 150 | 4.6 | 10 | 100 | L20 | no | HPLC Column | SS | 150 x 4,6 mm
Lichrospher | 2002E410LS100 | MERCK Lichrospher 100 Diol 10µm packed by BISCHOFF | DIOL | 200 | 2 | 10 | 100 | L20 | no | HPLC Column | SS | 200 x 2,0 mm
Lichrospher | 2003E410LS100 | MERCK Lichrospher 100 Diol 10µm packed by BISCHOFF | DIOL | 200 | 3 | 10 | 100 | L20 | no | HPLC Column | SS | 200 x 3,0 mm
Lichrospher | 2004E410LS100 | MERCK Lichrospher 100 Diol 10µm packed by BISCHOFF | DIOL | 200 | 4 | 10 | 100 | L20 | no | HPLC Column | SS | 200 x 4,0 mm
Lichrospher | 2046E410LS100 | MERCK Lichrospher 100 Diol 10µm packed by BISCHOFF | DIOL | 200 | 4.6 | 10 | 100 | L20 | no | HPLC Column | SS | 200 x 4,6 mm
Lichrospher | 2502E410LS100 | MERCK Lichrospher 100 Diol 10µm packed by BISCHOFF | DIOL | 250 | 2 | 10 | 100 | L20 | no | HPLC Column | SS | 250 x 2,0 mm
Lichrospher | 2503E410LS100 | MERCK Lichrospher 100 Diol 10µm packed by BISCHOFF | DIOL | 250 | 3 | 10 | 100 | L20 | no | HPLC Column | SS | 250 x 3,0 mm
Lichrospher | 2504E410LS100 | MERCK Lichrospher 100 Diol 10µm packed by BISCHOFF | DIOL | 250 | 4 | 10 | 100 | L20 | no | HPLC Column | SS | 250 x 4,0 mm
Lichrospher | 2546E410LS100 | MERCK Lichrospher 100 Diol 10µm packed by BISCHOFF | DIOL | 250 | 4.6 | 10 | 100 | L20 | no | HPLC Column | SS | 250 x 4,6 mm
Lichrospher | 3002E410LS100 | MERCK Lichrospher 100 Diol 10µm packed by BISCHOFF | DIOL | 300 | 2 | 10 | 100 | L20 | no | HPLC Column | SS | 300 x 2,0 mm
Lichrospher | 3003E410LS100 | MERCK Lichrospher 100 Diol 10µm packed by BISCHOFF | DIOL | 300 | 3 | 10 | 100 | L20 | no | HPLC Column | SS | 300 x 3,0 mm
Lichrospher | 3004E410LS100 | MERCK Lichrospher 100 Diol 10µm packed by BISCHOFF | DIOL | 300 | 4 | 10 | 100 | L20 | no | HPLC Column | SS | 300 x 4,0 mm
Lichrospher | 3046E410LS100 | MERCK Lichrospher 100 Diol 10µm packed by BISCHOFF | DIOL | 300 | 4.6 | 10 | 100 | L20 | no | HPLC Column | SS | 300 x 4,6 mm
Lichrospher | 01P4E410LS100 | MERCK Lichrospher 100 Diol 10µm packed by BISCHOFF | DIOL | 14 | 4 | 10 | 100 | L20 | no | HPLC Column | PEEK | 14 x 4,0 mm
Lichrospher | A2P4E410LS100 | MERCK Lichrospher 100 Diol 10µm packed by BISCHOFF | DIOL | 20 | 4 | 10 | 100 | L20 | no | HPLC Column | PEEK | 20 x 4,0 mm
Lichrospher | 02P4E410LS100 | MERCK Lichrospher 100 Diol 10µm packed by BISCHOFF | DIOL | 25 | 4 | 10 | 100 | L20 | no | HPLC Column | PEEK | 25 x 4,0 mm
Lichrospher | 03P4E410LS100 | MERCK Lichrospher 100 Diol 10µm packed by BISCHOFF | DIOL | 30 | 4 | 10 | 100 | L20 | no | HPLC Column | PEEK | 30 x 4,0 mm
Lichrospher | 04P4E410LS100 | MERCK Lichrospher 100 Diol 10µm packed by BISCHOFF | DIOL | 33 | 4 | 10 | 100 | L20 | no | HPLC Column | PEEK | 33 x 4,0 mm
Lichrospher | A4P4E410LS100 | MERCK Lichrospher 100 Diol 10µm packed by BISCHOFF | DIOL | 40 | 4 | 10 | 100 | L20 | no | HPLC Column | PEEK | 40 x 4,0 mm
Lichrospher | 05P4E410LS100 | MERCK Lichrospher 100 Diol 10µm packed by BISCHOFF | DIOL | 50 | 4 | 10 | 100 | L20 | no | HPLC Column | PEEK | 50 x 4,0 mm
Lichrospher | 06P4E410LS100 | MERCK Lichrospher 100 Diol 10µm packed by BISCHOFF | DIOL | 53 | 4 | 10 | 100 | L20 | no | HPLC Column | PEEK | 53 x 4,0 mm
Lichrospher | A6P4E410LS100 | MERCK Lichrospher 100 Diol 10µm packed by BISCHOFF | DIOL | 60 | 4 | 10 | 100 | L20 | no | HPLC Column | PEEK | 60 x 4,0 mm
Lichrospher | 07P4E410LS100 | MERCK Lichrospher 100 Diol 10µm packed by BISCHOFF | DIOL | 75 | 4 | 10 | 100 | L20 | no | HPLC Column | PEEK | 75 x 4,0 mm
Lichrospher | 10P4E410LS100 | MERCK Lichrospher 100 Diol 10µm packed by BISCHOFF | DIOL | 100 | 4 | 10 | 100 | L20 | no | HPLC Column | PEEK | 100 x 4,0 mm
Lichrospher | 12P4E410LS100 | MERCK Lichrospher 100 Diol 10µm packed by BISCHOFF | DIOL | 125 | 4 | 10 | 100 | L20 | no | HPLC Column | PEEK | 125 x 4,0 mm
Lichrospher | 15P4E410LS100 | MERCK Lichrospher 100 Diol 10µm packed by BISCHOFF | DIOL | 150 | 4 | 10 | 100 | L20 | no | HPLC Column | PEEK | 150 x 4,0 mm
Lichrospher | 20P4E410LS100 | MERCK Lichrospher 100 Diol 10µm packed by BISCHOFF | DIOL | 200 | 4 | 10 | 100 | L20 | no | HPLC Column | PEEK | 200 x 4,0 mm
Lichrospher | 25P4E410LS100 | MERCK Lichrospher 100 Diol 10µm packed by BISCHOFF | DIOL | 250 | 4 | 10 | 100 | L20 | no | HPLC Column | PEEK | 250 x 4,0 mm
Lichrospher | 30P4E410LS100 | MERCK Lichrospher 100 Diol 10µm packed by BISCHOFF | DIOL | 300 | 4 | 10 | 100 | L20 | no | HPLC Column | PEEK | 300 x 4,0 mm
Lichrospher | 6305E410LS100 | MERCK Lichrospher 100 Diol 10µm packed by BISCHOFF | DIOL | 5 | 4 | 10 | 100 | L20 | no | Cartridges (5 pcs.) | SS | 5 x 4,0 mm
Lichrospher | 6301E410LS100 | MERCK Lichrospher 100 Diol 10µm packed by BISCHOFF | DIOL | 10 | 4 | 10 | 100 | L20 | no | Cartridges (5 pcs.) | SS | 10 x 4,0 mm
Lichrospher | 6302E410LS100 | MERCK Lichrospher 100 Diol 10µm packed by BISCHOFF | DIOL | 20 | 4 | 10 | 100 | L20 | no | Cartridges (5 pcs.) | SS | 20 x 4,0 mm
Lichrospher | 63P1E410LS100 | MERCK Lichrospher 100 Diol 10µm packed by BISCHOFF | DIOL | 10 | 4 | 10 | 100 | L20 | no | Cartridges (5 pcs.) | PEEK | 10 x 4,0 mm
Lichrospher | 63P2E410LS100 | MERCK Lichrospher 100 Diol 10µm packed by BISCHOFF | DIOL | 20 | 4 | 10 | 100 | L20 | no | Cartridges (5 pcs.) | PEEK | 20 x 4,0 mm
Lichrospher | 6335E410LS100 | MERCK Lichrospher 100 Diol 10µm packed by BISCHOFF | DIOL | 5 | 3 | 10 | 100 | L20 | no | Cartridges (5 pcs.) | SS | 5 x 3,0 mm
Lichrospher | 6331E410LS100 | MERCK Lichrospher 100 Diol 10µm packed by BISCHOFF | DIOL | 10 | 3 | 10 | 100 | L20 | no | Cartridges (5 pcs.) | SS | 10 x 3,0 mm
Lichrospher | 6332E410LS100 | MERCK Lichrospher 100 Diol 10µm packed by BISCHOFF | DIOL | 20 | 3 | 10 | 100 | L20 | no | Cartridges (5 pcs.) | SS | 20 x 3,0 mm
Lichrospher | 6325E410LS100 | MERCK Lichrospher 100 Diol 10µm packed by BISCHOFF | DIOL | 5 | 2 | 10 | 100 | L20 | no | Cartridges (5 pcs.) | SS | 5 x 2,0 mm
Lichrospher | 6321E410LS100 | MERCK Lichrospher 100 Diol 10µm packed by BISCHOFF | DIOL | 10 | 2 | 10 | 100 | L20 | no | Cartridges (5 pcs.) | SS | 10 x 2,0 mm
Lichrospher | 6322E410LS100 | MERCK Lichrospher 100 Diol 10µm packed by BISCHOFF | DIOL | 20 | 2 | 10 | 100 | L20 | no | Cartridges (5 pcs.) | SS | 20 x 2,0 mm
Lichrospher | 0102C000LS050 | MERCK Lichrospher 60 Si 5µm packed by BISCHOFF | Silica | 14 | 2 | 5 | 60 | L3 | no | HPLC Column | SS | 14 x 2,0 mm
Lichrospher | 0103C000LS050 | MERCK Lichrospher 60 Si 5µm packed by BISCHOFF | Silica | 14 | 3 | 5 | 60 | L3 | no | HPLC Column | SS | 14 x 3,0 mm
Lichrospher | 0104C000LS050 | MERCK Lichrospher 60 Si 5µm packed by BISCHOFF | Silica | 14 | 4 | 5 | 60 | L3 | no | HPLC Column | SS | 14 x 4,0 mm
Lichrospher | 0146C000LS050 | MERCK Lichrospher 60 Si 5µm packed by BISCHOFF | Silica | 14 | 4.6 | 5 | 60 | L3 | no | HPLC Column | SS | 14 x 4,6 mm
Lichrospher | A202C000LS050 | MERCK Lichrospher 60 Si 5µm packed by BISCHOFF | Silica | 20 | 2 | 5 | 60 | L3 | no | HPLC Column | SS | 20 x 2,0 mm
Lichrospher | A203C000LS050 | MERCK Lichrospher 60 Si 5µm packed by BISCHOFF | Silica | 20 | 3 | 5 | 60 | L3 | no | HPLC Column | SS | 20 x 3,0 mm
Lichrospher | A204C000LS050 | MERCK Lichrospher 60 Si 5µm packed by BISCHOFF | Silica | 20 | 4 | 5 | 60 | L3 | no | HPLC Column | SS | 20 x 4,0 mm
Lichrospher | A246C000LS050 | MERCK Lichrospher 60 Si 5µm packed by BISCHOFF | Silica | 20 | 4.6 | 5 | 60 | L3 | no | HPLC Column | SS | 20 x 4,6 mm
Lichrospher | 0202C000LS050 | MERCK Lichrospher 60 Si 5µm packed by BISCHOFF | Silica | 25 | 2 | 5 | 60 | L3 | no | HPLC Column | SS | 25 x 2,0 mm
Lichrospher | 0203C000LS050 | MERCK Lichrospher 60 Si 5µm packed by BISCHOFF | Silica | 25 | 3 | 5 | 60 | L3 | no | HPLC Column | SS | 25 x 3,0 mm
Lichrospher | 0204C000LS050 | MERCK Lichrospher 60 Si 5µm packed by BISCHOFF | Silica | 25 | 4 | 5 | 60 | L3 | no | HPLC Column | SS | 25 x 4,0 mm
Lichrospher | 0246C000LS050 | MERCK Lichrospher 60 Si 5µm packed by BISCHOFF | Silica | 25 | 4.6 | 5 | 60 | L3 | no | HPLC Column | SS | 25 x 4,6 mm
Lichrospher | 0302C000LS050 | MERCK Lichrospher 60 Si 5µm packed by BISCHOFF | Silica | 30 | 2 | 5 | 60 | L3 | no | HPLC Column | SS | 30 x 2,0 mm
Lichrospher | 0303C000LS050 | MERCK Lichrospher 60 Si 5µm packed by BISCHOFF | Silica | 30 | 3 | 5 | 60 | L3 | no | HPLC Column | SS | 30 x 3,0 mm
Lichrospher | 0304C000LS050 | MERCK Lichrospher 60 Si 5µm packed by BISCHOFF | Silica | 30 | 4 | 5 | 60 | L3 | no | HPLC Column | SS | 30 x 4,0 mm
Lichrospher | 0346C000LS050 | MERCK Lichrospher 60 Si 5µm packed by BISCHOFF | Silica | 30 | 4.6 | 5 | 60 | L3 | no | HPLC Column | SS | 30 x 4,6 mm
Lichrospher | 0402C000LS050 | MERCK Lichrospher 60 Si 5µm packed by BISCHOFF | Silica | 33 | 2 | 5 | 60 | L3 | no | HPLC Column | SS | 33 x 2,0 mm
Lichrospher | 0403C000LS050 | MERCK Lichrospher 60 Si 5µm packed by BISCHOFF | Silica | 33 | 3 | 5 | 60 | L3 | no | HPLC Column | SS | 33 x 3,0 mm
Lichrospher | 0404C000LS050 | MERCK Lichrospher 60 Si 5µm packed by BISCHOFF | Silica | 33 | 4 | 5 | 60 | L3 | no | HPLC Column | SS | 33 x 4,0 mm
Lichrospher | 0446C000LS050 | MERCK Lichrospher 60 Si 5µm packed by BISCHOFF | Silica | 33 | 4.6 | 5 | 60 | L3 | no | HPLC Column | SS | 33 x 4,6 mm
Lichrospher | A402C000LS050 | MERCK Lichrospher 60 Si 5µm packed by BISCHOFF | Silica | 40 | 2 | 5 | 60 | L3 | no | HPLC Column | SS | 40 x 2,0 mm
Lichrospher | A403C000LS050 | MERCK Lichrospher 60 Si 5µm packed by BISCHOFF | Silica | 40 | 3 | 5 | 60 | L3 | no | HPLC Column | SS | 40 x 3,0 mm
Lichrospher | A404C000LS050 | MERCK Lichrospher 60 Si 5µm packed by BISCHOFF | Silica | 40 | 4 | 5 | 60 | L3 | no | HPLC Column | SS | 40 x 4,0 mm
Lichrospher | A446C000LS050 | MERCK Lichrospher 60 Si 5µm packed by BISCHOFF | Silica | 40 | 4.6 | 5 | 60 | L3 | no | HPLC Column | SS | 40 x 4,6 mm
Lichrospher | 0502C000LS050 | MERCK Lichrospher 60 Si 5µm packed by BISCHOFF | Silica | 50 | 2 | 5 | 60 | L3 | no | HPLC Column | SS | 50 x 2,0 mm
Lichrospher | 0503C000LS050 | MERCK Lichrospher 60 Si 5µm packed by BISCHOFF | Silica | 50 | 3 | 5 | 60 | L3 | no | HPLC Column | SS | 50 x 3,0 mm
Lichrospher | 0504C000LS050 | MERCK Lichrospher 60 Si 5µm packed by BISCHOFF | Silica | 50 | 4 | 5 | 60 | L3 | no | HPLC Column | SS | 50 x 4,0 mm
Lichrospher | 0546C000LS050 | MERCK Lichrospher 60 Si 5µm packed by BISCHOFF | Silica | 50 | 4.6 | 5 | 60 | L3 | no | HPLC Column | SS | 50 x 4,6 mm
Lichrospher | 0602C000LS050 | MERCK Lichrospher 60 Si 5µm packed by BISCHOFF | Silica | 53 | 2 | 5 | 60 | L3 | no | HPLC Column | SS | 53 x 2,0 mm
Lichrospher | 0603C000LS050 | MERCK Lichrospher 60 Si 5µm packed by BISCHOFF | Silica | 53 | 3 | 5 | 60 | L3 | no | HPLC Column | SS | 53 x 3,0 mm
Lichrospher | 0604C000LS050 | MERCK Lichrospher 60 Si 5µm packed by BISCHOFF | Silica | 53 | 4 | 5 | 60 | L3 | no | HPLC Column | SS | 53 x 4,0 mm
Lichrospher | 0646C000LS050 | MERCK Lichrospher 60 Si 5µm packed by BISCHOFF | Silica | 53 | 4.6 | 5 | 60 | L3 | no | HPLC Column | SS | 53 x 4,6 mm
Lichrospher | A602C000LS050 | MERCK Lichrospher 60 Si 5µm packed by BISCHOFF | Silica | 60 | 2 | 5 | 60 | L3 | no | HPLC Column | SS | 60 x 2,0 mm
Lichrospher | A603C000LS050 | MERCK Lichrospher 60 Si 5µm packed by BISCHOFF | Silica | 60 | 3 | 5 | 60 | L3 | no | HPLC Column | SS | 60 x 3,0 mm
Lichrospher | A604C000LS050 | MERCK Lichrospher 60 Si 5µm packed by BISCHOFF | Silica | 60 | 4 | 5 | 60 | L3 | no | HPLC Column | SS | 60 x 4,0 mm
Lichrospher | A646C000LS050 | MERCK Lichrospher 60 Si 5µm packed by BISCHOFF | Silica | 60 | 4.6 | 5 | 60 | L3 | no | HPLC Column | SS | 60 x 4,6 mm
Lichrospher | 0702C000LS050 | MERCK Lichrospher 60 Si 5µm packed by BISCHOFF | Silica | 75 | 2 | 5 | 60 | L3 | no | HPLC Column | SS | 75 x 2,0 mm
Lichrospher | 0703C000LS050 | MERCK Lichrospher 60 Si 5µm packed by BISCHOFF | Silica | 75 | 3 | 5 | 60 | L3 | no | HPLC Column | SS | 75 x 3,0 mm
Lichrospher | 0704C000LS050 | MERCK Lichrospher 60 Si 5µm packed by BISCHOFF | Silica | 75 | 4 | 5 | 60 | L3 | no | HPLC Column | SS | 75 x 4,0 mm
Lichrospher | 0746C000LS050 | MERCK Lichrospher 60 Si 5µm packed by BISCHOFF | Silica | 75 | 4.6 | 5 | 60 | L3 | no | HPLC Column | SS | 75 x 4,6 mm
Lichrospher | 1002C000LS050 | MERCK Lichrospher 60 Si 5µm packed by BISCHOFF | Silica | 100 | 2 | 5 | 60 | L3 | no | HPLC Column | SS | 100 x 2,0 mm
Lichrospher | 1003C000LS050 | MERCK Lichrospher 60 Si 5µm packed by BISCHOFF | Silica | 100 | 3 | 5 | 60 | L3 | no | HPLC Column | SS | 100 x 3,0 mm
Lichrospher | 1004C000LS050 | MERCK Lichrospher 60 Si 5µm packed by BISCHOFF | Silica | 100 | 4 | 5 | 60 | L3 | no | HPLC Column | SS | 100 x 4,0 mm
Lichrospher | 1046C000LS050 | MERCK Lichrospher 60 Si 5µm packed by BISCHOFF | Silica | 100 | 4.6 | 5 | 60 | L3 | no | HPLC Column | SS | 100 x 4,6 mm
Lichrospher | 1202C000LS050 | MERCK Lichrospher 60 Si 5µm packed by BISCHOFF | Silica | 125 | 2 | 5 | 60 | L3 | no | HPLC Column | SS | 125 x 2,0 mm
Lichrospher | 1203C000LS050 | MERCK Lichrospher 60 Si 5µm packed by BISCHOFF | Silica | 125 | 3 | 5 | 60 | L3 | no | HPLC Column | SS | 125 x 3,0 mm
Lichrospher | 1204C000LS050 | MERCK Lichrospher 60 Si 5µm packed by BISCHOFF | Silica | 125 | 4 | 5 | 60 | L3 | no | HPLC Column | SS | 125 x 4,0 mm
Lichrospher | 1246C000LS050 | MERCK Lichrospher 60 Si 5µm packed by BISCHOFF | Silica | 125 | 4.6 | 5 | 60 | L3 | no | HPLC Column | SS | 125 x 4,6 mm
Lichrospher | 1502C000LS050 | MERCK Lichrospher 60 Si 5µm packed by BISCHOFF | Silica | 150 | 2 | 5 | 60 | L3 | no | HPLC Column | SS | 150 x 2,0 mm
Lichrospher | 1503C000LS050 | MERCK Lichrospher 60 Si 5µm packed by BISCHOFF | Silica | 150 | 3 | 5 | 60 | L3 | no | HPLC Column | SS | 150 x 3,0 mm
Lichrospher | 1504C000LS050 | MERCK Lichrospher 60 Si 5µm packed by BISCHOFF | Silica | 150 | 4 | 5 | 60 | L3 | no | HPLC Column | SS | 150 x 4,0 mm
Lichrospher | 1546C000LS050 | MERCK Lichrospher 60 Si 5µm packed by BISCHOFF | Silica | 150 | 4.6 | 5 | 60 | L3 | no | HPLC Column | SS | 150 x 4,6 mm
Lichrospher | 2002C000LS050 | MERCK Lichrospher 60 Si 5µm packed by BISCHOFF | Silica | 200 | 2 | 5 | 60 | L3 | no | HPLC Column | SS | 200 x 2,0 mm
Lichrospher | 2003C000LS050 | MERCK Lichrospher 60 Si 5µm packed by BISCHOFF | Silica | 200 | 3 | 5 | 60 | L3 | no | HPLC Column | SS | 200 x 3,0 mm
Lichrospher | 2004C000LS050 | MERCK Lichrospher 60 Si 5µm packed by BISCHOFF | Silica | 200 | 4 | 5 | 60 | L3 | no | HPLC Column | SS | 200 x 4,0 mm
Lichrospher | 2046C000LS050 | MERCK Lichrospher 60 Si 5µm packed by BISCHOFF | Silica | 200 | 4.6 | 5 | 60 | L3 | no | HPLC Column | SS | 200 x 4,6 mm
Lichrospher | 2502C000LS050 | MERCK Lichrospher 60 Si 5µm packed by BISCHOFF | Silica | 250 | 2 | 5 | 60 | L3 | no | HPLC Column | SS | 250 x 2,0 mm
Lichrospher | 2503C000LS050 | MERCK Lichrospher 60 Si 5µm packed by BISCHOFF | Silica | 250 | 3 | 5 | 60 | L3 | no | HPLC Column | SS | 250 x 3,0 mm
Lichrospher | 2504C000LS050 | MERCK Lichrospher 60 Si 5µm packed by BISCHOFF | Silica | 250 | 4 | 5 | 60 | L3 | no | HPLC Column | SS | 250 x 4,0 mm
Lichrospher | 2546C000LS050 | MERCK Lichrospher 60 Si 5µm packed by BISCHOFF | Silica | 250 | 4.6 | 5 | 60 | L3 | no | HPLC Column | SS | 250 x 4,6 mm
Lichrospher | 3002C000LS050 | MERCK Lichrospher 60 Si 5µm packed by BISCHOFF | Silica | 300 | 2 | 5 | 60 | L3 | no | HPLC Column | SS | 300 x 2,0 mm
Lichrospher | 3003C000LS050 | MERCK Lichrospher 60 Si 5µm packed by BISCHOFF | Silica | 300 | 3 | 5 | 60 | L3 | no | HPLC Column | SS | 300 x 3,0 mm
Lichrospher | 3004C000LS050 | MERCK Lichrospher 60 Si 5µm packed by BISCHOFF | Silica | 300 | 4 | 5 | 60 | L3 | no | HPLC Column | SS | 300 x 4,0 mm
Lichrospher | 3046C000LS050 | MERCK Lichrospher 60 Si 5µm packed by BISCHOFF | Silica | 300 | 4.6 | 5 | 60 | L3 | no | HPLC Column | SS | 300 x 4,6 mm
Lichrospher | 01P4C000LS050 | MERCK Lichrospher 60 Si 5µm packed by BISCHOFF | Silica | 14 | 4 | 5 | 60 | L3 | no | HPLC Column | PEEK | 14 x 4,0 mm
Lichrospher | A2P4C000LS050 | MERCK Lichrospher 60 Si 5µm packed by BISCHOFF | Silica | 20 | 4 | 5 | 60 | L3 | no | HPLC Column | PEEK | 20 x 4,0 mm
Lichrospher | 02P4C000LS050 | MERCK Lichrospher 60 Si 5µm packed by BISCHOFF | Silica | 25 | 4 | 5 | 60 | L3 | no | HPLC Column | PEEK | 25 x 4,0 mm
Lichrospher | 03P4C000LS050 | MERCK Lichrospher 60 Si 5µm packed by BISCHOFF | Silica | 30 | 4 | 5 | 60 | L3 | no | HPLC Column | PEEK | 30 x 4,0 mm
Lichrospher | 04P4C000LS050 | MERCK Lichrospher 60 Si 5µm packed by BISCHOFF | Silica | 33 | 4 | 5 | 60 | L3 | no | HPLC Column | PEEK | 33 x 4,0 mm
Lichrospher | A4P4C000LS050 | MERCK Lichrospher 60 Si 5µm packed by BISCHOFF | Silica | 40 | 4 | 5 | 60 | L3 | no | HPLC Column | PEEK | 40 x 4,0 mm
Lichrospher | 05P4C000LS050 | MERCK Lichrospher 60 Si 5µm packed by BISCHOFF | Silica | 50 | 4 | 5 | 60 | L3 | no | HPLC Column | PEEK | 50 x 4,0 mm
Lichrospher | 06P4C000LS050 | MERCK Lichrospher 60 Si 5µm packed by BISCHOFF | Silica | 53 | 4 | 5 | 60 | L3 | no | HPLC Column | PEEK | 53 x 4,0 mm
Lichrospher | A6P4C000LS050 | MERCK Lichrospher 60 Si 5µm packed by BISCHOFF | Silica | 60 | 4 | 5 | 60 | L3 | no | HPLC Column | PEEK | 60 x 4,0 mm
Lichrospher | 07P4C000LS050 | MERCK Lichrospher 60 Si 5µm packed by BISCHOFF | Silica | 75 | 4 | 5 | 60 | L3 | no | HPLC Column | PEEK | 75 x 4,0 mm
Lichrospher | 10P4C000LS050 | MERCK Lichrospher 60 Si 5µm packed by BISCHOFF | Silica | 100 | 4 | 5 | 60 | L3 | no | HPLC Column | PEEK | 100 x 4,0 mm
Lichrospher | 12P4C000LS050 | MERCK Lichrospher 60 Si 5µm packed by BISCHOFF | Silica | 125 | 4 | 5 | 60 | L3 | no | HPLC Column | PEEK | 125 x 4,0 mm
Lichrospher | 15P4C000LS050 | MERCK Lichrospher 60 Si 5µm packed by BISCHOFF | Silica | 150 | 4 | 5 | 60 | L3 | no | HPLC Column | PEEK | 150 x 4,0 mm
Lichrospher | 20P4C000LS050 | MERCK Lichrospher 60 Si 5µm packed by BISCHOFF | Silica | 200 | 4 | 5 | 60 | L3 | no | HPLC Column | PEEK | 200 x 4,0 mm
Lichrospher | 25P4C000LS050 | MERCK Lichrospher 60 Si 5µm packed by BISCHOFF | Silica | 250 | 4 | 5 | 60 | L3 | no | HPLC Column | PEEK | 250 x 4,0 mm
Lichrospher | 30P4C000LS050 | MERCK Lichrospher 60 Si 5µm packed by BISCHOFF | Silica | 300 | 4 | 5 | 60 | L3 | no | HPLC Column | PEEK | 300 x 4,0 mm
Lichrospher | 6305C000LS050 | MERCK Lichrospher 60 Si 5µm packed by BISCHOFF | Silica | 5 | 4 | 5 | 60 | L3 | no | Cartridges (5 pcs.) | SS | 5 x 4,0 mm
Lichrospher | 6301C000LS050 | MERCK Lichrospher 60 Si 5µm packed by BISCHOFF | Silica | 10 | 4 | 5 | 60 | L3 | no | Cartridges (5 pcs.) | SS | 10 x 4,0 mm
Lichrospher | 6302C000LS050 | MERCK Lichrospher 60 Si 5µm packed by BISCHOFF | Silica | 20 | 4 | 5 | 60 | L3 | no | Cartridges (5 pcs.) | SS | 20 x 4,0 mm
Lichrospher | 63P1C000LS050 | MERCK Lichrospher 60 Si 5µm packed by BISCHOFF | Silica | 10 | 4 | 5 | 60 | L3 | no | Cartridges (5 pcs.) | PEEK | 10 x 4,0 mm
Lichrospher | 63P2C000LS050 | MERCK Lichrospher 60 Si 5µm packed by BISCHOFF | Silica | 20 | 4 | 5 | 60 | L3 | no | Cartridges (5 pcs.) | PEEK | 20 x 4,0 mm
Lichrospher | 6335C000LS050 | MERCK Lichrospher 60 Si 5µm packed by BISCHOFF | Silica | 5 | 3 | 5 | 60 | L3 | no | Cartridges (5 pcs.) | SS | 5 x 3,0 mm
Lichrospher | 6331C000LS050 | MERCK Lichrospher 60 Si 5µm packed by BISCHOFF | Silica | 10 | 3 | 5 | 60 | L3 | no | Cartridges (5 pcs.) | SS | 10 x 3,0 mm
Lichrospher | 6332C000LS050 | MERCK Lichrospher 60 Si 5µm packed by BISCHOFF | Silica | 20 | 3 | 5 | 60 | L3 | no | Cartridges (5 pcs.) | SS | 20 x 3,0 mm
Lichrospher | 6325C000LS050 | MERCK Lichrospher 60 Si 5µm packed by BISCHOFF | Silica | 5 | 2 | 5 | 60 | L3 | no | Cartridges (5 pcs.) | SS | 5 x 2,0 mm
Lichrospher | 6321C000LS050 | MERCK Lichrospher 60 Si 5µm packed by BISCHOFF | Silica | 10 | 2 | 5 | 60 | L3 | no | Cartridges (5 pcs.) | SS | 10 x 2,0 mm
Lichrospher | 6322C000LS050 | MERCK Lichrospher 60 Si 5µm packed by BISCHOFF | Silica | 20 | 2 | 5 | 60 | L3 | no | Cartridges (5 pcs.) | SS | 20 x 2,0 mm
Lichrospher | 0102C000LS100 | MERCK Lichrospher 60 Si 10µm packed by BISCHOFF | Silica | 14 | 2 | 10 | 60 | L3 | no | HPLC Column | SS | 14 x 2,0 mm
Lichrospher | 0103C000LS100 | MERCK Lichrospher 60 Si 10µm packed by BISCHOFF | Silica | 14 | 3 | 10 | 60 | L3 | no | HPLC Column | SS | 14 x 3,0 mm
Lichrospher | 0104C000LS100 | MERCK Lichrospher 60 Si 10µm packed by BISCHOFF | Silica | 14 | 4 | 10 | 60 | L3 | no | HPLC Column | SS | 14 x 4,0 mm
Lichrospher | 0146C000LS100 | MERCK Lichrospher 60 Si 10µm packed by BISCHOFF | Silica | 14 | 4.6 | 10 | 60 | L3 | no | HPLC Column | SS | 14 x 4,6 mm
Lichrospher | A202C000LS100 | MERCK Lichrospher 60 Si 10µm packed by BISCHOFF | Silica | 20 | 2 | 10 | 60 | L3 | no | HPLC Column | SS | 20 x 2,0 mm
Lichrospher | A203C000LS100 | MERCK Lichrospher 60 Si 10µm packed by BISCHOFF | Silica | 20 | 3 | 10 | 60 | L3 | no | HPLC Column | SS | 20 x 3,0 mm
Lichrospher | A204C000LS100 | MERCK Lichrospher 60 Si 10µm packed by BISCHOFF | Silica | 20 | 4 | 10 | 60 | L3 | no | HPLC Column | SS | 20 x 4,0 mm
Lichrospher | A246C000LS100 | MERCK Lichrospher 60 Si 10µm packed by BISCHOFF | Silica | 20 | 4.6 | 10 | 60 | L3 | no | HPLC Column | SS | 20 x 4,6 mm
Lichrospher | 0202C000LS100 | MERCK Lichrospher 60 Si 10µm packed by BISCHOFF | Silica | 25 | 2 | 10 | 60 | L3 | no | HPLC Column | SS | 25 x 2,0 mm
Lichrospher | 0203C000LS100 | MERCK Lichrospher 60 Si 10µm packed by BISCHOFF | Silica | 25 | 3 | 10 | 60 | L3 | no | HPLC Column | SS | 25 x 3,0 mm
Lichrospher | 0204C000LS100 | MERCK Lichrospher 60 Si 10µm packed by BISCHOFF | Silica | 25 | 4 | 10 | 60 | L3 | no | HPLC Column | SS | 25 x 4,0 mm
Lichrospher | 0246C000LS100 | MERCK Lichrospher 60 Si 10µm packed by BISCHOFF | Silica | 25 | 4.6 | 10 | 60 | L3 | no | HPLC Column | SS | 25 x 4,6 mm
Lichrospher | 0302C000LS100 | MERCK Lichrospher 60 Si 10µm packed by BISCHOFF | Silica | 30 | 2 | 10 | 60 | L3 | no | HPLC Column | SS | 30 x 2,0 mm
Lichrospher | 0303C000LS100 | MERCK Lichrospher 60 Si 10µm packed by BISCHOFF | Silica | 30 | 3 | 10 | 60 | L3 | no | HPLC Column | SS | 30 x 3,0 mm
Lichrospher | 0304C000LS100 | MERCK Lichrospher 60 Si 10µm packed by BISCHOFF | Silica | 30 | 4 | 10 | 60 | L3 | no | HPLC Column | SS | 30 x 4,0 mm
Lichrospher | 0346C000LS100 | MERCK Lichrospher 60 Si 10µm packed by BISCHOFF | Silica | 30 | 4.6 | 10 | 60 | L3 | no | HPLC Column | SS | 30 x 4,6 mm
Lichrospher | 0402C000LS100 | MERCK Lichrospher 60 Si 10µm packed by BISCHOFF | Silica | 33 | 2 | 10 | 60 | L3 | no | HPLC Column | SS | 33 x 2,0 mm
Lichrospher | 0403C000LS100 | MERCK Lichrospher 60 Si 10µm packed by BISCHOFF | Silica | 33 | 3 | 10 | 60 | L3 | no | HPLC Column | SS | 33 x 3,0 mm
Lichrospher | 0404C000LS100 | MERCK Lichrospher 60 Si 10µm packed by BISCHOFF | Silica | 33 | 4 | 10 | 60 | L3 | no | HPLC Column | SS | 33 x 4,0 mm
Lichrospher | 0446C000LS100 | MERCK Lichrospher 60 Si 10µm packed by BISCHOFF | Silica | 33 | 4.6 | 10 | 60 | L3 | no | HPLC Column | SS | 33 x 4,6 mm
Lichrospher | A402C000LS100 | MERCK Lichrospher 60 Si 10µm packed by BISCHOFF | Silica | 40 | 2 | 10 | 60 | L3 | no | HPLC Column | SS | 40 x 2,0 mm
Lichrospher | A403C000LS100 | MERCK Lichrospher 60 Si 10µm packed by BISCHOFF | Silica | 40 | 3 | 10 | 60 | L3 | no | HPLC Column | SS | 40 x 3,0 mm
Lichrospher | A404C000LS100 | MERCK Lichrospher 60 Si 10µm packed by BISCHOFF | Silica | 40 | 4 | 10 | 60 | L3 | no | HPLC Column | SS | 40 x 4,0 mm
Lichrospher | A446C000LS100 | MERCK Lichrospher 60 Si 10µm packed by BISCHOFF | Silica | 40 | 4.6 | 10 | 60 | L3 | no | HPLC Column | SS | 40 x 4,6 mm
Lichrospher | 0502C000LS100 | MERCK Lichrospher 60 Si 10µm packed by BISCHOFF | Silica | 50 | 2 | 10 | 60 | L3 | no | HPLC Column | SS | 50 x 2,0 mm
Lichrospher | 0503C000LS100 | MERCK Lichrospher 60 Si 10µm packed by BISCHOFF | Silica | 50 | 3 | 10 | 60 | L3 | no | HPLC Column | SS | 50 x 3,0 mm
Lichrospher | 0504C000LS100 | MERCK Lichrospher 60 Si 10µm packed by BISCHOFF | Silica | 50 | 4 | 10 | 60 | L3 | no | HPLC Column | SS | 50 x 4,0 mm
Lichrospher | 0546C000LS100 | MERCK Lichrospher 60 Si 10µm packed by BISCHOFF | Silica | 50 | 4.6 | 10 | 60 | L3 | no | HPLC Column | SS | 50 x 4,6 mm
Lichrospher | 0602C000LS100 | MERCK Lichrospher 60 Si 10µm packed by BISCHOFF | Silica | 53 | 2 | 10 | 60 | L3 | no | HPLC Column | SS | 53 x 2,0 mm
Lichrospher | 0603C000LS100 | MERCK Lichrospher 60 Si 10µm packed by BISCHOFF | Silica | 53 | 3 | 10 | 60 | L3 | no | HPLC Column | SS | 53 x 3,0 mm
Lichrospher | 0604C000LS100 | MERCK Lichrospher 60 Si 10µm packed by BISCHOFF | Silica | 53 | 4 | 10 | 60 | L3 | no | HPLC Column | SS | 53 x 4,0 mm
Lichrospher | 0646C000LS100 | MERCK Lichrospher 60 Si 10µm packed by BISCHOFF | Silica | 53 | 4.6 | 10 | 60 | L3 | no | HPLC Column | SS | 53 x 4,6 mm
Lichrospher | A602C000LS100 | MERCK Lichrospher 60 Si 10µm packed by BISCHOFF | Silica | 60 | 2 | 10 | 60 | L3 | no | HPLC Column | SS | 60 x 2,0 mm
Lichrospher | A603C000LS100 | MERCK Lichrospher 60 Si 10µm packed by BISCHOFF | Silica | 60 | 3 | 10 | 60 | L3 | no | HPLC Column | SS | 60 x 3,0 mm
Lichrospher | A604C000LS100 | MERCK Lichrospher 60 Si 10µm packed by BISCHOFF | Silica | 60 | 4 | 10 | 60 | L3 | no | HPLC Column | SS | 60 x 4,0 mm
Lichrospher | A646C000LS100 | MERCK Lichrospher 60 Si 10µm packed by BISCHOFF | Silica | 60 | 4.6 | 10 | 60 | L3 | no | HPLC Column | SS | 60 x 4,6 mm
Lichrospher | 0702C000LS100 | MERCK Lichrospher 60 Si 10µm packed by BISCHOFF | Silica | 75 | 2 | 10 | 60 | L3 | no | HPLC Column | SS | 75 x 2,0 mm
Lichrospher | 0703C000LS100 | MERCK Lichrospher 60 Si 10µm packed by BISCHOFF | Silica | 75 | 3 | 10 | 60 | L3 | no | HPLC Column | SS | 75 x 3,0 mm
Lichrospher | 0704C000LS100 | MERCK Lichrospher 60 Si 10µm packed by BISCHOFF | Silica | 75 | 4 | 10 | 60 | L3 | no | HPLC Column | SS | 75 x 4,0 mm
Lichrospher | 0746C000LS100 | MERCK Lichrospher 60 Si 10µm packed by BISCHOFF | Silica | 75 | 4.6 | 10 | 60 | L3 | no | HPLC Column | SS | 75 x 4,6 mm
Lichrospher | 1002C000LS100 | MERCK Lichrospher 60 Si 10µm packed by BISCHOFF | Silica | 100 | 2 | 10 | 60 | L3 | no | HPLC Column | SS | 100 x 2,0 mm
Lichrospher | 1003C000LS100 | MERCK Lichrospher 60 Si 10µm packed by BISCHOFF | Silica | 100 | 3 | 10 | 60 | L3 | no | HPLC Column | SS | 100 x 3,0 mm
Lichrospher | 1004C000LS100 | MERCK Lichrospher 60 Si 10µm packed by BISCHOFF | Silica | 100 | 4 | 10 | 60 | L3 | no | HPLC Column | SS | 100 x 4,0 mm
Lichrospher | 1046C000LS100 | MERCK Lichrospher 60 Si 10µm packed by BISCHOFF | Silica | 100 | 4.6 | 10 | 60 | L3 | no | HPLC Column | SS | 100 x 4,6 mm
Lichrospher | 1202C000LS100 | MERCK Lichrospher 60 Si 10µm packed by BISCHOFF | Silica | 125 | 2 | 10 | 60 | L3 | no | HPLC Column | SS | 125 x 2,0 mm
Lichrospher | 1203C000LS100 | MERCK Lichrospher 60 Si 10µm packed by BISCHOFF | Silica | 125 | 3 | 10 | 60 | L3 | no | HPLC Column | SS | 125 x 3,0 mm
Lichrospher | 1204C000LS100 | MERCK Lichrospher 60 Si 10µm packed by BISCHOFF | Silica | 125 | 4 | 10 | 60 | L3 | no | HPLC Column | SS | 125 x 4,0 mm
Lichrospher | 1246C000LS100 | MERCK Lichrospher 60 Si 10µm packed by BISCHOFF | Silica | 125 | 4.6 | 10 | 60 | L3 | no | HPLC Column | SS | 125 x 4,6 mm
Lichrospher | 1502C000LS100 | MERCK Lichrospher 60 Si 10µm packed by BISCHOFF | Silica | 150 | 2 | 10 | 60 | L3 | no | HPLC Column | SS | 150 x 2,0 mm
Lichrospher | 1503C000LS100 | MERCK Lichrospher 60 Si 10µm packed by BISCHOFF | Silica | 150 | 3 | 10 | 60 | L3 | no | HPLC Column | SS | 150 x 3,0 mm
Lichrospher | 1504C000LS100 | MERCK Lichrospher 60 Si 10µm packed by BISCHOFF | Silica | 150 | 4 | 10 | 60 | L3 | no | HPLC Column | SS | 150 x 4,0 mm
Lichrospher | 1546C000LS100 | MERCK Lichrospher 60 Si 10µm packed by BISCHOFF | Silica | 150 | 4.6 | 10 | 60 | L3 | no | HPLC Column | SS | 150 x 4,6 mm
Lichrospher | 2002C000LS100 | MERCK Lichrospher 60 Si 10µm packed by BISCHOFF | Silica | 200 | 2 | 10 | 60 | L3 | no | HPLC Column | SS | 200 x 2,0 mm
Lichrospher | 2003C000LS100 | MERCK Lichrospher 60 Si 10µm packed by BISCHOFF | Silica | 200 | 3 | 10 | 60 | L3 | no | HPLC Column | SS | 200 x 3,0 mm
Lichrospher | 2004C000LS100 | MERCK Lichrospher 60 Si 10µm packed by BISCHOFF | Silica | 200 | 4 | 10 | 60 | L3 | no | HPLC Column | SS | 200 x 4,0 mm
Lichrospher | 2046C000LS100 | MERCK Lichrospher 60 Si 10µm packed by BISCHOFF | Silica | 200 | 4.6 | 10 | 60 | L3 | no | HPLC Column | SS | 200 x 4,6 mm
Lichrospher | 2502C000LS100 | MERCK Lichrospher 60 Si 10µm packed by BISCHOFF | Silica | 250 | 2 | 10 | 60 | L3 | no | HPLC Column | SS | 250 x 2,0 mm
Lichrospher | 2503C000LS100 | MERCK Lichrospher 60 Si 10µm packed by BISCHOFF | Silica | 250 | 3 | 10 | 60 | L3 | no | HPLC Column | SS | 250 x 3,0 mm
Lichrospher | 2504C000LS100 | MERCK Lichrospher 60 Si 10µm packed by BISCHOFF | Silica | 250 | 4 | 10 | 60 | L3 | no | HPLC Column | SS | 250 x 4,0 mm
Lichrospher | 2546C000LS100 | MERCK Lichrospher 60 Si 10µm packed by BISCHOFF | Silica | 250 | 4.6 | 10 | 60 | L3 | no | HPLC Column | SS | 250 x 4,6 mm
Lichrospher | 3002C000LS100 | MERCK Lichrospher 60 Si 10µm packed by BISCHOFF | Silica | 300 | 2 | 10 | 60 | L3 | no | HPLC Column | SS | 300 x 2,0 mm
Lichrospher | 3003C000LS100 | MERCK Lichrospher 60 Si 10µm packed by BISCHOFF | Silica | 300 | 3 | 10 | 60 | L3 | no | HPLC Column | SS | 300 x 3,0 mm
Lichrospher | 3004C000LS100 | MERCK Lichrospher 60 Si 10µm packed by BISCHOFF | Silica | 300 | 4 | 10 | 60 | L3 | no | HPLC Column | SS | 300 x 4,0 mm
Lichrospher | 3046C000LS100 | MERCK Lichrospher 60 Si 10µm packed by BISCHOFF | Silica | 300 | 4.6 | 10 | 60 | L3 | no | HPLC Column | SS | 300 x 4,6 mm
Lichrospher | 01P4C000LS100 | MERCK Lichrospher 60 Si 10µm packed by BISCHOFF | Silica | 14 | 4 | 10 | 60 | L3 | no | HPLC Column | PEEK | 14 x 4,0 mm
Lichrospher | A2P4C000LS100 | MERCK Lichrospher 60 Si 10µm packed by BISCHOFF | Silica | 20 | 4 | 10 | 60 | L3 | no | HPLC Column | PEEK | 20 x 4,0 mm
Lichrospher | 02P4C000LS100 | MERCK Lichrospher 60 Si 10µm packed by BISCHOFF | Silica | 25 | 4 | 10 | 60 | L3 | no | HPLC Column | PEEK | 25 x 4,0 mm
Lichrospher | 03P4C000LS100 | MERCK Lichrospher 60 Si 10µm packed by BISCHOFF | Silica | 30 | 4 | 10 | 60 | L3 | no | HPLC Column | PEEK | 30 x 4,0 mm
Lichrospher | 04P4C000LS100 | MERCK Lichrospher 60 Si 10µm packed by BISCHOFF | Silica | 33 | 4 | 10 | 60 | L3 | no | HPLC Column | PEEK | 33 x 4,0 mm
Lichrospher | A4P4C000LS100 | MERCK Lichrospher 60 Si 10µm packed by BISCHOFF | Silica | 40 | 4 | 10 | 60 | L3 | no | HPLC Column | PEEK | 40 x 4,0 mm
Lichrospher | 05P4C000LS100 | MERCK Lichrospher 60 Si 10µm packed by BISCHOFF | Silica | 50 | 4 | 10 | 60 | L3 | no | HPLC Column | PEEK | 50 x 4,0 mm
Lichrospher | 06P4C000LS100 | MERCK Lichrospher 60 Si 10µm packed by BISCHOFF | Silica | 53 | 4 | 10 | 60 | L3 | no | HPLC Column | PEEK | 53 x 4,0 mm
Lichrospher | A6P4C000LS100 | MERCK Lichrospher 60 Si 10µm packed by BISCHOFF | Silica | 60 | 4 | 10 | 60 | L3 | no | HPLC Column | PEEK | 60 x 4,0 mm
Lichrospher | 07P4C000LS100 | MERCK Lichrospher 60 Si 10µm packed by BISCHOFF | Silica | 75 | 4 | 10 | 60 | L3 | no | HPLC Column | PEEK | 75 x 4,0 mm
Lichrospher | 10P4C000LS100 | MERCK Lichrospher 60 Si 10µm packed by BISCHOFF | Silica | 100 | 4 | 10 | 60 | L3 | no | HPLC Column | PEEK | 100 x 4,0 mm
Lichrospher | 12P4C000LS100 | MERCK Lichrospher 60 Si 10µm packed by BISCHOFF | Silica | 125 | 4 | 10 | 60 | L3 | no | HPLC Column | PEEK | 125 x 4,0 mm
Lichrospher | 15P4C000LS100 | MERCK Lichrospher 60 Si 10µm packed by BISCHOFF | Silica | 150 | 4 | 10 | 60 | L3 | no | HPLC Column | PEEK | 150 x 4,0 mm
Lichrospher | 20P4C000LS100 | MERCK Lichrospher 60 Si 10µm packed by BISCHOFF | Silica | 200 | 4 | 10 | 60 | L3 | no | HPLC Column | PEEK | 200 x 4,0 mm
Lichrospher | 25P4C000LS100 | MERCK Lichrospher 60 Si 10µm packed by BISCHOFF | Silica | 250 | 4 | 10 | 60 | L3 | no | HPLC Column | PEEK | 250 x 4,0 mm
Lichrospher | 30P4C000LS100 | MERCK Lichrospher 60 Si 10µm packed by BISCHOFF | Silica | 300 | 4 | 10 | 60 | L3 | no | HPLC Column | PEEK | 300 x 4,0 mm
Lichrospher | 6305C000LS100 | MERCK Lichrospher 60 Si 10µm packed by BISCHOFF | Silica | 5 | 4 | 10 | 60 | L3 | no | Cartridges (5 pcs.) | SS | 5 x 4,0 mm
Lichrospher | 6301C000LS100 | MERCK Lichrospher 60 Si 10µm packed by BISCHOFF | Silica | 10 | 4 | 10 | 60 | L3 | no | Cartridges (5 pcs.) | SS | 10 x 4,0 mm
Lichrospher | 6302C000LS100 | MERCK Lichrospher 60 Si 10µm packed by BISCHOFF | Silica | 20 | 4 | 10 | 60 | L3 | no | Cartridges (5 pcs.) | SS | 20 x 4,0 mm
Lichrospher | 63P1C000LS100 | MERCK Lichrospher 60 Si 10µm packed by BISCHOFF | Silica | 10 | 4 | 10 | 60 | L3 | no | Cartridges (5 pcs.) | PEEK | 10 x 4,0 mm
Lichrospher | 63P2C000LS100 | MERCK Lichrospher 60 Si 10µm packed by BISCHOFF | Silica | 20 | 4 | 10 | 60 | L3 | no | Cartridges (5 pcs.) | PEEK | 20 x 4,0 mm
Lichrospher | 6335C000LS100 | MERCK Lichrospher 60 Si 10µm packed by BISCHOFF | Silica | 5 | 3 | 10 | 60 | L3 | no | Cartridges (5 pcs.) | SS | 5 x 3,0 mm
Lichrospher | 6331C000LS100 | MERCK Lichrospher 60 Si 10µm packed by BISCHOFF | Silica | 10 | 3 | 10 | 60 | L3 | no | Cartridges (5 pcs.) | SS | 10 x 3,0 mm
Lichrospher | 6332C000LS100 | MERCK Lichrospher 60 Si 10µm packed by BISCHOFF | Silica | 20 | 3 | 10 | 60 | L3 | no | Cartridges (5 pcs.) | SS | 20 x 3,0 mm
Lichrospher | 6325C000LS100 | MERCK Lichrospher 60 Si 10µm packed by BISCHOFF | Silica | 5 | 2 | 10 | 60 | L3 | no | Cartridges (5 pcs.) | SS | 5 x 2,0 mm
Lichrospher | 6321C000LS100 | MERCK Lichrospher 60 Si 10µm packed by BISCHOFF | Silica | 10 | 2 | 10 | 60 | L3 | no | Cartridges (5 pcs.) | SS | 10 x 2,0 mm
Lichrospher | 6322C000LS100 | MERCK Lichrospher 60 Si 10µm packed by BISCHOFF | Silica | 20 | 2 | 10 | 60 | L3 | no | Cartridges (5 pcs.) | SS | 20 x 2,0 mm
Lichrospher | 0102E000LS100 | MERCK Lichrospher 100 Si 10µm packed by BISCHOFF | Silica | 14 | 2 | 10 | 100 | L3 | no | HPLC Column | SS | 14 x 2,0 mm
Lichrospher | 0103E000LS100 | MERCK Lichrospher 100 Si 10µm packed by BISCHOFF | Silica | 14 | 3 | 10 | 100 | L3 | no | HPLC Column | SS | 14 x 3,0 mm
Lichrospher | 0104E000LS100 | MERCK Lichrospher 100 Si 10µm packed by BISCHOFF | Silica | 14 | 4 | 10 | 100 | L3 | no | HPLC Column | SS | 14 x 4,0 mm
Lichrospher | 0146E000LS100 | MERCK Lichrospher 100 Si 10µm packed by BISCHOFF | Silica | 14 | 4.6 | 10 | 100 | L3 | no | HPLC Column | SS | 14 x 4,6 mm
Lichrospher | A202E000LS100 | MERCK Lichrospher 100 Si 10µm packed by BISCHOFF | Silica | 20 | 2 | 10 | 100 | L3 | no | HPLC Column | SS | 20 x 2,0 mm
Lichrospher | A203E000LS100 | MERCK Lichrospher 100 Si 10µm packed by BISCHOFF | Silica | 20 | 3 | 10 | 100 | L3 | no | HPLC Column | SS | 20 x 3,0 mm
Lichrospher | A204E000LS100 | MERCK Lichrospher 100 Si 10µm packed by BISCHOFF | Silica | 20 | 4 | 10 | 100 | L3 | no | HPLC Column | SS | 20 x 4,0 mm
Lichrospher | A246E000LS100 | MERCK Lichrospher 100 Si 10µm packed by BISCHOFF | Silica | 20 | 4.6 | 10 | 100 | L3 | no | HPLC Column | SS | 20 x 4,6 mm
Lichrospher | 0202E000LS100 | MERCK Lichrospher 100 Si 10µm packed by BISCHOFF | Silica | 25 | 2 | 10 | 100 | L3 | no | HPLC Column | SS | 25 x 2,0 mm
Lichrospher | 0203E000LS100 | MERCK Lichrospher 100 Si 10µm packed by BISCHOFF | Silica | 25 | 3 | 10 | 100 | L3 | no | HPLC Column | SS | 25 x 3,0 mm
Lichrospher | 0204E000LS100 | MERCK Lichrospher 100 Si 10µm packed by BISCHOFF | Silica | 25 | 4 | 10 | 100 | L3 | no | HPLC Column | SS | 25 x 4,0 mm
Lichrospher | 0246E000LS100 | MERCK Lichrospher 100 Si 10µm packed by BISCHOFF | Silica | 25 | 4.6 | 10 | 100 | L3 | no | HPLC Column | SS | 25 x 4,6 mm
Lichrospher | 0302E000LS100 | MERCK Lichrospher 100 Si 10µm packed by BISCHOFF | Silica | 30 | 2 | 10 | 100 | L3 | no | HPLC Column | SS | 30 x 2,0 mm
Lichrospher | 0303E000LS100 | MERCK Lichrospher 100 Si 10µm packed by BISCHOFF | Silica | 30 | 3 | 10 | 100 | L3 | no | HPLC Column | SS | 30 x 3,0 mm
Lichrospher | 0304E000LS100 | MERCK Lichrospher 100 Si 10µm packed by BISCHOFF | Silica | 30 | 4 | 10 | 100 | L3 | no | HPLC Column | SS | 30 x 4,0 mm
Lichrospher | 0346E000LS100 | MERCK Lichrospher 100 Si 10µm packed by BISCHOFF | Silica | 30 | 4.6 | 10 | 100 | L3 | no | HPLC Column | SS | 30 x 4,6 mm
Lichrospher | 0402E000LS100 | MERCK Lichrospher 100 Si 10µm packed by BISCHOFF | Silica | 33 | 2 | 10 | 100 | L3 | no | HPLC Column | SS | 33 x 2,0 mm
Lichrospher | 0403E000LS100 | MERCK Lichrospher 100 Si 10µm packed by BISCHOFF | Silica | 33 | 3 | 10 | 100 | L3 | no | HPLC Column | SS | 33 x 3,0 mm
Lichrospher | 0404E000LS100 | MERCK Lichrospher 100 Si 10µm packed by BISCHOFF | Silica | 33 | 4 | 10 | 100 | L3 | no | HPLC Column | SS | 33 x 4,0 mm
Lichrospher | 0446E000LS100 | MERCK Lichrospher 100 Si 10µm packed by BISCHOFF | Silica | 33 | 4.6 | 10 | 100 | L3 | no | HPLC Column | SS | 33 x 4,6 mm
Lichrospher | A402E000LS100 | MERCK Lichrospher 100 Si 10µm packed by BISCHOFF | Silica | 40 | 2 | 10 | 100 | L3 | no | HPLC Column | SS | 40 x 2,0 mm
Lichrospher | A403E000LS100 | MERCK Lichrospher 100 Si 10µm packed by BISCHOFF | Silica | 40 | 3 | 10 | 100 | L3 | no | HPLC Column | SS | 40 x 3,0 mm
Lichrospher | A404E000LS100 | MERCK Lichrospher 100 Si 10µm packed by BISCHOFF | Silica | 40 | 4 | 10 | 100 | L3 | no | HPLC Column | SS | 40 x 4,0 mm
Lichrospher | A446E000LS100 | MERCK Lichrospher 100 Si 10µm packed by BISCHOFF | Silica | 40 | 4.6 | 10 | 100 | L3 | no | HPLC Column | SS | 40 x 4,6 mm
Lichrospher | 0502E000LS100 | MERCK Lichrospher 100 Si 10µm packed by BISCHOFF | Silica | 50 | 2 | 10 | 100 | L3 | no | HPLC Column | SS | 50 x 2,0 mm
Lichrospher | 0503E000LS100 | MERCK Lichrospher 100 Si 10µm packed by BISCHOFF | Silica | 50 | 3 | 10 | 100 | L3 | no | HPLC Column | SS | 50 x 3,0 mm
Lichrospher | 0504E000LS100 | MERCK Lichrospher 100 Si 10µm packed by BISCHOFF | Silica | 50 | 4 | 10 | 100 | L3 | no | HPLC Column | SS | 50 x 4,0 mm
Lichrospher | 0546E000LS100 | MERCK Lichrospher 100 Si 10µm packed by BISCHOFF | Silica | 50 | 4.6 | 10 | 100 | L3 | no | HPLC Column | SS | 50 x 4,6 mm
Lichrospher | 0602E000LS100 | MERCK Lichrospher 100 Si 10µm packed by BISCHOFF | Silica | 53 | 2 | 10 | 100 | L3 | no | HPLC Column | SS | 53 x 2,0 mm
Lichrospher | 0603E000LS100 | MERCK Lichrospher 100 Si 10µm packed by BISCHOFF | Silica | 53 | 3 | 10 | 100 | L3 | no | HPLC Column | SS | 53 x 3,0 mm
Lichrospher | 0604E000LS100 | MERCK Lichrospher 100 Si 10µm packed by BISCHOFF | Silica | 53 | 4 | 10 | 100 | L3 | no | HPLC Column | SS | 53 x 4,0 mm
Lichrospher | 0646E000LS100 | MERCK Lichrospher 100 Si 10µm packed by BISCHOFF | Silica | 53 | 4.6 | 10 | 100 | L3 | no | HPLC Column | SS | 53 x 4,6 mm
Lichrospher | A602E000LS100 | MERCK Lichrospher 100 Si 10µm packed by BISCHOFF | Silica | 60 | 2 | 10 | 100 | L3 | no | HPLC Column | SS | 60 x 2,0 mm
Lichrospher | A603E000LS100 | MERCK Lichrospher 100 Si 10µm packed by BISCHOFF | Silica | 60 | 3 | 10 | 100 | L3 | no | HPLC Column | SS | 60 x 3,0 mm
Lichrospher | A604E000LS100 | MERCK Lichrospher 100 Si 10µm packed by BISCHOFF | Silica | 60 | 4 | 10 | 100 | L3 | no | HPLC Column | SS | 60 x 4,0 mm
Lichrospher | A646E000LS100 | MERCK Lichrospher 100 Si 10µm packed by BISCHOFF | Silica | 60 | 4.6 | 10 | 100 | L3 | no | HPLC Column | SS | 60 x 4,6 mm
Lichrospher | 0702E000LS100 | MERCK Lichrospher 100 Si 10µm packed by BISCHOFF | Silica | 75 | 2 | 10 | 100 | L3 | no | HPLC Column | SS | 75 x 2,0 mm
Lichrospher | 0703E000LS100 | MERCK Lichrospher 100 Si 10µm packed by BISCHOFF | Silica | 75 | 3 | 10 | 100 | L3 | no | HPLC Column | SS | 75 x 3,0 mm
Lichrospher | 0704E000LS100 | MERCK Lichrospher 100 Si 10µm packed by BISCHOFF | Silica | 75 | 4 | 10 | 100 | L3 | no | HPLC Column | SS | 75 x 4,0 mm
Lichrospher | 0746E000LS100 | MERCK Lichrospher 100 Si 10µm packed by BISCHOFF | Silica | 75 | 4.6 | 10 | 100 | L3 | no | HPLC Column | SS | 75 x 4,6 mm
Lichrospher | 1002E000LS100 | MERCK Lichrospher 100 Si 10µm packed by BISCHOFF | Silica | 100 | 2 | 10 | 100 | L3 | no | HPLC Column | SS | 100 x 2,0 mm
Lichrospher | 1003E000LS100 | MERCK Lichrospher 100 Si 10µm packed by BISCHOFF | Silica | 100 | 3 | 10 | 100 | L3 | no | HPLC Column | SS | 100 x 3,0 mm
Lichrospher | 1004E000LS100 | MERCK Lichrospher 100 Si 10µm packed by BISCHOFF | Silica | 100 | 4 | 10 | 100 | L3 | no | HPLC Column | SS | 100 x 4,0 mm
Lichrospher | 1046E000LS100 | MERCK Lichrospher 100 Si 10µm packed by BISCHOFF | Silica | 100 | 4.6 | 10 | 100 | L3 | no | HPLC Column | SS | 100 x 4,6 mm
Lichrospher | 1202E000LS100 | MERCK Lichrospher 100 Si 10µm packed by BISCHOFF | Silica | 125 | 2 | 10 | 100 | L3 | no | HPLC Column | SS | 125 x 2,0 mm
Lichrospher | 1203E000LS100 | MERCK Lichrospher 100 Si 10µm packed by BISCHOFF | Silica | 125 | 3 | 10 | 100 | L3 | no | HPLC Column | SS | 125 x 3,0 mm
Lichrospher | 1204E000LS100 | MERCK Lichrospher 100 Si 10µm packed by BISCHOFF | Silica | 125 | 4 | 10 | 100 | L3 | no | HPLC Column | SS | 125 x 4,0 mm
Lichrospher | 1246E000LS100 | MERCK Lichrospher 100 Si 10µm packed by BISCHOFF | Silica | 125 | 4.6 | 10 | 100 | L3 | no | HPLC Column | SS | 125 x 4,6 mm
Lichrospher | 1502E000LS100 | MERCK Lichrospher 100 Si 10µm packed by BISCHOFF | Silica | 150 | 2 | 10 | 100 | L3 | no | HPLC Column | SS | 150 x 2,0 mm
Lichrospher | 1503E000LS100 | MERCK Lichrospher 100 Si 10µm packed by BISCHOFF | Silica | 150 | 3 | 10 | 100 | L3 | no | HPLC Column | SS | 150 x 3,0 mm
Lichrospher | 1504E000LS100 | MERCK Lichrospher 100 Si 10µm packed by BISCHOFF | Silica | 150 | 4 | 10 | 100 | L3 | no | HPLC Column | SS | 150 x 4,0 mm
Lichrospher | 1546E000LS100 | MERCK Lichrospher 100 Si 10µm packed by BISCHOFF | Silica | 150 | 4.6 | 10 | 100 | L3 | no | HPLC Column | SS | 150 x 4,6 mm
Lichrospher | 2002E000LS100 | MERCK Lichrospher 100 Si 10µm packed by BISCHOFF | Silica | 200 | 2 | 10 | 100 | L3 | no | HPLC Column | SS | 200 x 2,0 mm
Lichrospher | 2003E000LS100 | MERCK Lichrospher 100 Si 10µm packed by BISCHOFF | Silica | 200 | 3 | 10 | 100 | L3 | no | HPLC Column | SS | 200 x 3,0 mm
Lichrospher | 2004E000LS100 | MERCK Lichrospher 100 Si 10µm packed by BISCHOFF | Silica | 200 | 4 | 10 | 100 | L3 | no | HPLC Column | SS | 200 x 4,0 mm
Lichrospher | 2046E000LS100 | MERCK Lichrospher 100 Si 10µm packed by BISCHOFF | Silica | 200 | 4.6 | 10 | 100 | L3 | no | HPLC Column | SS | 200 x 4,6 mm
Lichrospher | 2502E000LS100 | MERCK Lichrospher 100 Si 10µm packed by BISCHOFF | Silica | 250 | 2 | 10 | 100 | L3 | no | HPLC Column | SS | 250 x 2,0 mm
Lichrospher | 2503E000LS100 | MERCK Lichrospher 100 Si 10µm packed by BISCHOFF | Silica | 250 | 3 | 10 | 100 | L3 | no | HPLC Column | SS | 250 x 3,0 mm
Lichrospher | 2504E000LS100 | MERCK Lichrospher 100 Si 10µm packed by BISCHOFF | Silica | 250 | 4 | 10 | 100 | L3 | no | HPLC Column | SS | 250 x 4,0 mm
Lichrospher | 2546E000LS100 | MERCK Lichrospher 100 Si 10µm packed by BISCHOFF | Silica | 250 | 4.6 | 10 | 100 | L3 | no | HPLC Column | SS | 250 x 4,6 mm
Lichrospher | 3002E000LS100 | MERCK Lichrospher 100 Si 10µm packed by BISCHOFF | Silica | 300 | 2 | 10 | 100 | L3 | no | HPLC Column | SS | 300 x 2,0 mm
Lichrospher | 3003E000LS100 | MERCK Lichrospher 100 Si 10µm packed by BISCHOFF | Silica | 300 | 3 | 10 | 100 | L3 | no | HPLC Column | SS | 300 x 3,0 mm
Lichrospher | 3004E000LS100 | MERCK Lichrospher 100 Si 10µm packed by BISCHOFF | Silica | 300 | 4 | 10 | 100 | L3 | no | HPLC Column | SS | 300 x 4,0 mm
Lichrospher | 3046E000LS100 | MERCK Lichrospher 100 Si 10µm packed by BISCHOFF | Silica | 300 | 4.6 | 10 | 100 | L3 | no | HPLC Column | SS | 300 x 4,6 mm
Lichrospher | 01P4E000LS100 | MERCK Lichrospher 100 Si 10µm packed by BISCHOFF | Silica | 14 | 4 | 10 | 100 | L3 | no | HPLC Column | PEEK | 14 x 4,0 mm
Lichrospher | A2P4E000LS100 | MERCK Lichrospher 100 Si 10µm packed by BISCHOFF | Silica | 20 | 4 | 10 | 100 | L3 | no | HPLC Column | PEEK | 20 x 4,0 mm
Lichrospher | 02P4E000LS100 | MERCK Lichrospher 100 Si 10µm packed by BISCHOFF | Silica | 25 | 4 | 10 | 100 | L3 | no | HPLC Column | PEEK | 25 x 4,0 mm
Lichrospher | 03P4E000LS100 | MERCK Lichrospher 100 Si 10µm packed by BISCHOFF | Silica | 30 | 4 | 10 | 100 | L3 | no | HPLC Column | PEEK | 30 x 4,0 mm
Lichrospher | 04P4E000LS100 | MERCK Lichrospher 100 Si 10µm packed by BISCHOFF | Silica | 33 | 4 | 10 | 100 | L3 | no | HPLC Column | PEEK | 33 x 4,0 mm
Lichrospher | A4P4E000LS100 | MERCK Lichrospher 100 Si 10µm packed by BISCHOFF | Silica | 40 | 4 | 10 | 100 | L3 | no | HPLC Column | PEEK | 40 x 4,0 mm
Lichrospher | 05P4E000LS100 | MERCK Lichrospher 100 Si 10µm packed by BISCHOFF | Silica | 50 | 4 | 10 | 100 | L3 | no | HPLC Column | PEEK | 50 x 4,0 mm
Lichrospher | 06P4E000LS100 | MERCK Lichrospher 100 Si 10µm packed by BISCHOFF | Silica | 53 | 4 | 10 | 100 | L3 | no | HPLC Column | PEEK | 53 x 4,0 mm
Lichrospher | A6P4E000LS100 | MERCK Lichrospher 100 Si 10µm packed by BISCHOFF | Silica | 60 | 4 | 10 | 100 | L3 | no | HPLC Column | PEEK | 60 x 4,0 mm
Lichrospher | 07P4E000LS100 | MERCK Lichrospher 100 Si 10µm packed by BISCHOFF | Silica | 75 | 4 | 10 | 100 | L3 | no | HPLC Column | PEEK | 75 x 4,0 mm
Lichrospher | 10P4E000LS100 | MERCK Lichrospher 100 Si 10µm packed by BISCHOFF | Silica | 100 | 4 | 10 | 100 | L3 | no | HPLC Column | PEEK | 100 x 4,0 mm
Lichrospher | 12P4E000LS100 | MERCK Lichrospher 100 Si 10µm packed by BISCHOFF | Silica | 125 | 4 | 10 | 100 | L3 | no | HPLC Column | PEEK | 125 x 4,0 mm
Lichrospher | 15P4E000LS100 | MERCK Lichrospher 100 Si 10µm packed by BISCHOFF | Silica | 150 | 4 | 10 | 100 | L3 | no | HPLC Column | PEEK | 150 x 4,0 mm
Lichrospher | 20P4E000LS100 | MERCK Lichrospher 100 Si 10µm packed by BISCHOFF | Silica | 200 | 4 | 10 | 100 | L3 | no | HPLC Column | PEEK | 200 x 4,0 mm
Lichrospher | 25P4E000LS100 | MERCK Lichrospher 100 Si 10µm packed by BISCHOFF | Silica | 250 | 4 | 10 | 100 | L3 | no | HPLC Column | PEEK | 250 x 4,0 mm
Lichrospher | 30P4E000LS100 | MERCK Lichrospher 100 Si 10µm packed by BISCHOFF | Silica | 300 | 4 | 10 | 100 | L3 | no | HPLC Column | PEEK | 300 x 4,0 mm
Lichrospher | 6305E000LS100 | MERCK Lichrospher 100 Si 10µm packed by BISCHOFF | Silica | 5 | 4 | 10 | 100 | L3 | no | Cartridges (5 pcs.) | SS | 5 x 4,0 mm
Lichrospher | 6301E000LS100 | MERCK Lichrospher 100 Si 10µm packed by BISCHOFF | Silica | 10 | 4 | 10 | 100 | L3 | no | Cartridges (5 pcs.) | SS | 10 x 4,0 mm
Lichrospher | 6302E000LS100 | MERCK Lichrospher 100 Si 10µm packed by BISCHOFF | Silica | 20 | 4 | 10 | 100 | L3 | no | Cartridges (5 pcs.) | SS | 20 x 4,0 mm
Lichrospher | 63P1E000LS100 | MERCK Lichrospher 100 Si 10µm packed by BISCHOFF | Silica | 10 | 4 | 10 | 100 | L3 | no | Cartridges (5 pcs.) | PEEK | 10 x 4,0 mm
Lichrospher | 63P2E000LS100 | MERCK Lichrospher 100 Si 10µm packed by BISCHOFF | Silica | 20 | 4 | 10 | 100 | L3 | no | Cartridges (5 pcs.) | PEEK | 20 x 4,0 mm
Lichrospher | 6335E000LS100 | MERCK Lichrospher 100 Si 10µm packed by BISCHOFF | Silica | 5 | 3 | 10 | 100 | L3 | no | Cartridges (5 pcs.) | SS | 5 x 3,0 mm
Lichrospher | 6331E000LS100 | MERCK Lichrospher 100 Si 10µm packed by BISCHOFF | Silica | 10 | 3 | 10 | 100 | L3 | no | Cartridges (5 pcs.) | SS | 10 x 3,0 mm
Lichrospher | 6332E000LS100 | MERCK Lichrospher 100 Si 10µm packed by BISCHOFF | Silica | 20 | 3 | 10 | 100 | L3 | no | Cartridges (5 pcs.) | SS | 20 x 3,0 mm
Lichrospher | 6325E000LS100 | MERCK Lichrospher 100 Si 10µm packed by BISCHOFF | Silica | 5 | 2 | 10 | 100 | L3 | no | Cartridges (5 pcs.) | SS | 5 x 2,0 mm
Lichrospher | 6321E000LS100 | MERCK Lichrospher 100 Si 10µm packed by BISCHOFF | Silica | 10 | 2 | 10 | 100 | L3 | no | Cartridges (5 pcs.) | SS | 10 x 2,0 mm
Lichrospher | 6322E000LS100 | MERCK Lichrospher 100 Si 10µm packed by BISCHOFF | Silica | 20 | 2 | 10 | 100 | L3 | no | Cartridges (5 pcs.) | SS | 20 x 2,0 mm
Lichrospher | 0102C081LS050 | MERCK Lichrospher 60 RP Select B 5µm packed by BISCHOFF | C8 | 14 | 2 | 5 | 60 | L7 | no | HPLC Column | SS | 14 x 2,0 mm
Lichrospher | 0103C081LS050 | MERCK Lichrospher 60 RP Select B 5µm packed by BISCHOFF | C8 | 14 | 3 | 5 | 60 | L7 | no | HPLC Column | SS | 14 x 3,0 mm
Lichrospher | 0104C081LS050 | MERCK Lichrospher 60 RP Select B 5µm packed by BISCHOFF | C8 | 14 | 4 | 5 | 60 | L7 | no | HPLC Column | SS | 14 x 4,0 mm
Lichrospher | 0146C081LS050 | MERCK Lichrospher 60 RP Select B 5µm packed by BISCHOFF | C8 | 14 | 4.6 | 5 | 60 | L7 | no | HPLC Column | SS | 14 x 4,6 mm
Lichrospher | A202C081LS050 | MERCK Lichrospher 60 RP Select B 5µm packed by BISCHOFF | C8 | 20 | 2 | 5 | 60 | L7 | no | HPLC Column | SS | 20 x 2,0 mm
Lichrospher | A203C081LS050 | MERCK Lichrospher 60 RP Select B 5µm packed by BISCHOFF | C8 | 20 | 3 | 5 | 60 | L7 | no | HPLC Column | SS | 20 x 3,0 mm
Lichrospher | A204C081LS050 | MERCK Lichrospher 60 RP Select B 5µm packed by BISCHOFF | C8 | 20 | 4 | 5 | 60 | L7 | no | HPLC Column | SS | 20 x 4,0 mm
Lichrospher | A246C081LS050 | MERCK Lichrospher 60 RP Select B 5µm packed by BISCHOFF | C8 | 20 | 4.6 | 5 | 60 | L7 | no | HPLC Column | SS | 20 x 4,6 mm
Lichrospher | 0202C081LS050 | MERCK Lichrospher 60 RP Select B 5µm packed by BISCHOFF | C8 | 25 | 2 | 5 | 60 | L7 | no | HPLC Column | SS | 25 x 2,0 mm
Lichrospher | 0203C081LS050 | MERCK Lichrospher 60 RP Select B 5µm packed by BISCHOFF | C8 | 25 | 3 | 5 | 60 | L7 | no | HPLC Column | SS | 25 x 3,0 mm
Lichrospher | 0204C081LS050 | MERCK Lichrospher 60 RP Select B 5µm packed by BISCHOFF | C8 | 25 | 4 | 5 | 60 | L7 | no | HPLC Column | SS | 25 x 4,0 mm
Lichrospher | 0246C081LS050 | MERCK Lichrospher 60 RP Select B 5µm packed by BISCHOFF | C8 | 25 | 4.6 | 5 | 60 | L7 | no | HPLC Column | SS | 25 x 4,6 mm
Lichrospher | 0302C081LS050 | MERCK Lichrospher 60 RP Select B 5µm packed by BISCHOFF | C8 | 30 | 2 | 5 | 60 | L7 | no | HPLC Column | SS | 30 x 2,0 mm
Lichrospher | 0303C081LS050 | MERCK Lichrospher 60 RP Select B 5µm packed by BISCHOFF | C8 | 30 | 3 | 5 | 60 | L7 | no | HPLC Column | SS | 30 x 3,0 mm
Lichrospher | 0304C081LS050 | MERCK Lichrospher 60 RP Select B 5µm packed by BISCHOFF | C8 | 30 | 4 | 5 | 60 | L7 | no | HPLC Column | SS | 30 x 4,0 mm
Lichrospher | 0346C081LS050 | MERCK Lichrospher 60 RP Select B 5µm packed by BISCHOFF | C8 | 30 | 4.6 | 5 | 60 | L7 | no | HPLC Column | SS | 30 x 4,6 mm
Lichrospher | 0402C081LS050 | MERCK Lichrospher 60 RP Select B 5µm packed by BISCHOFF | C8 | 33 | 2 | 5 | 60 | L7 | no | HPLC Column | SS | 33 x 2,0 mm
Lichrospher | 0403C081LS050 | MERCK Lichrospher 60 RP Select B 5µm packed by BISCHOFF | C8 | 33 | 3 | 5 | 60 | L7 | no | HPLC Column | SS | 33 x 3,0 mm
Lichrospher | 0404C081LS050 | MERCK Lichrospher 60 RP Select B 5µm packed by BISCHOFF | C8 | 33 | 4 | 5 | 60 | L7 | no | HPLC Column | SS | 33 x 4,0 mm
Lichrospher | 0446C081LS050 | MERCK Lichrospher 60 RP Select B 5µm packed by BISCHOFF | C8 | 33 | 4.6 | 5 | 60 | L7 | no | HPLC Column | SS | 33 x 4,6 mm
Lichrospher | A402C081LS050 | MERCK Lichrospher 60 RP Select B 5µm packed by BISCHOFF | C8 | 40 | 2 | 5 | 60 | L7 | no | HPLC Column | SS | 40 x 2,0 mm
Lichrospher | A403C081LS050 | MERCK Lichrospher 60 RP Select B 5µm packed by BISCHOFF | C8 | 40 | 3 | 5 | 60 | L7 | no | HPLC Column | SS | 40 x 3,0 mm
Lichrospher | A404C081LS050 | MERCK Lichrospher 60 RP Select B 5µm packed by BISCHOFF | C8 | 40 | 4 | 5 | 60 | L7 | no | HPLC Column | SS | 40 x 4,0 mm
Lichrospher | A446C081LS050 | MERCK Lichrospher 60 RP Select B 5µm packed by BISCHOFF | C8 | 40 | 4.6 | 5 | 60 | L7 | no | HPLC Column | SS | 40 x 4,6 mm
Lichrospher | 0502C081LS050 | MERCK Lichrospher 60 RP Select B 5µm packed by BISCHOFF | C8 | 50 | 2 | 5 | 60 | L7 | no | HPLC Column | SS | 50 x 2,0 mm
Lichrospher | 0503C081LS050 | MERCK Lichrospher 60 RP Select B 5µm packed by BISCHOFF | C8 | 50 | 3 | 5 | 60 | L7 | no | HPLC Column | SS | 50 x 3,0 mm
Lichrospher | 0504C081LS050 | MERCK Lichrospher 60 RP Select B 5µm packed by BISCHOFF | C8 | 50 | 4 | 5 | 60 | L7 | no | HPLC Column | SS | 50 x 4,0 mm
Lichrospher | 0546C081LS050 | MERCK Lichrospher 60 RP Select B 5µm packed by BISCHOFF | C8 | 50 | 4.6 | 5 | 60 | L7 | no | HPLC Column | SS | 50 x 4,6 mm
Lichrospher | 0602C081LS050 | MERCK Lichrospher 60 RP Select B 5µm packed by BISCHOFF | C8 | 53 | 2 | 5 | 60 | L7 | no | HPLC Column | SS | 53 x 2,0 mm
Lichrospher | 0603C081LS050 | MERCK Lichrospher 60 RP Select B 5µm packed by BISCHOFF | C8 | 53 | 3 | 5 | 60 | L7 | no | HPLC Column | SS | 53 x 3,0 mm
Lichrospher | 0604C081LS050 | MERCK Lichrospher 60 RP Select B 5µm packed by BISCHOFF | C8 | 53 | 4 | 5 | 60 | L7 | no | HPLC Column | SS | 53 x 4,0 mm
Lichrospher | 0646C081LS050 | MERCK Lichrospher 60 RP Select B 5µm packed by BISCHOFF | C8 | 53 | 4.6 | 5 | 60 | L7 | no | HPLC Column | SS | 53 x 4,6 mm
Lichrospher | A602C081LS050 | MERCK Lichrospher 60 RP Select B 5µm packed by BISCHOFF | C8 | 60 | 2 | 5 | 60 | L7 | no | HPLC Column | SS | 60 x 2,0 mm
Lichrospher | A603C081LS050 | MERCK Lichrospher 60 RP Select B 5µm packed by BISCHOFF | C8 | 60 | 3 | 5 | 60 | L7 | no | HPLC Column | SS | 60 x 3,0 mm
Lichrospher | A604C081LS050 | MERCK Lichrospher 60 RP Select B 5µm packed by BISCHOFF | C8 | 60 | 4 | 5 | 60 | L7 | no | HPLC Column | SS | 60 x 4,0 mm
Lichrospher | A646C081LS050 | MERCK Lichrospher 60 RP Select B 5µm packed by BISCHOFF | C8 | 60 | 4.6 | 5 | 60 | L7 | no | HPLC Column | SS | 60 x 4,6 mm
Lichrospher | 0702C081LS050 | MERCK Lichrospher 60 RP Select B 5µm packed by BISCHOFF | C8 | 75 | 2 | 5 | 60 | L7 | no | HPLC Column | SS | 75 x 2,0 mm
Lichrospher | 0703C081LS050 | MERCK Lichrospher 60 RP Select B 5µm packed by BISCHOFF | C8 | 75 | 3 | 5 | 60 | L7 | no | HPLC Column | SS | 75 x 3,0 mm
Lichrospher | 0704C081LS050 | MERCK Lichrospher 60 RP Select B 5µm packed by BISCHOFF | C8 | 75 | 4 | 5 | 60 | L7 | no | HPLC Column | SS | 75 x 4,0 mm
Lichrospher | 0746C081LS050 | MERCK Lichrospher 60 RP Select B 5µm packed by BISCHOFF | C8 | 75 | 4.6 | 5 | 60 | L7 | no | HPLC Column | SS | 75 x 4,6 mm
Lichrospher | 1002C081LS050 | MERCK Lichrospher 60 RP Select B 5µm packed by BISCHOFF | C8 | 100 | 2 | 5 | 60 | L7 | no | HPLC Column | SS | 100 x 2,0 mm
Lichrospher | 1003C081LS050 | MERCK Lichrospher 60 RP Select B 5µm packed by BISCHOFF | C8 | 100 | 3 | 5 | 60 | L7 | no | HPLC Column | SS | 100 x 3,0 mm
Lichrospher | 1004C081LS050 | MERCK Lichrospher 60 RP Select B 5µm packed by BISCHOFF | C8 | 100 | 4 | 5 | 60 | L7 | no | HPLC Column | SS | 100 x 4,0 mm
Lichrospher | 1046C081LS050 | MERCK Lichrospher 60 RP Select B 5µm packed by BISCHOFF | C8 | 100 | 4.6 | 5 | 60 | L7 | no | HPLC Column | SS | 100 x 4,6 mm
Lichrospher | 1202C081LS050 | MERCK Lichrospher 60 RP Select B 5µm packed by BISCHOFF | C8 | 125 | 2 | 5 | 60 | L7 | no | HPLC Column | SS | 125 x 2,0 mm
Lichrospher | 1203C081LS050 | MERCK Lichrospher 60 RP Select B 5µm packed by BISCHOFF | C8 | 125 | 3 | 5 | 60 | L7 | no | HPLC Column | SS | 125 x 3,0 mm
Lichrospher | 1204C081LS050 | MERCK Lichrospher 60 RP Select B 5µm packed by BISCHOFF | C8 | 125 | 4 | 5 | 60 | L7 | no | HPLC Column | SS | 125 x 4,0 mm
Lichrospher | 1246C081LS050 | MERCK Lichrospher 60 RP Select B 5µm packed by BISCHOFF | C8 | 125 | 4.6 | 5 | 60 | L7 | no | HPLC Column | SS | 125 x 4,6 mm
Lichrospher | 1502C081LS050 | MERCK Lichrospher 60 RP Select B 5µm packed by BISCHOFF | C8 | 150 | 2 | 5 | 60 | L7 | no | HPLC Column | SS | 150 x 2,0 mm
Lichrospher | 1503C081LS050 | MERCK Lichrospher 60 RP Select B 5µm packed by BISCHOFF | C8 | 150 | 3 | 5 | 60 | L7 | no | HPLC Column | SS | 150 x 3,0 mm
Lichrospher | 1504C081LS050 | MERCK Lichrospher 60 RP Select B 5µm packed by BISCHOFF | C8 | 150 | 4 | 5 | 60 | L7 | no | HPLC Column | SS | 150 x 4,0 mm
Lichrospher | 1546C081LS050 | MERCK Lichrospher 60 RP Select B 5µm packed by BISCHOFF | C8 | 150 | 4.6 | 5 | 60 | L7 | no | HPLC Column | SS | 150 x 4,6 mm
Lichrospher | 2002C081LS050 | MERCK Lichrospher 60 RP Select B 5µm packed by BISCHOFF | C8 | 200 | 2 | 5 | 60 | L7 | no | HPLC Column | SS | 200 x 2,0 mm
Lichrospher | 2003C081LS050 | MERCK Lichrospher 60 RP Select B 5µm packed by BISCHOFF | C8 | 200 | 3 | 5 | 60 | L7 | no | HPLC Column | SS | 200 x 3,0 mm
Lichrospher | 2004C081LS050 | MERCK Lichrospher 60 RP Select B 5µm packed by BISCHOFF | C8 | 200 | 4 | 5 | 60 | L7 | no | HPLC Column | SS | 200 x 4,0 mm
Lichrospher | 2046C081LS050 | MERCK Lichrospher 60 RP Select B 5µm packed by BISCHOFF | C8 | 200 | 4.6 | 5 | 60 | L7 | no | HPLC Column | SS | 200 x 4,6 mm
Lichrospher | 2502C081LS050 | MERCK Lichrospher 60 RP Select B 5µm packed by BISCHOFF | C8 | 250 | 2 | 5 | 60 | L7 | no | HPLC Column | SS | 250 x 2,0 mm
Lichrospher | 2503C081LS050 | MERCK Lichrospher 60 RP Select B 5µm packed by BISCHOFF | C8 | 250 | 3 | 5 | 60 | L7 | no | HPLC Column | SS | 250 x 3,0 mm
Lichrospher | 2504C081LS050 | MERCK Lichrospher 60 RP Select B 5µm packed by BISCHOFF | C8 | 250 | 4 | 5 | 60 | L7 | no | HPLC Column | SS | 250 x 4,0 mm
Lichrospher | 2546C081LS050 | MERCK Lichrospher 60 RP Select B 5µm packed by BISCHOFF | C8 | 250 | 4.6 | 5 | 60 | L7 | no | HPLC Column | SS | 250 x 4,6 mm
Lichrospher | 3002C081LS050 | MERCK Lichrospher 60 RP Select B 5µm packed by BISCHOFF | C8 | 300 | 2 | 5 | 60 | L7 | no | HPLC Column | SS | 300 x 2,0 mm
Lichrospher | 3003C081LS050 | MERCK Lichrospher 60 RP Select B 5µm packed by BISCHOFF | C8 | 300 | 3 | 5 | 60 | L7 | no | HPLC Column | SS | 300 x 3,0 mm
Lichrospher | 3004C081LS050 | MERCK Lichrospher 60 RP Select B 5µm packed by BISCHOFF | C8 | 300 | 4 | 5 | 60 | L7 | no | HPLC Column | SS | 300 x 4,0 mm
Lichrospher | 3046C081LS050 | MERCK Lichrospher 60 RP Select B 5µm packed by BISCHOFF | C8 | 300 | 4.6 | 5 | 60 | L7 | no | HPLC Column | SS | 300 x 4,6 mm
Lichrospher | 01P4C081LS050 | MERCK Lichrospher 60 RP Select B 5µm packed by BISCHOFF | C8 | 14 | 4 | 5 | 60 | L7 | no | HPLC Column | PEEK | 14 x 4,0 mm
Lichrospher | A2P4C081LS050 | MERCK Lichrospher 60 RP Select B 5µm packed by BISCHOFF | C8 | 20 | 4 | 5 | 60 | L7 | no | HPLC Column | PEEK | 20 x 4,0 mm
Lichrospher | 02P4C081LS050 | MERCK Lichrospher 60 RP Select B 5µm packed by BISCHOFF | C8 | 25 | 4 | 5 | 60 | L7 | no | HPLC Column | PEEK | 25 x 4,0 mm
Lichrospher | 03P4C081LS050 | MERCK Lichrospher 60 RP Select B 5µm packed by BISCHOFF | C8 | 30 | 4 | 5 | 60 | L7 | no | HPLC Column | PEEK | 30 x 4,0 mm
Lichrospher | 04P4C081LS050 | MERCK Lichrospher 60 RP Select B 5µm packed by BISCHOFF | C8 | 33 | 4 | 5 | 60 | L7 | no | HPLC Column | PEEK | 33 x 4,0 mm
Lichrospher | A4P4C081LS050 | MERCK Lichrospher 60 RP Select B 5µm packed by BISCHOFF | C8 | 40 | 4 | 5 | 60 | L7 | no | HPLC Column | PEEK | 40 x 4,0 mm
Lichrospher | 05P4C081LS050 | MERCK Lichrospher 60 RP Select B 5µm packed by BISCHOFF | C8 | 50 | 4 | 5 | 60 | L7 | no | HPLC Column | PEEK | 50 x 4,0 mm
Lichrospher | 06P4C081LS050 | MERCK Lichrospher 60 RP Select B 5µm packed by BISCHOFF | C8 | 53 | 4 | 5 | 60 | L7 | no | HPLC Column | PEEK | 53 x 4,0 mm
Lichrospher | A6P4C081LS050 | MERCK Lichrospher 60 RP Select B 5µm packed by BISCHOFF | C8 | 60 | 4 | 5 | 60 | L7 | no | HPLC Column | PEEK | 60 x 4,0 mm
Lichrospher | 07P4C081LS050 | MERCK Lichrospher 60 RP Select B 5µm packed by BISCHOFF | C8 | 75 | 4 | 5 | 60 | L7 | no | HPLC Column | PEEK | 75 x 4,0 mm
Lichrospher | 10P4C081LS050 | MERCK Lichrospher 60 RP Select B 5µm packed by BISCHOFF | C8 | 100 | 4 | 5 | 60 | L7 | no | HPLC Column | PEEK | 100 x 4,0 mm
Lichrospher | 12P4C081LS050 | MERCK Lichrospher 60 RP Select B 5µm packed by BISCHOFF | C8 | 125 | 4 | 5 | 60 | L7 | no | HPLC Column | PEEK | 125 x 4,0 mm
Lichrospher | 15P4C081LS050 | MERCK Lichrospher 60 RP Select B 5µm packed by BISCHOFF | C8 | 150 | 4 | 5 | 60 | L7 | no | HPLC Column | PEEK | 150 x 4,0 mm
Lichrospher | 20P4C081LS050 | MERCK Lichrospher 60 RP Select B 5µm packed by BISCHOFF | C8 | 200 | 4 | 5 | 60 | L7 | no | HPLC Column | PEEK | 200 x 4,0 mm
Lichrospher | 25P4C081LS050 | MERCK Lichrospher 60 RP Select B 5µm packed by BISCHOFF | C8 | 250 | 4 | 5 | 60 | L7 | no | HPLC Column | PEEK | 250 x 4,0 mm
Lichrospher | 30P4C081LS050 | MERCK Lichrospher 60 RP Select B 5µm packed by BISCHOFF | C8 | 300 | 4 | 5 | 60 | L7 | no | HPLC Column | PEEK | 300 x 4,0 mm
Lichrospher | 6305C081LS050 | MERCK Lichrospher 60 RP Select B 5µm packed by BISCHOFF | C8 | 5 | 4 | 5 | 60 | L7 | no | Cartridges (5 pcs.) | SS | 5 x 4,0 mm
Lichrospher | 6301C081LS050 | MERCK Lichrospher 60 RP Select B 5µm packed by BISCHOFF | C8 | 10 | 4 | 5 | 60 | L7 | no | Cartridges (5 pcs.) | SS | 10 x 4,0 mm
Lichrospher | 6302C081LS050 | MERCK Lichrospher 60 RP Select B 5µm packed by BISCHOFF | C8 | 20 | 4 | 5 | 60 | L7 | no | Cartridges (5 pcs.) | SS | 20 x 4,0 mm
Lichrospher | 63P1C081LS050 | MERCK Lichrospher 60 RP Select B 5µm packed by BISCHOFF | C8 | 10 | 4 | 5 | 60 | L7 | no | Cartridges (5 pcs.) | PEEK | 10 x 4,0 mm
Lichrospher | 63P2C081LS050 | MERCK Lichrospher 60 RP Select B 5µm packed by BISCHOFF | C8 | 20 | 4 | 5 | 60 | L7 | no | Cartridges (5 pcs.) | PEEK | 20 x 4,0 mm
Lichrospher | 6335C081LS050 | MERCK Lichrospher 60 RP Select B 5µm packed by BISCHOFF | C8 | 5 | 3 | 5 | 60 | L7 | no | Cartridges (5 pcs.) | SS | 5 x 3,0 mm
Lichrospher | 6331C081LS050 | MERCK Lichrospher 60 RP Select B 5µm packed by BISCHOFF | C8 | 10 | 3 | 5 | 60 | L7 | no | Cartridges (5 pcs.) | SS | 10 x 3,0 mm
Lichrospher | 6332C081LS050 | MERCK Lichrospher 60 RP Select B 5µm packed by BISCHOFF | C8 | 20 | 3 | 5 | 60 | L7 | no | Cartridges (5 pcs.) | SS | 20 x 3,0 mm
Lichrospher | 6325C081LS050 | MERCK Lichrospher 60 RP Select B 5µm packed by BISCHOFF | C8 | 5 | 2 | 5 | 60 | L7 | no | Cartridges (5 pcs.) | SS | 5 x 2,0 mm
Lichrospher | 6321C081LS050 | MERCK Lichrospher 60 RP Select B 5µm packed by BISCHOFF | C8 | 10 | 2 | 5 | 60 | L7 | no | Cartridges (5 pcs.) | SS | 10 x 2,0 mm
Lichrospher | 6322C081LS050 | MERCK Lichrospher 60 RP Select B 5µm packed by BISCHOFF | C8 | 20 | 2 | 5 | 60 | L7 | no | Cartridges (5 pcs.) | SS | 20 x 2,0 mm
Lichrospher | 0102C081LS100 | MERCK Lichrospher 60 RP Select B 10µm packed by BISCHOFF | C8 | 14 | 2 | 10 | 60 | L7 | no | HPLC Column | SS | 14 x 2,0 mm
Lichrospher | 0103C081LS100 | MERCK Lichrospher 60 RP Select B 10µm packed by BISCHOFF | C8 | 14 | 3 | 10 | 60 | L7 | no | HPLC Column | SS | 14 x 3,0 mm
Lichrospher | 0104C081LS100 | MERCK Lichrospher 60 RP Select B 10µm packed by BISCHOFF | C8 | 14 | 4 | 10 | 60 | L7 | no | HPLC Column | SS | 14 x 4,0 mm
Lichrospher | 0146C081LS100 | MERCK Lichrospher 60 RP Select B 10µm packed by BISCHOFF | C8 | 14 | 4.6 | 10 | 60 | L7 | no | HPLC Column | SS | 14 x 4,6 mm
Lichrospher | A202C081LS100 | MERCK Lichrospher 60 RP Select B 10µm packed by BISCHOFF | C8 | 20 | 2 | 10 | 60 | L7 | no | HPLC Column | SS | 20 x 2,0 mm
Lichrospher | A203C081LS100 | MERCK Lichrospher 60 RP Select B 10µm packed by BISCHOFF | C8 | 20 | 3 | 10 | 60 | L7 | no | HPLC Column | SS | 20 x 3,0 mm
Lichrospher | A204C081LS100 | MERCK Lichrospher 60 RP Select B 10µm packed by BISCHOFF | C8 | 20 | 4 | 10 | 60 | L7 | no | HPLC Column | SS | 20 x 4,0 mm
Lichrospher | A246C081LS100 | MERCK Lichrospher 60 RP Select B 10µm packed by BISCHOFF | C8 | 20 | 4.6 | 10 | 60 | L7 | no | HPLC Column | SS | 20 x 4,6 mm
Lichrospher | 0202C081LS100 | MERCK Lichrospher 60 RP Select B 10µm packed by BISCHOFF | C8 | 25 | 2 | 10 | 60 | L7 | no | HPLC Column | SS | 25 x 2,0 mm
Lichrospher | 0203C081LS100 | MERCK Lichrospher 60 RP Select B 10µm packed by BISCHOFF | C8 | 25 | 3 | 10 | 60 | L7 | no | HPLC Column | SS | 25 x 3,0 mm
Lichrospher | 0204C081LS100 | MERCK Lichrospher 60 RP Select B 10µm packed by BISCHOFF | C8 | 25 | 4 | 10 | 60 | L7 | no | HPLC Column | SS | 25 x 4,0 mm
Lichrospher | 0246C081LS100 | MERCK Lichrospher 60 RP Select B 10µm packed by BISCHOFF | C8 | 25 | 4.6 | 10 | 60 | L7 | no | HPLC Column | SS | 25 x 4,6 mm
Lichrospher | 0302C081LS100 | MERCK Lichrospher 60 RP Select B 10µm packed by BISCHOFF | C8 | 30 | 2 | 10 | 60 | L7 | no | HPLC Column | SS | 30 x 2,0 mm
Lichrospher | 0303C081LS100 | MERCK Lichrospher 60 RP Select B 10µm packed by BISCHOFF | C8 | 30 | 3 | 10 | 60 | L7 | no | HPLC Column | SS | 30 x 3,0 mm
Lichrospher | 0304C081LS100 | MERCK Lichrospher 60 RP Select B 10µm packed by BISCHOFF | C8 | 30 | 4 | 10 | 60 | L7 | no | HPLC Column | SS | 30 x 4,0 mm
Lichrospher | 0346C081LS100 | MERCK Lichrospher 60 RP Select B 10µm packed by BISCHOFF | C8 | 30 | 4.6 | 10 | 60 | L7 | no | HPLC Column | SS | 30 x 4,6 mm
Lichrospher | 0402C081LS100 | MERCK Lichrospher 60 RP Select B 10µm packed by BISCHOFF | C8 | 33 | 2 | 10 | 60 | L7 | no | HPLC Column | SS | 33 x 2,0 mm
Lichrospher | 0403C081LS100 | MERCK Lichrospher 60 RP Select B 10µm packed by BISCHOFF | C8 | 33 | 3 | 10 | 60 | L7 | no | HPLC Column | SS | 33 x 3,0 mm
Lichrospher | 0404C081LS100 | MERCK Lichrospher 60 RP Select B 10µm packed by BISCHOFF | C8 | 33 | 4 | 10 | 60 | L7 | no | HPLC Column | SS | 33 x 4,0 mm
Lichrospher | 0446C081LS100 | MERCK Lichrospher 60 RP Select B 10µm packed by BISCHOFF | C8 | 33 | 4.6 | 10 | 60 | L7 | no | HPLC Column | SS | 33 x 4,6 mm
Lichrospher | A402C081LS100 | MERCK Lichrospher 60 RP Select B 10µm packed by BISCHOFF | C8 | 40 | 2 | 10 | 60 | L7 | no | HPLC Column | SS | 40 x 2,0 mm
Lichrospher | A403C081LS100 | MERCK Lichrospher 60 RP Select B 10µm packed by BISCHOFF | C8 | 40 | 3 | 10 | 60 | L7 | no | HPLC Column | SS | 40 x 3,0 mm
Lichrospher | A404C081LS100 | MERCK Lichrospher 60 RP Select B 10µm packed by BISCHOFF | C8 | 40 | 4 | 10 | 60 | L7 | no | HPLC Column | SS | 40 x 4,0 mm
Lichrospher | A446C081LS100 | MERCK Lichrospher 60 RP Select B 10µm packed by BISCHOFF | C8 | 40 | 4.6 | 10 | 60 | L7 | no | HPLC Column | SS | 40 x 4,6 mm
Lichrospher | 0502C081LS100 | MERCK Lichrospher 60 RP Select B 10µm packed by BISCHOFF | C8 | 50 | 2 | 10 | 60 | L7 | no | HPLC Column | SS | 50 x 2,0 mm
Lichrospher | 0503C081LS100 | MERCK Lichrospher 60 RP Select B 10µm packed by BISCHOFF | C8 | 50 | 3 | 10 | 60 | L7 | no | HPLC Column | SS | 50 x 3,0 mm
Lichrospher | 0504C081LS100 | MERCK Lichrospher 60 RP Select B 10µm packed by BISCHOFF | C8 | 50 | 4 | 10 | 60 | L7 | no | HPLC Column | SS | 50 x 4,0 mm
Lichrospher | 0546C081LS100 | MERCK Lichrospher 60 RP Select B 10µm packed by BISCHOFF | C8 | 50 | 4.6 | 10 | 60 | L7 | no | HPLC Column | SS | 50 x 4,6 mm
Lichrospher | 0602C081LS100 | MERCK Lichrospher 60 RP Select B 10µm packed by BISCHOFF | C8 | 53 | 2 | 10 | 60 | L7 | no | HPLC Column | SS | 53 x 2,0 mm
Lichrospher | 0603C081LS100 | MERCK Lichrospher 60 RP Select B 10µm packed by BISCHOFF | C8 | 53 | 3 | 10 | 60 | L7 | no | HPLC Column | SS | 53 x 3,0 mm
Lichrospher | 0604C081LS100 | MERCK Lichrospher 60 RP Select B 10µm packed by BISCHOFF | C8 | 53 | 4 | 10 | 60 | L7 | no | HPLC Column | SS | 53 x 4,0 mm
Lichrospher | 0646C081LS100 | MERCK Lichrospher 60 RP Select B 10µm packed by BISCHOFF | C8 | 53 | 4.6 | 10 | 60 | L7 | no | HPLC Column | SS | 53 x 4,6 mm
Lichrospher | A602C081LS100 | MERCK Lichrospher 60 RP Select B 10µm packed by BISCHOFF | C8 | 60 | 2 | 10 | 60 | L7 | no | HPLC Column | SS | 60 x 2,0 mm
Lichrospher | A603C081LS100 | MERCK Lichrospher 60 RP Select B 10µm packed by BISCHOFF | C8 | 60 | 3 | 10 | 60 | L7 | no | HPLC Column | SS | 60 x 3,0 mm
Lichrospher | A604C081LS100 | MERCK Lichrospher 60 RP Select B 10µm packed by BISCHOFF | C8 | 60 | 4 | 10 | 60 | L7 | no | HPLC Column | SS | 60 x 4,0 mm
Lichrospher | A646C081LS100 | MERCK Lichrospher 60 RP Select B 10µm packed by BISCHOFF | C8 | 60 | 4.6 | 10 | 60 | L7 | no | HPLC Column | SS | 60 x 4,6 mm
Lichrospher | 0702C081LS100 | MERCK Lichrospher 60 RP Select B 10µm packed by BISCHOFF | C8 | 75 | 2 | 10 | 60 | L7 | no | HPLC Column | SS | 75 x 2,0 mm
Lichrospher | 0703C081LS100 | MERCK Lichrospher 60 RP Select B 10µm packed by BISCHOFF | C8 | 75 | 3 | 10 | 60 | L7 | no | HPLC Column | SS | 75 x 3,0 mm
Lichrospher | 0704C081LS100 | MERCK Lichrospher 60 RP Select B 10µm packed by BISCHOFF | C8 | 75 | 4 | 10 | 60 | L7 | no | HPLC Column | SS | 75 x 4,0 mm
Lichrospher | 0746C081LS100 | MERCK Lichrospher 60 RP Select B 10µm packed by BISCHOFF | C8 | 75 | 4.6 | 10 | 60 | L7 | no | HPLC Column | SS | 75 x 4,6 mm
Lichrospher | 1002C081LS100 | MERCK Lichrospher 60 RP Select B 10µm packed by BISCHOFF | C8 | 100 | 2 | 10 | 60 | L7 | no | HPLC Column | SS | 100 x 2,0 mm
Lichrospher | 1003C081LS100 | MERCK Lichrospher 60 RP Select B 10µm packed by BISCHOFF | C8 | 100 | 3 | 10 | 60 | L7 | no | HPLC Column | SS | 100 x 3,0 mm
Lichrospher | 1004C081LS100 | MERCK Lichrospher 60 RP Select B 10µm packed by BISCHOFF | C8 | 100 | 4 | 10 | 60 | L7 | no | HPLC Column | SS | 100 x 4,0 mm
Lichrospher | 1046C081LS100 | MERCK Lichrospher 60 RP Select B 10µm packed by BISCHOFF | C8 | 100 | 4.6 | 10 | 60 | L7 | no | HPLC Column | SS | 100 x 4,6 mm
Lichrospher | 1202C081LS100 | MERCK Lichrospher 60 RP Select B 10µm packed by BISCHOFF | C8 | 125 | 2 | 10 | 60 | L7 | no | HPLC Column | SS | 125 x 2,0 mm
Lichrospher | 1203C081LS100 | MERCK Lichrospher 60 RP Select B 10µm packed by BISCHOFF | C8 | 125 | 3 | 10 | 60 | L7 | no | HPLC Column | SS | 125 x 3,0 mm
Lichrospher | 1204C081LS100 | MERCK Lichrospher 60 RP Select B 10µm packed by BISCHOFF | C8 | 125 | 4 | 10 | 60 | L7 | no | HPLC Column | SS | 125 x 4,0 mm
Lichrospher | 1246C081LS100 | MERCK Lichrospher 60 RP Select B 10µm packed by BISCHOFF | C8 | 125 | 4.6 | 10 | 60 | L7 | no | HPLC Column | SS | 125 x 4,6 mm
Lichrospher | 1502C081LS100 | MERCK Lichrospher 60 RP Select B 10µm packed by BISCHOFF | C8 | 150 | 2 | 10 | 60 | L7 | no | HPLC Column | SS | 150 x 2,0 mm
Lichrospher | 1503C081LS100 | MERCK Lichrospher 60 RP Select B 10µm packed by BISCHOFF | C8 | 150 | 3 | 10 | 60 | L7 | no | HPLC Column | SS | 150 x 3,0 mm
Lichrospher | 1504C081LS100 | MERCK Lichrospher 60 RP Select B 10µm packed by BISCHOFF | C8 | 150 | 4 | 10 | 60 | L7 | no | HPLC Column | SS | 150 x 4,0 mm
Lichrospher | 1546C081LS100 | MERCK Lichrospher 60 RP Select B 10µm packed by BISCHOFF | C8 | 150 | 4.6 | 10 | 60 | L7 | no | HPLC Column | SS | 150 x 4,6 mm
Lichrospher | 2002C081LS100 | MERCK Lichrospher 60 RP Select B 10µm packed by BISCHOFF | C8 | 200 | 2 | 10 | 60 | L7 | no | HPLC Column | SS | 200 x 2,0 mm
Lichrospher | 2003C081LS100 | MERCK Lichrospher 60 RP Select B 10µm packed by BISCHOFF | C8 | 200 | 3 | 10 | 60 | L7 | no | HPLC Column | SS | 200 x 3,0 mm
Lichrospher | 2004C081LS100 | MERCK Lichrospher 60 RP Select B 10µm packed by BISCHOFF | C8 | 200 | 4 | 10 | 60 | L7 | no | HPLC Column | SS | 200 x 4,0 mm
Lichrospher | 2046C081LS100 | MERCK Lichrospher 60 RP Select B 10µm packed by BISCHOFF | C8 | 200 | 4.6 | 10 | 60 | L7 | no | HPLC Column | SS | 200 x 4,6 mm
Lichrospher | 2502C081LS100 | MERCK Lichrospher 60 RP Select B 10µm packed by BISCHOFF | C8 | 250 | 2 | 10 | 60 | L7 | no | HPLC Column | SS | 250 x 2,0 mm
Lichrospher | 2503C081LS100 | MERCK Lichrospher 60 RP Select B 10µm packed by BISCHOFF | C8 | 250 | 3 | 10 | 60 | L7 | no | HPLC Column | SS | 250 x 3,0 mm
Lichrospher | 2504C081LS100 | MERCK Lichrospher 60 RP Select B 10µm packed by BISCHOFF | C8 | 250 | 4 | 10 | 60 | L7 | no | HPLC Column | SS | 250 x 4,0 mm
Lichrospher | 2546C081LS100 | MERCK Lichrospher 60 RP Select B 10µm packed by BISCHOFF | C8 | 250 | 4.6 | 10 | 60 | L7 | no | HPLC Column | SS | 250 x 4,6 mm
Lichrospher | 3002C081LS100 | MERCK Lichrospher 60 RP Select B 10µm packed by BISCHOFF | C8 | 300 | 2 | 10 | 60 | L7 | no | HPLC Column | SS | 300 x 2,0 mm
Lichrospher | 3003C081LS100 | MERCK Lichrospher 60 RP Select B 10µm packed by BISCHOFF | C8 | 300 | 3 | 10 | 60 | L7 | no | HPLC Column | SS | 300 x 3,0 mm
Lichrospher | 3004C081LS100 | MERCK Lichrospher 60 RP Select B 10µm packed by BISCHOFF | C8 | 300 | 4 | 10 | 60 | L7 | no | HPLC Column | SS | 300 x 4,0 mm
Lichrospher | 3046C081LS100 | MERCK Lichrospher 60 RP Select B 10µm packed by BISCHOFF | C8 | 300 | 4.6 | 10 | 60 | L7 | no | HPLC Column | SS | 300 x 4,6 mm
Lichrospher | 01P4C081LS100 | MERCK Lichrospher 60 RP Select B 10µm packed by BISCHOFF | C8 | 14 | 4 | 10 | 60 | L7 | no | HPLC Column | PEEK | 14 x 4,0 mm
Lichrospher | A2P4C081LS100 | MERCK Lichrospher 60 RP Select B 10µm packed by BISCHOFF | C8 | 20 | 4 | 10 | 60 | L7 | no | HPLC Column | PEEK | 20 x 4,0 mm
Lichrospher | 02P4C081LS100 | MERCK Lichrospher 60 RP Select B 10µm packed by BISCHOFF | C8 | 25 | 4 | 10 | 60 | L7 | no | HPLC Column | PEEK | 25 x 4,0 mm
Lichrospher | 03P4C081LS100 | MERCK Lichrospher 60 RP Select B 10µm packed by BISCHOFF | C8 | 30 | 4 | 10 | 60 | L7 | no | HPLC Column | PEEK | 30 x 4,0 mm
Lichrospher | 04P4C081LS100 | MERCK Lichrospher 60 RP Select B 10µm packed by BISCHOFF | C8 | 33 | 4 | 10 | 60 | L7 | no | HPLC Column | PEEK | 33 x 4,0 mm
Lichrospher | A4P4C081LS100 | MERCK Lichrospher 60 RP Select B 10µm packed by BISCHOFF | C8 | 40 | 4 | 10 | 60 | L7 | no | HPLC Column | PEEK | 40 x 4,0 mm
Lichrospher | 05P4C081LS100 | MERCK Lichrospher 60 RP Select B 10µm packed by BISCHOFF | C8 | 50 | 4 | 10 | 60 | L7 | no | HPLC Column | PEEK | 50 x 4,0 mm
Lichrospher | 06P4C081LS100 | MERCK Lichrospher 60 RP Select B 10µm packed by BISCHOFF | C8 | 53 | 4 | 10 | 60 | L7 | no | HPLC Column | PEEK | 53 x 4,0 mm
Lichrospher | A6P4C081LS100 | MERCK Lichrospher 60 RP Select B 10µm packed by BISCHOFF | C8 | 60 | 4 | 10 | 60 | L7 | no | HPLC Column | PEEK | 60 x 4,0 mm
Lichrospher | 07P4C081LS100 | MERCK Lichrospher 60 RP Select B 10µm packed by BISCHOFF | C8 | 75 | 4 | 10 | 60 | L7 | no | HPLC Column | PEEK | 75 x 4,0 mm
Lichrospher | 10P4C081LS100 | MERCK Lichrospher 60 RP Select B 10µm packed by BISCHOFF | C8 | 100 | 4 | 10 | 60 | L7 | no | HPLC Column | PEEK | 100 x 4,0 mm
Lichrospher | 12P4C081LS100 | MERCK Lichrospher 60 RP Select B 10µm packed by BISCHOFF | C8 | 125 | 4 | 10 | 60 | L7 | no | HPLC Column | PEEK | 125 x 4,0 mm
Lichrospher | 15P4C081LS100 | MERCK Lichrospher 60 RP Select B 10µm packed by BISCHOFF | C8 | 150 | 4 | 10 | 60 | L7 | no | HPLC Column | PEEK | 150 x 4,0 mm
Lichrospher | 20P4C081LS100 | MERCK Lichrospher 60 RP Select B 10µm packed by BISCHOFF | C8 | 200 | 4 | 10 | 60 | L7 | no | HPLC Column | PEEK | 200 x 4,0 mm
Lichrospher | 25P4C081LS100 | MERCK Lichrospher 60 RP Select B 10µm packed by BISCHOFF | C8 | 250 | 4 | 10 | 60 | L7 | no | HPLC Column | PEEK | 250 x 4,0 mm
Lichrospher | 30P4C081LS100 | MERCK Lichrospher 60 RP Select B 10µm packed by BISCHOFF | C8 | 300 | 4 | 10 | 60 | L7 | no | HPLC Column | PEEK | 300 x 4,0 mm
Lichrospher | 6305C081LS100 | MERCK Lichrospher 60 RP Select B 10µm packed by BISCHOFF | C8 | 5 | 4 | 10 | 60 | L7 | no | Cartridges (5 pcs.) | SS | 5 x 4,0 mm
Lichrospher | 6301C081LS100 | MERCK Lichrospher 60 RP Select B 10µm packed by BISCHOFF | C8 | 10 | 4 | 10 | 60 | L7 | no | Cartridges (5 pcs.) | SS | 10 x 4,0 mm
Lichrospher | 6302C081LS100 | MERCK Lichrospher 60 RP Select B 10µm packed by BISCHOFF | C8 | 20 | 4 | 10 | 60 | L7 | no | Cartridges (5 pcs.) | SS | 20 x 4,0 mm
Lichrospher | 63P1C081LS100 | MERCK Lichrospher 60 RP Select B 10µm packed by BISCHOFF | C8 | 10 | 4 | 10 | 60 | L7 | no | Cartridges (5 pcs.) | PEEK | 10 x 4,0 mm
Lichrospher | 63P2C081LS100 | MERCK Lichrospher 60 RP Select B 10µm packed by BISCHOFF | C8 | 20 | 4 | 10 | 60 | L7 | no | Cartridges (5 pcs.) | PEEK | 20 x 4,0 mm
Lichrospher | 6335C081LS100 | MERCK Lichrospher 60 RP Select B 10µm packed by BISCHOFF | C8 | 5 | 3 | 10 | 60 | L7 | no | Cartridges (5 pcs.) | SS | 5 x 3,0 mm
Lichrospher | 6331C081LS100 | MERCK Lichrospher 60 RP Select B 10µm packed by BISCHOFF | C8 | 10 | 3 | 10 | 60 | L7 | no | Cartridges (5 pcs.) | SS | 10 x 3,0 mm
Lichrospher | 6332C081LS100 | MERCK Lichrospher 60 RP Select B 10µm packed by BISCHOFF | C8 | 20 | 3 | 10 | 60 | L7 | no | Cartridges (5 pcs.) | SS | 20 x 3,0 mm
Lichrospher | 6325C081LS100 | MERCK Lichrospher 60 RP Select B 10µm packed by BISCHOFF | C8 | 5 | 2 | 10 | 60 | L7 | no | Cartridges (5 pcs.) | SS | 5 x 2,0 mm
Lichrospher | 6321C081LS100 | MERCK Lichrospher 60 RP Select B 10µm packed by BISCHOFF | C8 | 10 | 2 | 10 | 60 | L7 | no | Cartridges (5 pcs.) | SS | 10 x 2,0 mm
Lichrospher | 6322C081LS100 | MERCK Lichrospher 60 RP Select B 10µm packed by BISCHOFF | C8 | 20 | 2 | 10 | 60 | L7 | no | Cartridges (5 pcs.) | SS | 20 x 2,0 mm
Lichrosorb | 0102E680LB050 | MERCK Lichrosorb RP18 5µm packed by BISCHOFF | C18 | 14 | 2 | 5 | 100 | L1 | no | HPLC Column | SS | 14 x 2,0 mm
Lichrosorb | 0103E680LB050 | MERCK Lichrosorb RP18 5µm packed by BISCHOFF | C18 | 14 | 3 | 5 | 100 | L1 | no | HPLC Column | SS | 14 x 3,0 mm
Lichrosorb | 0104E680LB050 | MERCK Lichrosorb RP18 5µm packed by BISCHOFF | C18 | 14 | 4 | 5 | 100 | L1 | no | HPLC Column | SS | 14 x 4,0 mm
Lichrosorb | 0146E680LB050 | MERCK Lichrosorb RP18 5µm packed by BISCHOFF | C18 | 14 | 4.6 | 5 | 100 | L1 | no | HPLC Column | SS | 14 x 4,6 mm
Lichrosorb | A202E680LB050 | MERCK Lichrosorb RP18 5µm packed by BISCHOFF | C18 | 20 | 2 | 5 | 100 | L1 | no | HPLC Column | SS | 20 x 2,0 mm
Lichrosorb | A203E680LB050 | MERCK Lichrosorb RP18 5µm packed by BISCHOFF | C18 | 20 | 3 | 5 | 100 | L1 | no | HPLC Column | SS | 20 x 3,0 mm
Lichrosorb | A204E680LB050 | MERCK Lichrosorb RP18 5µm packed by BISCHOFF | C18 | 20 | 4 | 5 | 100 | L1 | no | HPLC Column | SS | 20 x 4,0 mm
Lichrosorb | A246E680LB050 | MERCK Lichrosorb RP18 5µm packed by BISCHOFF | C18 | 20 | 4.6 | 5 | 100 | L1 | no | HPLC Column | SS | 20 x 4,6 mm
Lichrosorb | 0202E680LB050 | MERCK Lichrosorb RP18 5µm packed by BISCHOFF | C18 | 25 | 2 | 5 | 100 | L1 | no | HPLC Column | SS | 25 x 2,0 mm
Lichrosorb | 0203E680LB050 | MERCK Lichrosorb RP18 5µm packed by BISCHOFF | C18 | 25 | 3 | 5 | 100 | L1 | no | HPLC Column | SS | 25 x 3,0 mm
Lichrosorb | 0204E680LB050 | MERCK Lichrosorb RP18 5µm packed by BISCHOFF | C18 | 25 | 4 | 5 | 100 | L1 | no | HPLC Column | SS | 25 x 4,0 mm
Lichrosorb | 0246E680LB050 | MERCK Lichrosorb RP18 5µm packed by BISCHOFF | C18 | 25 | 4.6 | 5 | 100 | L1 | no | HPLC Column | SS | 25 x 4,6 mm
Lichrosorb | 0302E680LB050 | MERCK Lichrosorb RP18 5µm packed by BISCHOFF | C18 | 30 | 2 | 5 | 100 | L1 | no | HPLC Column | SS | 30 x 2,0 mm
Lichrosorb | 0303E680LB050 | MERCK Lichrosorb RP18 5µm packed by BISCHOFF | C18 | 30 | 3 | 5 | 100 | L1 | no | HPLC Column | SS | 30 x 3,0 mm
Lichrosorb | 0304E680LB050 | MERCK Lichrosorb RP18 5µm packed by BISCHOFF | C18 | 30 | 4 | 5 | 100 | L1 | no | HPLC Column | SS | 30 x 4,0 mm
Lichrosorb | 0346E680LB050 | MERCK Lichrosorb RP18 5µm packed by BISCHOFF | C18 | 30 | 4.6 | 5 | 100 | L1 | no | HPLC Column | SS | 30 x 4,6 mm
Lichrosorb | 0402E680LB050 | MERCK Lichrosorb RP18 5µm packed by BISCHOFF | C18 | 33 | 2 | 5 | 100 | L1 | no | HPLC Column | SS | 33 x 2,0 mm
Lichrosorb | 0403E680LB050 | MERCK Lichrosorb RP18 5µm packed by BISCHOFF | C18 | 33 | 3 | 5 | 100 | L1 | no | HPLC Column | SS | 33 x 3,0 mm
Lichrosorb | 0404E680LB050 | MERCK Lichrosorb RP18 5µm packed by BISCHOFF | C18 | 33 | 4 | 5 | 100 | L1 | no | HPLC Column | SS | 33 x 4,0 mm
Lichrosorb | 0446E680LB050 | MERCK Lichrosorb RP18 5µm packed by BISCHOFF | C18 | 33 | 4.6 | 5 | 100 | L1 | no | HPLC Column | SS | 33 x 4,6 mm
Lichrosorb | A402E680LB050 | MERCK Lichrosorb RP18 5µm packed by BISCHOFF | C18 | 40 | 2 | 5 | 100 | L1 | no | HPLC Column | SS | 40 x 2,0 mm
Lichrosorb | A403E680LB050 | MERCK Lichrosorb RP18 5µm packed by BISCHOFF | C18 | 40 | 3 | 5 | 100 | L1 | no | HPLC Column | SS | 40 x 3,0 mm
Lichrosorb | A404E680LB050 | MERCK Lichrosorb RP18 5µm packed by BISCHOFF | C18 | 40 | 4 | 5 | 100 | L1 | no | HPLC Column | SS | 40 x 4,0 mm
Lichrosorb | A446E680LB050 | MERCK Lichrosorb RP18 5µm packed by BISCHOFF | C18 | 40 | 4.6 | 5 | 100 | L1 | no | HPLC Column | SS | 40 x 4,6 mm
Lichrosorb | 0502E680LB050 | MERCK Lichrosorb RP18 5µm packed by BISCHOFF | C18 | 50 | 2 | 5 | 100 | L1 | no | HPLC Column | SS | 50 x 2,0 mm
Lichrosorb | 0503E680LB050 | MERCK Lichrosorb RP18 5µm packed by BISCHOFF | C18 | 50 | 3 | 5 | 100 | L1 | no | HPLC Column | SS | 50 x 3,0 mm
Lichrosorb | 0504E680LB050 | MERCK Lichrosorb RP18 5µm packed by BISCHOFF | C18 | 50 | 4 | 5 | 100 | L1 | no | HPLC Column | SS | 50 x 4,0 mm
Lichrosorb | 0546E680LB050 | MERCK Lichrosorb RP18 5µm packed by BISCHOFF | C18 | 50 | 4.6 | 5 | 100 | L1 | no | HPLC Column | SS | 50 x 4,6 mm
Lichrosorb | 0602E680LB050 | MERCK Lichrosorb RP18 5µm packed by BISCHOFF | C18 | 53 | 2 | 5 | 100 | L1 | no | HPLC Column | SS | 53 x 2,0 mm
Lichrosorb | 0603E680LB050 | MERCK Lichrosorb RP18 5µm packed by BISCHOFF | C18 | 53 | 3 | 5 | 100 | L1 | no | HPLC Column | SS | 53 x 3,0 mm
Lichrosorb | 0604E680LB050 | MERCK Lichrosorb RP18 5µm packed by BISCHOFF | C18 | 53 | 4 | 5 | 100 | L1 | no | HPLC Column | SS | 53 x 4,0 mm
Lichrosorb | 0646E680LB050 | MERCK Lichrosorb RP18 5µm packed by BISCHOFF | C18 | 53 | 4.6 | 5 | 100 | L1 | no | HPLC Column | SS | 53 x 4,6 mm
Lichrosorb | A602E680LB050 | MERCK Lichrosorb RP18 5µm packed by BISCHOFF | C18 | 60 | 2 | 5 | 100 | L1 | no | HPLC Column | SS | 60 x 2,0 mm
Lichrosorb | A603E680LB050 | MERCK Lichrosorb RP18 5µm packed by BISCHOFF | C18 | 60 | 3 | 5 | 100 | L1 | no | HPLC Column | SS | 60 x 3,0 mm
Lichrosorb | A604E680LB050 | MERCK Lichrosorb RP18 5µm packed by BISCHOFF | C18 | 60 | 4 | 5 | 100 | L1 | no | HPLC Column | SS | 60 x 4,0 mm
Lichrosorb | A646E680LB050 | MERCK Lichrosorb RP18 5µm packed by BISCHOFF | C18 | 60 | 4.6 | 5 | 100 | L1 | no | HPLC Column | SS | 60 x 4,6 mm
Lichrosorb | 0702E680LB050 | MERCK Lichrosorb RP18 5µm packed by BISCHOFF | C18 | 75 | 2 | 5 | 100 | L1 | no | HPLC Column | SS | 75 x 2,0 mm
Lichrosorb | 0703E680LB050 | MERCK Lichrosorb RP18 5µm packed by BISCHOFF | C18 | 75 | 3 | 5 | 100 | L1 | no | HPLC Column | SS | 75 x 3,0 mm
Lichrosorb | 0704E680LB050 | MERCK Lichrosorb RP18 5µm packed by BISCHOFF | C18 | 75 | 4 | 5 | 100 | L1 | no | HPLC Column | SS | 75 x 4,0 mm
Lichrosorb | 0746E680LB050 | MERCK Lichrosorb RP18 5µm packed by BISCHOFF | C18 | 75 | 4.6 | 5 | 100 | L1 | no | HPLC Column | SS | 75 x 4,6 mm
Lichrosorb | 1002E680LB050 | MERCK Lichrosorb RP18 5µm packed by BISCHOFF | C18 | 100 | 2 | 5 | 100 | L1 | no | HPLC Column | SS | 100 x 2,0 mm
Lichrosorb | 1003E680LB050 | MERCK Lichrosorb RP18 5µm packed by BISCHOFF | C18 | 100 | 3 | 5 | 100 | L1 | no | HPLC Column | SS | 100 x 3,0 mm
Lichrosorb | 1004E680LB050 | MERCK Lichrosorb RP18 5µm packed by BISCHOFF | C18 | 100 | 4 | 5 | 100 | L1 | no | HPLC Column | SS | 100 x 4,0 mm
Lichrosorb | 1046E680LB050 | MERCK Lichrosorb RP18 5µm packed by BISCHOFF | C18 | 100 | 4.6 | 5 | 100 | L1 | no | HPLC Column | SS | 100 x 4,6 mm
Lichrosorb | 1202E680LB050 | MERCK Lichrosorb RP18 5µm packed by BISCHOFF | C18 | 125 | 2 | 5 | 100 | L1 | no | HPLC Column | SS | 125 x 2,0 mm
Lichrosorb | 1203E680LB050 | MERCK Lichrosorb RP18 5µm packed by BISCHOFF | C18 | 125 | 3 | 5 | 100 | L1 | no | HPLC Column | SS | 125 x 3,0 mm
Lichrosorb | 1204E680LB050 | MERCK Lichrosorb RP18 5µm packed by BISCHOFF | C18 | 125 | 4 | 5 | 100 | L1 | no | HPLC Column | SS | 125 x 4,0 mm
Lichrosorb | 1246E680LB050 | MERCK Lichrosorb RP18 5µm packed by BISCHOFF | C18 | 125 | 4.6 | 5 | 100 | L1 | no | HPLC Column | SS | 125 x 4,6 mm
Lichrosorb | 1502E680LB050 | MERCK Lichrosorb RP18 5µm packed by BISCHOFF | C18 | 150 | 2 | 5 | 100 | L1 | no | HPLC Column | SS | 150 x 2,0 mm
Lichrosorb | 1503E680LB050 | MERCK Lichrosorb RP18 5µm packed by BISCHOFF | C18 | 150 | 3 | 5 | 100 | L1 | no | HPLC Column | SS | 150 x 3,0 mm
Lichrosorb | 1504E680LB050 | MERCK Lichrosorb RP18 5µm packed by BISCHOFF | C18 | 150 | 4 | 5 | 100 | L1 | no | HPLC Column | SS | 150 x 4,0 mm
Lichrosorb | 1546E680LB050 | MERCK Lichrosorb RP18 5µm packed by BISCHOFF | C18 | 150 | 4.6 | 5 | 100 | L1 | no | HPLC Column | SS | 150 x 4,6 mm
Lichrosorb | 2002E680LB050 | MERCK Lichrosorb RP18 5µm packed by BISCHOFF | C18 | 200 | 2 | 5 | 100 | L1 | no | HPLC Column | SS | 200 x 2,0 mm
Lichrosorb | 2003E680LB050 | MERCK Lichrosorb RP18 5µm packed by BISCHOFF | C18 | 200 | 3 | 5 | 100 | L1 | no | HPLC Column | SS | 200 x 3,0 mm
Lichrosorb | 2004E680LB050 | MERCK Lichrosorb RP18 5µm packed by BISCHOFF | C18 | 200 | 4 | 5 | 100 | L1 | no | HPLC Column | SS | 200 x 4,0 mm
Lichrosorb | 2046E680LB050 | MERCK Lichrosorb RP18 5µm packed by BISCHOFF | C18 | 200 | 4.6 | 5 | 100 | L1 | no | HPLC Column | SS | 200 x 4,6 mm
Lichrosorb | 2502E680LB050 | MERCK Lichrosorb RP18 5µm packed by BISCHOFF | C18 | 250 | 2 | 5 | 100 | L1 | no | HPLC Column | SS | 250 x 2,0 mm
Lichrosorb | 2503E680LB050 | MERCK Lichrosorb RP18 5µm packed by BISCHOFF | C18 | 250 | 3 | 5 | 100 | L1 | no | HPLC Column | SS | 250 x 3,0 mm
Lichrosorb | 2504E680LB050 | MERCK Lichrosorb RP18 5µm packed by BISCHOFF | C18 | 250 | 4 | 5 | 100 | L1 | no | HPLC Column | SS | 250 x 4,0 mm
Lichrosorb | 2546E680LB050 | MERCK Lichrosorb RP18 5µm packed by BISCHOFF | C18 | 250 | 4.6 | 5 | 100 | L1 | no | HPLC Column | SS | 250 x 4,6 mm
Lichrosorb | 3002E680LB050 | MERCK Lichrosorb RP18 5µm packed by BISCHOFF | C18 | 300 | 2 | 5 | 100 | L1 | no | HPLC Column | SS | 300 x 2,0 mm
Lichrosorb | 3003E680LB050 | MERCK Lichrosorb RP18 5µm packed by BISCHOFF | C18 | 300 | 3 | 5 | 100 | L1 | no | HPLC Column | SS | 300 x 3,0 mm
Lichrosorb | 3004E680LB050 | MERCK Lichrosorb RP18 5µm packed by BISCHOFF | C18 | 300 | 4 | 5 | 100 | L1 | no | HPLC Column | SS | 300 x 4,0 mm
Lichrosorb | 3046E680LB050 | MERCK Lichrosorb RP18 5µm packed by BISCHOFF | C18 | 300 | 4.6 | 5 | 100 | L1 | no | HPLC Column | SS | 300 x 4,6 mm
Lichrosorb | 01P4E680LB050 | MERCK Lichrosorb RP18 5µm packed by BISCHOFF | C18 | 14 | 4 | 5 | 100 | L1 | no | HPLC Column | PEEK | 14 x 4,0 mm
Lichrosorb | A2P4E680LB050 | MERCK Lichrosorb RP18 5µm packed by BISCHOFF | C18 | 20 | 4 | 5 | 100 | L1 | no | HPLC Column | PEEK | 20 x 4,0 mm
Lichrosorb | 02P4E680LB050 | MERCK Lichrosorb RP18 5µm packed by BISCHOFF | C18 | 25 | 4 | 5 | 100 | L1 | no | HPLC Column | PEEK | 25 x 4,0 mm
Lichrosorb | 03P4E680LB050 | MERCK Lichrosorb RP18 5µm packed by BISCHOFF | C18 | 30 | 4 | 5 | 100 | L1 | no | HPLC Column | PEEK | 30 x 4,0 mm
Lichrosorb | 04P4E680LB050 | MERCK Lichrosorb RP18 5µm packed by BISCHOFF | C18 | 33 | 4 | 5 | 100 | L1 | no | HPLC Column | PEEK | 33 x 4,0 mm
Lichrosorb | A4P4E680LB050 | MERCK Lichrosorb RP18 5µm packed by BISCHOFF | C18 | 40 | 4 | 5 | 100 | L1 | no | HPLC Column | PEEK | 40 x 4,0 mm
Lichrosorb | 05P4E680LB050 | MERCK Lichrosorb RP18 5µm packed by BISCHOFF | C18 | 50 | 4 | 5 | 100 | L1 | no | HPLC Column | PEEK | 50 x 4,0 mm
Lichrosorb | 06P4E680LB050 | MERCK Lichrosorb RP18 5µm packed by BISCHOFF | C18 | 53 | 4 | 5 | 100 | L1 | no | HPLC Column | PEEK | 53 x 4,0 mm
Lichrosorb | A6P4E680LB050 | MERCK Lichrosorb RP18 5µm packed by BISCHOFF | C18 | 60 | 4 | 5 | 100 | L1 | no | HPLC Column | PEEK | 60 x 4,0 mm
Lichrosorb | 07P4E680LB050 | MERCK Lichrosorb RP18 5µm packed by BISCHOFF | C18 | 75 | 4 | 5 | 100 | L1 | no | HPLC Column | PEEK | 75 x 4,0 mm
Lichrosorb | 10P4E680LB050 | MERCK Lichrosorb RP18 5µm packed by BISCHOFF | C18 | 100 | 4 | 5 | 100 | L1 | no | HPLC Column | PEEK | 100 x 4,0 mm
Lichrosorb | 12P4E680LB050 | MERCK Lichrosorb RP18 5µm packed by BISCHOFF | C18 | 125 | 4 | 5 | 100 | L1 | no | HPLC Column | PEEK | 125 x 4,0 mm
Lichrosorb | 15P4E680LB050 | MERCK Lichrosorb RP18 5µm packed by BISCHOFF | C18 | 150 | 4 | 5 | 100 | L1 | no | HPLC Column | PEEK | 150 x 4,0 mm
Lichrosorb | 20P4E680LB050 | MERCK Lichrosorb RP18 5µm packed by BISCHOFF | C18 | 200 | 4 | 5 | 100 | L1 | no | HPLC Column | PEEK | 200 x 4,0 mm
Lichrosorb | 25P4E680LB050 | MERCK Lichrosorb RP18 5µm packed by BISCHOFF | C18 | 250 | 4 | 5 | 100 | L1 | no | HPLC Column | PEEK | 250 x 4,0 mm
Lichrosorb | 30P4E680LB050 | MERCK Lichrosorb RP18 5µm packed by BISCHOFF | C18 | 300 | 4 | 5 | 100 | L1 | no | HPLC Column | PEEK | 300 x 4,0 mm
Lichrosorb | 6305E680LB050 | MERCK Lichrosorb RP18 5µm packed by BISCHOFF | C18 | 5 | 4 | 5 | 100 | L1 | no | Cartridges (5 pcs.) | SS | 5 x 4,0 mm
Lichrosorb | 6301E680LB050 | MERCK Lichrosorb RP18 5µm packed by BISCHOFF | C18 | 10 | 4 | 5 | 100 | L1 | no | Cartridges (5 pcs.) | SS | 10 x 4,0 mm
Lichrosorb | 6302E680LB050 | MERCK Lichrosorb RP18 5µm packed by BISCHOFF | C18 | 20 | 4 | 5 | 100 | L1 | no | Cartridges (5 pcs.) | SS | 20 x 4,0 mm
Lichrosorb | 63P1E680LB050 | MERCK Lichrosorb RP18 5µm packed by BISCHOFF | C18 | 10 | 4 | 5 | 100 | L1 | no | Cartridges (5 pcs.) | PEEK | 10 x 4,0 mm
Lichrosorb | 63P2E680LB050 | MERCK Lichrosorb RP18 5µm packed by BISCHOFF | C18 | 20 | 4 | 5 | 100 | L1 | no | Cartridges (5 pcs.) | PEEK | 20 x 4,0 mm
Lichrosorb | 6335E680LB050 | MERCK Lichrosorb RP18 5µm packed by BISCHOFF | C18 | 5 | 3 | 5 | 100 | L1 | no | Cartridges (5 pcs.) | SS | 5 x 3,0 mm
Lichrosorb | 6331E680LB050 | MERCK Lichrosorb RP18 5µm packed by BISCHOFF | C18 | 10 | 3 | 5 | 100 | L1 | no | Cartridges (5 pcs.) | SS | 10 x 3,0 mm
Lichrosorb | 6332E680LB050 | MERCK Lichrosorb RP18 5µm packed by BISCHOFF | C18 | 20 | 3 | 5 | 100 | L1 | no | Cartridges (5 pcs.) | SS | 20 x 3,0 mm
Lichrosorb | 6325E680LB050 | MERCK Lichrosorb RP18 5µm packed by BISCHOFF | C18 | 5 | 2 | 5 | 100 | L1 | no | Cartridges (5 pcs.) | SS | 5 x 2,0 mm
Lichrosorb | 6321E680LB050 | MERCK Lichrosorb RP18 5µm packed by BISCHOFF | C18 | 10 | 2 | 5 | 100 | L1 | no | Cartridges (5 pcs.) | SS | 10 x 2,0 mm
Lichrosorb | 6322E680LB050 | MERCK Lichrosorb RP18 5µm packed by BISCHOFF | C18 | 20 | 2 | 5 | 100 | L1 | no | Cartridges (5 pcs.) | SS | 20 x 2,0 mm
Lichrosorb | 0102E680LB100 | MERCK Lichrosorb RP18 10µm packed by BISCHOFF | C18 | 14 | 2 | 10 | 100 | L1 | no | HPLC Column | SS | 14 x 2,0 mm
Lichrosorb | 0103E680LB100 | MERCK Lichrosorb RP18 10µm packed by BISCHOFF | C18 | 14 | 3 | 10 | 100 | L1 | no | HPLC Column | SS | 14 x 3,0 mm
Lichrosorb | 0104E680LB100 | MERCK Lichrosorb RP18 10µm packed by BISCHOFF | C18 | 14 | 4 | 10 | 100 | L1 | no | HPLC Column | SS | 14 x 4,0 mm
Lichrosorb | 0146E680LB100 | MERCK Lichrosorb RP18 10µm packed by BISCHOFF | C18 | 14 | 4.6 | 10 | 100 | L1 | no | HPLC Column | SS | 14 x 4,6 mm
Lichrosorb | A202E680LB100 | MERCK Lichrosorb RP18 10µm packed by BISCHOFF | C18 | 20 | 2 | 10 | 100 | L1 | no | HPLC Column | SS | 20 x 2,0 mm
Lichrosorb | A203E680LB100 | MERCK Lichrosorb RP18 10µm packed by BISCHOFF | C18 | 20 | 3 | 10 | 100 | L1 | no | HPLC Column | SS | 20 x 3,0 mm
Lichrosorb | A204E680LB100 | MERCK Lichrosorb RP18 10µm packed by BISCHOFF | C18 | 20 | 4 | 10 | 100 | L1 | no | HPLC Column | SS | 20 x 4,0 mm
Lichrosorb | A246E680LB100 | MERCK Lichrosorb RP18 10µm packed by BISCHOFF | C18 | 20 | 4.6 | 10 | 100 | L1 | no | HPLC Column | SS | 20 x 4,6 mm
Lichrosorb | 0202E680LB100 | MERCK Lichrosorb RP18 10µm packed by BISCHOFF | C18 | 25 | 2 | 10 | 100 | L1 | no | HPLC Column | SS | 25 x 2,0 mm
Lichrosorb | 0203E680LB100 | MERCK Lichrosorb RP18 10µm packed by BISCHOFF | C18 | 25 | 3 | 10 | 100 | L1 | no | HPLC Column | SS | 25 x 3,0 mm
Lichrosorb | 0204E680LB100 | MERCK Lichrosorb RP18 10µm packed by BISCHOFF | C18 | 25 | 4 | 10 | 100 | L1 | no | HPLC Column | SS | 25 x 4,0 mm
Lichrosorb | 0246E680LB100 | MERCK Lichrosorb RP18 10µm packed by BISCHOFF | C18 | 25 | 4.6 | 10 | 100 | L1 | no | HPLC Column | SS | 25 x 4,6 mm
Lichrosorb | 0302E680LB100 | MERCK Lichrosorb RP18 10µm packed by BISCHOFF | C18 | 30 | 2 | 10 | 100 | L1 | no | HPLC Column | SS | 30 x 2,0 mm
Lichrosorb | 0303E680LB100 | MERCK Lichrosorb RP18 10µm packed by BISCHOFF | C18 | 30 | 3 | 10 | 100 | L1 | no | HPLC Column | SS | 30 x 3,0 mm
Lichrosorb | 0304E680LB100 | MERCK Lichrosorb RP18 10µm packed by BISCHOFF | C18 | 30 | 4 | 10 | 100 | L1 | no | HPLC Column | SS | 30 x 4,0 mm
Lichrosorb | 0346E680LB100 | MERCK Lichrosorb RP18 10µm packed by BISCHOFF | C18 | 30 | 4.6 | 10 | 100 | L1 | no | HPLC Column | SS | 30 x 4,6 mm
Lichrosorb | 0402E680LB100 | MERCK Lichrosorb RP18 10µm packed by BISCHOFF | C18 | 33 | 2 | 10 | 100 | L1 | no | HPLC Column | SS | 33 x 2,0 mm
Lichrosorb | 0403E680LB100 | MERCK Lichrosorb RP18 10µm packed by BISCHOFF | C18 | 33 | 3 | 10 | 100 | L1 | no | HPLC Column | SS | 33 x 3,0 mm
Lichrosorb | 0404E680LB100 | MERCK Lichrosorb RP18 10µm packed by BISCHOFF | C18 | 33 | 4 | 10 | 100 | L1 | no | HPLC Column | SS | 33 x 4,0 mm
Lichrosorb | 0446E680LB100 | MERCK Lichrosorb RP18 10µm packed by BISCHOFF | C18 | 33 | 4.6 | 10 | 100 | L1 | no | HPLC Column | SS | 33 x 4,6 mm
Lichrosorb | A402E680LB100 | MERCK Lichrosorb RP18 10µm packed by BISCHOFF | C18 | 40 | 2 | 10 | 100 | L1 | no | HPLC Column | SS | 40 x 2,0 mm
Lichrosorb | A403E680LB100 | MERCK Lichrosorb RP18 10µm packed by BISCHOFF | C18 | 40 | 3 | 10 | 100 | L1 | no | HPLC Column | SS | 40 x 3,0 mm
Lichrosorb | A404E680LB100 | MERCK Lichrosorb RP18 10µm packed by BISCHOFF | C18 | 40 | 4 | 10 | 100 | L1 | no | HPLC Column | SS | 40 x 4,0 mm
Lichrosorb | A446E680LB100 | MERCK Lichrosorb RP18 10µm packed by BISCHOFF | C18 | 40 | 4.6 | 10 | 100 | L1 | no | HPLC Column | SS | 40 x 4,6 mm
Lichrosorb | 0502E680LB100 | MERCK Lichrosorb RP18 10µm packed by BISCHOFF | C18 | 50 | 2 | 10 | 100 | L1 | no | HPLC Column | SS | 50 x 2,0 mm
Lichrosorb | 0503E680LB100 | MERCK Lichrosorb RP18 10µm packed by BISCHOFF | C18 | 50 | 3 | 10 | 100 | L1 | no | HPLC Column | SS | 50 x 3,0 mm
Lichrosorb | 0504E680LB100 | MERCK Lichrosorb RP18 10µm packed by BISCHOFF | C18 | 50 | 4 | 10 | 100 | L1 | no | HPLC Column | SS | 50 x 4,0 mm
Lichrosorb | 0546E680LB100 | MERCK Lichrosorb RP18 10µm packed by BISCHOFF | C18 | 50 | 4.6 | 10 | 100 | L1 | no | HPLC Column | SS | 50 x 4,6 mm
Lichrosorb | 0602E680LB100 | MERCK Lichrosorb RP18 10µm packed by BISCHOFF | C18 | 53 | 2 | 10 | 100 | L1 | no | HPLC Column | SS | 53 x 2,0 mm
Lichrosorb | 0603E680LB100 | MERCK Lichrosorb RP18 10µm packed by BISCHOFF | C18 | 53 | 3 | 10 | 100 | L1 | no | HPLC Column | SS | 53 x 3,0 mm
Lichrosorb | 0604E680LB100 | MERCK Lichrosorb RP18 10µm packed by BISCHOFF | C18 | 53 | 4 | 10 | 100 | L1 | no | HPLC Column | SS | 53 x 4,0 mm
Lichrosorb | 0646E680LB100 | MERCK Lichrosorb RP18 10µm packed by BISCHOFF | C18 | 53 | 4.6 | 10 | 100 | L1 | no | HPLC Column | SS | 53 x 4,6 mm
Lichrosorb | A602E680LB100 | MERCK Lichrosorb RP18 10µm packed by BISCHOFF | C18 | 60 | 2 | 10 | 100 | L1 | no | HPLC Column | SS | 60 x 2,0 mm
Lichrosorb | A603E680LB100 | MERCK Lichrosorb RP18 10µm packed by BISCHOFF | C18 | 60 | 3 | 10 | 100 | L1 | no | HPLC Column | SS | 60 x 3,0 mm
Lichrosorb | A604E680LB100 | MERCK Lichrosorb RP18 10µm packed by BISCHOFF | C18 | 60 | 4 | 10 | 100 | L1 | no | HPLC Column | SS | 60 x 4,0 mm
Lichrosorb | A646E680LB100 | MERCK Lichrosorb RP18 10µm packed by BISCHOFF | C18 | 60 | 4.6 | 10 | 100 | L1 | no | HPLC Column | SS | 60 x 4,6 mm
Lichrosorb | 0702E680LB100 | MERCK Lichrosorb RP18 10µm packed by BISCHOFF | C18 | 75 | 2 | 10 | 100 | L1 | no | HPLC Column | SS | 75 x 2,0 mm
Lichrosorb | 0703E680LB100 | MERCK Lichrosorb RP18 10µm packed by BISCHOFF | C18 | 75 | 3 | 10 | 100 | L1 | no | HPLC Column | SS | 75 x 3,0 mm
Lichrosorb | 0704E680LB100 | MERCK Lichrosorb RP18 10µm packed by BISCHOFF | C18 | 75 | 4 | 10 | 100 | L1 | no | HPLC Column | SS | 75 x 4,0 mm
Lichrosorb | 0746E680LB100 | MERCK Lichrosorb RP18 10µm packed by BISCHOFF | C18 | 75 | 4.6 | 10 | 100 | L1 | no | HPLC Column | SS | 75 x 4,6 mm
Lichrosorb | 1002E680LB100 | MERCK Lichrosorb RP18 10µm packed by BISCHOFF | C18 | 100 | 2 | 10 | 100 | L1 | no | HPLC Column | SS | 100 x 2,0 mm
Lichrosorb | 1003E680LB100 | MERCK Lichrosorb RP18 10µm packed by BISCHOFF | C18 | 100 | 3 | 10 | 100 | L1 | no | HPLC Column | SS | 100 x 3,0 mm
Lichrosorb | 1004E680LB100 | MERCK Lichrosorb RP18 10µm packed by BISCHOFF | C18 | 100 | 4 | 10 | 100 | L1 | no | HPLC Column | SS | 100 x 4,0 mm
Lichrosorb | 1046E680LB100 | MERCK Lichrosorb RP18 10µm packed by BISCHOFF | C18 | 100 | 4.6 | 10 | 100 | L1 | no | HPLC Column | SS | 100 x 4,6 mm
Lichrosorb | 1202E680LB100 | MERCK Lichrosorb RP18 10µm packed by BISCHOFF | C18 | 125 | 2 | 10 | 100 | L1 | no | HPLC Column | SS | 125 x 2,0 mm
Lichrosorb | 1203E680LB100 | MERCK Lichrosorb RP18 10µm packed by BISCHOFF | C18 | 125 | 3 | 10 | 100 | L1 | no | HPLC Column | SS | 125 x 3,0 mm
Lichrosorb | 1204E680LB100 | MERCK Lichrosorb RP18 10µm packed by BISCHOFF | C18 | 125 | 4 | 10 | 100 | L1 | no | HPLC Column | SS | 125 x 4,0 mm
Lichrosorb | 1246E680LB100 | MERCK Lichrosorb RP18 10µm packed by BISCHOFF | C18 | 125 | 4.6 | 10 | 100 | L1 | no | HPLC Column | SS | 125 x 4,6 mm
Lichrosorb | 1502E680LB100 | MERCK Lichrosorb RP18 10µm packed by BISCHOFF | C18 | 150 | 2 | 10 | 100 | L1 | no | HPLC Column | SS | 150 x 2,0 mm
Lichrosorb | 1503E680LB100 | MERCK Lichrosorb RP18 10µm packed by BISCHOFF | C18 | 150 | 3 | 10 | 100 | L1 | no | HPLC Column | SS | 150 x 3,0 mm
Lichrosorb | 1504E680LB100 | MERCK Lichrosorb RP18 10µm packed by BISCHOFF | C18 | 150 | 4 | 10 | 100 | L1 | no | HPLC Column | SS | 150 x 4,0 mm
Lichrosorb | 1546E680LB100 | MERCK Lichrosorb RP18 10µm packed by BISCHOFF | C18 | 150 | 4.6 | 10 | 100 | L1 | no | HPLC Column | SS | 150 x 4,6 mm
Lichrosorb | 2002E680LB100 | MERCK Lichrosorb RP18 10µm packed by BISCHOFF | C18 | 200 | 2 | 10 | 100 | L1 | no | HPLC Column | SS | 200 x 2,0 mm
Lichrosorb | 2003E680LB100 | MERCK Lichrosorb RP18 10µm packed by BISCHOFF | C18 | 200 | 3 | 10 | 100 | L1 | no | HPLC Column | SS | 200 x 3,0 mm
Lichrosorb | 2004E680LB100 | MERCK Lichrosorb RP18 10µm packed by BISCHOFF | C18 | 200 | 4 | 10 | 100 | L1 | no | HPLC Column | SS | 200 x 4,0 mm
Lichrosorb | 2046E680LB100 | MERCK Lichrosorb RP18 10µm packed by BISCHOFF | C18 | 200 | 4.6 | 10 | 100 | L1 | no | HPLC Column | SS | 200 x 4,6 mm
Lichrosorb | 2502E680LB100 | MERCK Lichrosorb RP18 10µm packed by BISCHOFF | C18 | 250 | 2 | 10 | 100 | L1 | no | HPLC Column | SS | 250 x 2,0 mm
Lichrosorb | 2503E680LB100 | MERCK Lichrosorb RP18 10µm packed by BISCHOFF | C18 | 250 | 3 | 10 | 100 | L1 | no | HPLC Column | SS | 250 x 3,0 mm
Lichrosorb | 2504E680LB100 | MERCK Lichrosorb RP18 10µm packed by BISCHOFF | C18 | 250 | 4 | 10 | 100 | L1 | no | HPLC Column | SS | 250 x 4,0 mm
Lichrosorb | 2546E680LB100 | MERCK Lichrosorb RP18 10µm packed by BISCHOFF | C18 | 250 | 4.6 | 10 | 100 | L1 | no | HPLC Column | SS | 250 x 4,6 mm
Lichrosorb | 3002E680LB100 | MERCK Lichrosorb RP18 10µm packed by BISCHOFF | C18 | 300 | 2 | 10 | 100 | L1 | no | HPLC Column | SS | 300 x 2,0 mm
Lichrosorb | 3003E680LB100 | MERCK Lichrosorb RP18 10µm packed by BISCHOFF | C18 | 300 | 3 | 10 | 100 | L1 | no | HPLC Column | SS | 300 x 3,0 mm
Lichrosorb | 3004E680LB100 | MERCK Lichrosorb RP18 10µm packed by BISCHOFF | C18 | 300 | 4 | 10 | 100 | L1 | no | HPLC Column | SS | 300 x 4,0 mm
Lichrosorb | 3046E680LB100 | MERCK Lichrosorb RP18 10µm packed by BISCHOFF | C18 | 300 | 4.6 | 10 | 100 | L1 | no | HPLC Column | SS | 300 x 4,6 mm
Lichrosorb | 01P4E680LB100 | MERCK Lichrosorb RP18 10µm packed by BISCHOFF | C18 | 14 | 4 | 10 | 100 | L1 | no | HPLC Column | PEEK | 14 x 4,0 mm
Lichrosorb | A2P4E680LB100 | MERCK Lichrosorb RP18 10µm packed by BISCHOFF | C18 | 20 | 4 | 10 | 100 | L1 | no | HPLC Column | PEEK | 20 x 4,0 mm
Lichrosorb | 02P4E680LB100 | MERCK Lichrosorb RP18 10µm packed by BISCHOFF | C18 | 25 | 4 | 10 | 100 | L1 | no | HPLC Column | PEEK | 25 x 4,0 mm
Lichrosorb | 03P4E680LB100 | MERCK Lichrosorb RP18 10µm packed by BISCHOFF | C18 | 30 | 4 | 10 | 100 | L1 | no | HPLC Column | PEEK | 30 x 4,0 mm
Lichrosorb | 04P4E680LB100 | MERCK Lichrosorb RP18 10µm packed by BISCHOFF | C18 | 33 | 4 | 10 | 100 | L1 | no | HPLC Column | PEEK | 33 x 4,0 mm
Lichrosorb | A4P4E680LB100 | MERCK Lichrosorb RP18 10µm packed by BISCHOFF | C18 | 40 | 4 | 10 | 100 | L1 | no | HPLC Column | PEEK | 40 x 4,0 mm
Lichrosorb | 05P4E680LB100 | MERCK Lichrosorb RP18 10µm packed by BISCHOFF | C18 | 50 | 4 | 10 | 100 | L1 | no | HPLC Column | PEEK | 50 x 4,0 mm
Lichrosorb | 06P4E680LB100 | MERCK Lichrosorb RP18 10µm packed by BISCHOFF | C18 | 53 | 4 | 10 | 100 | L1 | no | HPLC Column | PEEK | 53 x 4,0 mm
Lichrosorb | A6P4E680LB100 | MERCK Lichrosorb RP18 10µm packed by BISCHOFF | C18 | 60 | 4 | 10 | 100 | L1 | no | HPLC Column | PEEK | 60 x 4,0 mm
Lichrosorb | 07P4E680LB100 | MERCK Lichrosorb RP18 10µm packed by BISCHOFF | C18 | 75 | 4 | 10 | 100 | L1 | no | HPLC Column | PEEK | 75 x 4,0 mm
Lichrosorb | 10P4E680LB100 | MERCK Lichrosorb RP18 10µm packed by BISCHOFF | C18 | 100 | 4 | 10 | 100 | L1 | no | HPLC Column | PEEK | 100 x 4,0 mm
Lichrosorb | 12P4E680LB100 | MERCK Lichrosorb RP18 10µm packed by BISCHOFF | C18 | 125 | 4 | 10 | 100 | L1 | no | HPLC Column | PEEK | 125 x 4,0 mm
Lichrosorb | 15P4E680LB100 | MERCK Lichrosorb RP18 10µm packed by BISCHOFF | C18 | 150 | 4 | 10 | 100 | L1 | no | HPLC Column | PEEK | 150 x 4,0 mm
Lichrosorb | 20P4E680LB100 | MERCK Lichrosorb RP18 10µm packed by BISCHOFF | C18 | 200 | 4 | 10 | 100 | L1 | no | HPLC Column | PEEK | 200 x 4,0 mm
Lichrosorb | 25P4E680LB100 | MERCK Lichrosorb RP18 10µm packed by BISCHOFF | C18 | 250 | 4 | 10 | 100 | L1 | no | HPLC Column | PEEK | 250 x 4,0 mm
Lichrosorb | 30P4E680LB100 | MERCK Lichrosorb RP18 10µm packed by BISCHOFF | C18 | 300 | 4 | 10 | 100 | L1 | no | HPLC Column | PEEK | 300 x 4,0 mm
Lichrosorb | 6305E680LB100 | MERCK Lichrosorb RP18 10µm packed by BISCHOFF | C18 | 5 | 4 | 10 | 100 | L1 | no | Cartridges (5 pcs.) | SS | 5 x 4,0 mm
Lichrosorb | 6301E680LB100 | MERCK Lichrosorb RP18 10µm packed by BISCHOFF | C18 | 10 | 4 | 10 | 100 | L1 | no | Cartridges (5 pcs.) | SS | 10 x 4,0 mm
Lichrosorb | 6302E680LB100 | MERCK Lichrosorb RP18 10µm packed by BISCHOFF | C18 | 20 | 4 | 10 | 100 | L1 | no | Cartridges (5 pcs.) | SS | 20 x 4,0 mm
Lichrosorb | 63P1E680LB100 | MERCK Lichrosorb RP18 10µm packed by BISCHOFF | C18 | 10 | 4 | 10 | 100 | L1 | no | Cartridges (5 pcs.) | PEEK | 10 x 4,0 mm
Lichrosorb | 63P2E680LB100 | MERCK Lichrosorb RP18 10µm packed by BISCHOFF | C18 | 20 | 4 | 10 | 100 | L1 | no | Cartridges (5 pcs.) | PEEK | 20 x 4,0 mm
Lichrosorb | 6335E680LB100 | MERCK Lichrosorb RP18 10µm packed by BISCHOFF | C18 | 5 | 3 | 10 | 100 | L1 | no | Cartridges (5 pcs.) | SS | 5 x 3,0 mm
Lichrosorb | 6331E680LB100 | MERCK Lichrosorb RP18 10µm packed by BISCHOFF | C18 | 10 | 3 | 10 | 100 | L1 | no | Cartridges (5 pcs.) | SS | 10 x 3,0 mm
Lichrosorb | 6332E680LB100 | MERCK Lichrosorb RP18 10µm packed by BISCHOFF | C18 | 20 | 3 | 10 | 100 | L1 | no | Cartridges (5 pcs.) | SS | 20 x 3,0 mm
Lichrosorb | 6325E680LB100 | MERCK Lichrosorb RP18 10µm packed by BISCHOFF | C18 | 5 | 2 | 10 | 100 | L1 | no | Cartridges (5 pcs.) | SS | 5 x 2,0 mm
Lichrosorb | 6321E680LB100 | MERCK Lichrosorb RP18 10µm packed by BISCHOFF | C18 | 10 | 2 | 10 | 100 | L1 | no | Cartridges (5 pcs.) | SS | 10 x 2,0 mm
Lichrosorb | 6322E680LB100 | MERCK Lichrosorb RP18 10µm packed by BISCHOFF | C18 | 20 | 2 | 10 | 100 | L1 | no | Cartridges (5 pcs.) | SS | 20 x 2,0 mm
Lichrosorb | 0102E580LB050 | MERCK Lichrosorb RP8 5µm packed by BISCHOFF | C8 | 14 | 2 | 5 | 100 | L7 | no | HPLC Column | SS | 14 x 2,0 mm
Lichrosorb | 0103E580LB050 | MERCK Lichrosorb RP8 5µm packed by BISCHOFF | C8 | 14 | 3 | 5 | 100 | L7 | no | HPLC Column | SS | 14 x 3,0 mm
Lichrosorb | 0104E580LB050 | MERCK Lichrosorb RP8 5µm packed by BISCHOFF | C8 | 14 | 4 | 5 | 100 | L7 | no | HPLC Column | SS | 14 x 4,0 mm
Lichrosorb | 0146E580LB050 | MERCK Lichrosorb RP8 5µm packed by BISCHOFF | C8 | 14 | 4.6 | 5 | 100 | L7 | no | HPLC Column | SS | 14 x 4,6 mm
Lichrosorb | A202E580LB050 | MERCK Lichrosorb RP8 5µm packed by BISCHOFF | C8 | 20 | 2 | 5 | 100 | L7 | no | HPLC Column | SS | 20 x 2,0 mm
Lichrosorb | A203E580LB050 | MERCK Lichrosorb RP8 5µm packed by BISCHOFF | C8 | 20 | 3 | 5 | 100 | L7 | no | HPLC Column | SS | 20 x 3,0 mm
Lichrosorb | A204E580LB050 | MERCK Lichrosorb RP8 5µm packed by BISCHOFF | C8 | 20 | 4 | 5 | 100 | L7 | no | HPLC Column | SS | 20 x 4,0 mm
Lichrosorb | A246E580LB050 | MERCK Lichrosorb RP8 5µm packed by BISCHOFF | C8 | 20 | 4.6 | 5 | 100 | L7 | no | HPLC Column | SS | 20 x 4,6 mm
Lichrosorb | 0202E580LB050 | MERCK Lichrosorb RP8 5µm packed by BISCHOFF | C8 | 25 | 2 | 5 | 100 | L7 | no | HPLC Column | SS | 25 x 2,0 mm
Lichrosorb | 0203E580LB050 | MERCK Lichrosorb RP8 5µm packed by BISCHOFF | C8 | 25 | 3 | 5 | 100 | L7 | no | HPLC Column | SS | 25 x 3,0 mm
Lichrosorb | 0204E580LB050 | MERCK Lichrosorb RP8 5µm packed by BISCHOFF | C8 | 25 | 4 | 5 | 100 | L7 | no | HPLC Column | SS | 25 x 4,0 mm
Lichrosorb | 0246E580LB050 | MERCK Lichrosorb RP8 5µm packed by BISCHOFF | C8 | 25 | 4.6 | 5 | 100 | L7 | no | HPLC Column | SS | 25 x 4,6 mm
Lichrosorb | 0302E580LB050 | MERCK Lichrosorb RP8 5µm packed by BISCHOFF | C8 | 30 | 2 | 5 | 100 | L7 | no | HPLC Column | SS | 30 x 2,0 mm
Lichrosorb | 0303E580LB050 | MERCK Lichrosorb RP8 5µm packed by BISCHOFF | C8 | 30 | 3 | 5 | 100 | L7 | no | HPLC Column | SS | 30 x 3,0 mm
Lichrosorb | 0304E580LB050 | MERCK Lichrosorb RP8 5µm packed by BISCHOFF | C8 | 30 | 4 | 5 | 100 | L7 | no | HPLC Column | SS | 30 x 4,0 mm
Lichrosorb | 0346E580LB050 | MERCK Lichrosorb RP8 5µm packed by BISCHOFF | C8 | 30 | 4.6 | 5 | 100 | L7 | no | HPLC Column | SS | 30 x 4,6 mm
Lichrosorb | 0402E580LB050 | MERCK Lichrosorb RP8 5µm packed by BISCHOFF | C8 | 33 | 2 | 5 | 100 | L7 | no | HPLC Column | SS | 33 x 2,0 mm
Lichrosorb | 0403E580LB050 | MERCK Lichrosorb RP8 5µm packed by BISCHOFF | C8 | 33 | 3 | 5 | 100 | L7 | no | HPLC Column | SS | 33 x 3,0 mm
Lichrosorb | 0404E580LB050 | MERCK Lichrosorb RP8 5µm packed by BISCHOFF | C8 | 33 | 4 | 5 | 100 | L7 | no | HPLC Column | SS | 33 x 4,0 mm
Lichrosorb | 0446E580LB050 | MERCK Lichrosorb RP8 5µm packed by BISCHOFF | C8 | 33 | 4.6 | 5 | 100 | L7 | no | HPLC Column | SS | 33 x 4,6 mm
Lichrosorb | A402E580LB050 | MERCK Lichrosorb RP8 5µm packed by BISCHOFF | C8 | 40 | 2 | 5 | 100 | L7 | no | HPLC Column | SS | 40 x 2,0 mm
Lichrosorb | A403E580LB050 | MERCK Lichrosorb RP8 5µm packed by BISCHOFF | C8 | 40 | 3 | 5 | 100 | L7 | no | HPLC Column | SS | 40 x 3,0 mm
Lichrosorb | A404E580LB050 | MERCK Lichrosorb RP8 5µm packed by BISCHOFF | C8 | 40 | 4 | 5 | 100 | L7 | no | HPLC Column | SS | 40 x 4,0 mm
Lichrosorb | A446E580LB050 | MERCK Lichrosorb RP8 5µm packed by BISCHOFF | C8 | 40 | 4.6 | 5 | 100 | L7 | no | HPLC Column | SS | 40 x 4,6 mm
Lichrosorb | 0502E580LB050 | MERCK Lichrosorb RP8 5µm packed by BISCHOFF | C8 | 50 | 2 | 5 | 100 | L7 | no | HPLC Column | SS | 50 x 2,0 mm
Lichrosorb | 0503E580LB050 | MERCK Lichrosorb RP8 5µm packed by BISCHOFF | C8 | 50 | 3 | 5 | 100 | L7 | no | HPLC Column | SS | 50 x 3,0 mm
Lichrosorb | 0504E580LB050 | MERCK Lichrosorb RP8 5µm packed by BISCHOFF | C8 | 50 | 4 | 5 | 100 | L7 | no | HPLC Column | SS | 50 x 4,0 mm
Lichrosorb | 0546E580LB050 | MERCK Lichrosorb RP8 5µm packed by BISCHOFF | C8 | 50 | 4.6 | 5 | 100 | L7 | no | HPLC Column | SS | 50 x 4,6 mm
Lichrosorb | 0602E580LB050 | MERCK Lichrosorb RP8 5µm packed by BISCHOFF | C8 | 53 | 2 | 5 | 100 | L7 | no | HPLC Column | SS | 53 x 2,0 mm
Lichrosorb | 0603E580LB050 | MERCK Lichrosorb RP8 5µm packed by BISCHOFF | C8 | 53 | 3 | 5 | 100 | L7 | no | HPLC Column | SS | 53 x 3,0 mm
Lichrosorb | 0604E580LB050 | MERCK Lichrosorb RP8 5µm packed by BISCHOFF | C8 | 53 | 4 | 5 | 100 | L7 | no | HPLC Column | SS | 53 x 4,0 mm
Lichrosorb | 0646E580LB050 | MERCK Lichrosorb RP8 5µm packed by BISCHOFF | C8 | 53 | 4.6 | 5 | 100 | L7 | no | HPLC Column | SS | 53 x 4,6 mm
Lichrosorb | A602E580LB050 | MERCK Lichrosorb RP8 5µm packed by BISCHOFF | C8 | 60 | 2 | 5 | 100 | L7 | no | HPLC Column | SS | 60 x 2,0 mm
Lichrosorb | A603E580LB050 | MERCK Lichrosorb RP8 5µm packed by BISCHOFF | C8 | 60 | 3 | 5 | 100 | L7 | no | HPLC Column | SS | 60 x 3,0 mm
Lichrosorb | A604E580LB050 | MERCK Lichrosorb RP8 5µm packed by BISCHOFF | C8 | 60 | 4 | 5 | 100 | L7 | no | HPLC Column | SS | 60 x 4,0 mm
Lichrosorb | A646E580LB050 | MERCK Lichrosorb RP8 5µm packed by BISCHOFF | C8 | 60 | 4.6 | 5 | 100 | L7 | no | HPLC Column | SS | 60 x 4,6 mm
Lichrosorb | 0702E580LB050 | MERCK Lichrosorb RP8 5µm packed by BISCHOFF | C8 | 75 | 2 | 5 | 100 | L7 | no | HPLC Column | SS | 75 x 2,0 mm
Lichrosorb | 0703E580LB050 | MERCK Lichrosorb RP8 5µm packed by BISCHOFF | C8 | 75 | 3 | 5 | 100 | L7 | no | HPLC Column | SS | 75 x 3,0 mm
Lichrosorb | 0704E580LB050 | MERCK Lichrosorb RP8 5µm packed by BISCHOFF | C8 | 75 | 4 | 5 | 100 | L7 | no | HPLC Column | SS | 75 x 4,0 mm
Lichrosorb | 0746E580LB050 | MERCK Lichrosorb RP8 5µm packed by BISCHOFF | C8 | 75 | 4.6 | 5 | 100 | L7 | no | HPLC Column | SS | 75 x 4,6 mm
Lichrosorb | 1002E580LB050 | MERCK Lichrosorb RP8 5µm packed by BISCHOFF | C8 | 100 | 2 | 5 | 100 | L7 | no | HPLC Column | SS | 100 x 2,0 mm
Lichrosorb | 1003E580LB050 | MERCK Lichrosorb RP8 5µm packed by BISCHOFF | C8 | 100 | 3 | 5 | 100 | L7 | no | HPLC Column | SS | 100 x 3,0 mm
Lichrosorb | 1004E580LB050 | MERCK Lichrosorb RP8 5µm packed by BISCHOFF | C8 | 100 | 4 | 5 | 100 | L7 | no | HPLC Column | SS | 100 x 4,0 mm
Lichrosorb | 1046E580LB050 | MERCK Lichrosorb RP8 5µm packed by BISCHOFF | C8 | 100 | 4.6 | 5 | 100 | L7 | no | HPLC Column | SS | 100 x 4,6 mm
Lichrosorb | 1202E580LB050 | MERCK Lichrosorb RP8 5µm packed by BISCHOFF | C8 | 125 | 2 | 5 | 100 | L7 | no | HPLC Column | SS | 125 x 2,0 mm
Lichrosorb | 1203E580LB050 | MERCK Lichrosorb RP8 5µm packed by BISCHOFF | C8 | 125 | 3 | 5 | 100 | L7 | no | HPLC Column | SS | 125 x 3,0 mm
Lichrosorb | 1204E580LB050 | MERCK Lichrosorb RP8 5µm packed by BISCHOFF | C8 | 125 | 4 | 5 | 100 | L7 | no | HPLC Column | SS | 125 x 4,0 mm
Lichrosorb | 1246E580LB050 | MERCK Lichrosorb RP8 5µm packed by BISCHOFF | C8 | 125 | 4.6 | 5 | 100 | L7 | no | HPLC Column | SS | 125 x 4,6 mm
Lichrosorb | 1502E580LB050 | MERCK Lichrosorb RP8 5µm packed by BISCHOFF | C8 | 150 | 2 | 5 | 100 | L7 | no | HPLC Column | SS | 150 x 2,0 mm
Lichrosorb | 1503E580LB050 | MERCK Lichrosorb RP8 5µm packed by BISCHOFF | C8 | 150 | 3 | 5 | 100 | L7 | no | HPLC Column | SS | 150 x 3,0 mm
Lichrosorb | 1504E580LB050 | MERCK Lichrosorb RP8 5µm packed by BISCHOFF | C8 | 150 | 4 | 5 | 100 | L7 | no | HPLC Column | SS | 150 x 4,0 mm
Lichrosorb | 1546E580LB050 | MERCK Lichrosorb RP8 5µm packed by BISCHOFF | C8 | 150 | 4.6 | 5 | 100 | L7 | no | HPLC Column | SS | 150 x 4,6 mm
Lichrosorb | 2002E580LB050 | MERCK Lichrosorb RP8 5µm packed by BISCHOFF | C8 | 200 | 2 | 5 | 100 | L7 | no | HPLC Column | SS | 200 x 2,0 mm
Lichrosorb | 2003E580LB050 | MERCK Lichrosorb RP8 5µm packed by BISCHOFF | C8 | 200 | 3 | 5 | 100 | L7 | no | HPLC Column | SS | 200 x 3,0 mm
Lichrosorb | 2004E580LB050 | MERCK Lichrosorb RP8 5µm packed by BISCHOFF | C8 | 200 | 4 | 5 | 100 | L7 | no | HPLC Column | SS | 200 x 4,0 mm
Lichrosorb | 2046E580LB050 | MERCK Lichrosorb RP8 5µm packed by BISCHOFF | C8 | 200 | 4.6 | 5 | 100 | L7 | no | HPLC Column | SS | 200 x 4,6 mm
Lichrosorb | 2502E580LB050 | MERCK Lichrosorb RP8 5µm packed by BISCHOFF | C8 | 250 | 2 | 5 | 100 | L7 | no | HPLC Column | SS | 250 x 2,0 mm
Lichrosorb | 2503E580LB050 | MERCK Lichrosorb RP8 5µm packed by BISCHOFF | C8 | 250 | 3 | 5 | 100 | L7 | no | HPLC Column | SS | 250 x 3,0 mm
Lichrosorb | 2504E580LB050 | MERCK Lichrosorb RP8 5µm packed by BISCHOFF | C8 | 250 | 4 | 5 | 100 | L7 | no | HPLC Column | SS | 250 x 4,0 mm
Lichrosorb | 2546E580LB050 | MERCK Lichrosorb RP8 5µm packed by BISCHOFF | C8 | 250 | 4.6 | 5 | 100 | L7 | no | HPLC Column | SS | 250 x 4,6 mm
Lichrosorb | 3002E580LB050 | MERCK Lichrosorb RP8 5µm packed by BISCHOFF | C8 | 300 | 2 | 5 | 100 | L7 | no | HPLC Column | SS | 300 x 2,0 mm
Lichrosorb | 3003E580LB050 | MERCK Lichrosorb RP8 5µm packed by BISCHOFF | C8 | 300 | 3 | 5 | 100 | L7 | no | HPLC Column | SS | 300 x 3,0 mm
Lichrosorb | 3004E580LB050 | MERCK Lichrosorb RP8 5µm packed by BISCHOFF | C8 | 300 | 4 | 5 | 100 | L7 | no | HPLC Column | SS | 300 x 4,0 mm
Lichrosorb | 3046E580LB050 | MERCK Lichrosorb RP8 5µm packed by BISCHOFF | C8 | 300 | 4.6 | 5 | 100 | L7 | no | HPLC Column | SS | 300 x 4,6 mm
Lichrosorb | 01P4E580LB050 | MERCK Lichrosorb RP8 5µm packed by BISCHOFF | C8 | 14 | 4 | 5 | 100 | L7 | no | HPLC Column | PEEK | 14 x 4,0 mm
Lichrosorb | A2P4E580LB050 | MERCK Lichrosorb RP8 5µm packed by BISCHOFF | C8 | 20 | 4 | 5 | 100 | L7 | no | HPLC Column | PEEK | 20 x 4,0 mm
Lichrosorb | 02P4E580LB050 | MERCK Lichrosorb RP8 5µm packed by BISCHOFF | C8 | 25 | 4 | 5 | 100 | L7 | no | HPLC Column | PEEK | 25 x 4,0 mm
Lichrosorb | 03P4E580LB050 | MERCK Lichrosorb RP8 5µm packed by BISCHOFF | C8 | 30 | 4 | 5 | 100 | L7 | no | HPLC Column | PEEK | 30 x 4,0 mm
Lichrosorb | 04P4E580LB050 | MERCK Lichrosorb RP8 5µm packed by BISCHOFF | C8 | 33 | 4 | 5 | 100 | L7 | no | HPLC Column | PEEK | 33 x 4,0 mm
Lichrosorb | A4P4E580LB050 | MERCK Lichrosorb RP8 5µm packed by BISCHOFF | C8 | 40 | 4 | 5 | 100 | L7 | no | HPLC Column | PEEK | 40 x 4,0 mm
Lichrosorb | 05P4E580LB050 | MERCK Lichrosorb RP8 5µm packed by BISCHOFF | C8 | 50 | 4 | 5 | 100 | L7 | no | HPLC Column | PEEK | 50 x 4,0 mm
Lichrosorb | 06P4E580LB050 | MERCK Lichrosorb RP8 5µm packed by BISCHOFF | C8 | 53 | 4 | 5 | 100 | L7 | no | HPLC Column | PEEK | 53 x 4,0 mm
Lichrosorb | A6P4E580LB050 | MERCK Lichrosorb RP8 5µm packed by BISCHOFF | C8 | 60 | 4 | 5 | 100 | L7 | no | HPLC Column | PEEK | 60 x 4,0 mm
Lichrosorb | 07P4E580LB050 | MERCK Lichrosorb RP8 5µm packed by BISCHOFF | C8 | 75 | 4 | 5 | 100 | L7 | no | HPLC Column | PEEK | 75 x 4,0 mm
Lichrosorb | 10P4E580LB050 | MERCK Lichrosorb RP8 5µm packed by BISCHOFF | C8 | 100 | 4 | 5 | 100 | L7 | no | HPLC Column | PEEK | 100 x 4,0 mm
Lichrosorb | 12P4E580LB050 | MERCK Lichrosorb RP8 5µm packed by BISCHOFF | C8 | 125 | 4 | 5 | 100 | L7 | no | HPLC Column | PEEK | 125 x 4,0 mm
Lichrosorb | 15P4E580LB050 | MERCK Lichrosorb RP8 5µm packed by BISCHOFF | C8 | 150 | 4 | 5 | 100 | L7 | no | HPLC Column | PEEK | 150 x 4,0 mm
Lichrosorb | 20P4E580LB050 | MERCK Lichrosorb RP8 5µm packed by BISCHOFF | C8 | 200 | 4 | 5 | 100 | L7 | no | HPLC Column | PEEK | 200 x 4,0 mm
Lichrosorb | 25P4E580LB050 | MERCK Lichrosorb RP8 5µm packed by BISCHOFF | C8 | 250 | 4 | 5 | 100 | L7 | no | HPLC Column | PEEK | 250 x 4,0 mm
Lichrosorb | 30P4E580LB050 | MERCK Lichrosorb RP8 5µm packed by BISCHOFF | C8 | 300 | 4 | 5 | 100 | L7 | no | HPLC Column | PEEK | 300 x 4,0 mm
Lichrosorb | 6305E580LB050 | MERCK Lichrosorb RP8 5µm packed by BISCHOFF | C8 | 5 | 4 | 5 | 100 | L7 | no | Cartridges (5 pcs.) | SS | 5 x 4,0 mm
Lichrosorb | 6301E580LB050 | MERCK Lichrosorb RP8 5µm packed by BISCHOFF | C8 | 10 | 4 | 5 | 100 | L7 | no | Cartridges (5 pcs.) | SS | 10 x 4,0 mm
Lichrosorb | 6302E580LB050 | MERCK Lichrosorb RP8 5µm packed by BISCHOFF | C8 | 20 | 4 | 5 | 100 | L7 | no | Cartridges (5 pcs.) | SS | 20 x 4,0 mm
Lichrosorb | 63P1E580LB050 | MERCK Lichrosorb RP8 5µm packed by BISCHOFF | C8 | 10 | 4 | 5 | 100 | L7 | no | Cartridges (5 pcs.) | PEEK | 10 x 4,0 mm
Lichrosorb | 63P2E580LB050 | MERCK Lichrosorb RP8 5µm packed by BISCHOFF | C8 | 20 | 4 | 5 | 100 | L7 | no | Cartridges (5 pcs.) | PEEK | 20 x 4,0 mm
Lichrosorb | 6335E580LB050 | MERCK Lichrosorb RP8 5µm packed by BISCHOFF | C8 | 5 | 3 | 5 | 100 | L7 | no | Cartridges (5 pcs.) | SS | 5 x 3,0 mm
Lichrosorb | 6331E580LB050 | MERCK Lichrosorb RP8 5µm packed by BISCHOFF | C8 | 10 | 3 | 5 | 100 | L7 | no | Cartridges (5 pcs.) | SS | 10 x 3,0 mm
Lichrosorb | 6332E580LB050 | MERCK Lichrosorb RP8 5µm packed by BISCHOFF | C8 | 20 | 3 | 5 | 100 | L7 | no | Cartridges (5 pcs.) | SS | 20 x 3,0 mm
Lichrosorb | 6325E580LB050 | MERCK Lichrosorb RP8 5µm packed by BISCHOFF | C8 | 5 | 2 | 5 | 100 | L7 | no | Cartridges (5 pcs.) | SS | 5 x 2,0 mm
Lichrosorb | 6321E580LB050 | MERCK Lichrosorb RP8 5µm packed by BISCHOFF | C8 | 10 | 2 | 5 | 100 | L7 | no | Cartridges (5 pcs.) | SS | 10 x 2,0 mm
Lichrosorb | 6322E580LB050 | MERCK Lichrosorb RP8 5µm packed by BISCHOFF | C8 | 20 | 2 | 5 | 100 | L7 | no | Cartridges (5 pcs.) | SS | 20 x 2,0 mm
Lichrosorb | 0102E580LB070 | MERCK Lichrosorb RP8 7µm packed by BISCHOFF | C8 | 14 | 2 | 7 | 100 | L7 | no | HPLC Column | SS | 14 x 2,0 mm
Lichrosorb | 0103E580LB070 | MERCK Lichrosorb RP8 7µm packed by BISCHOFF | C8 | 14 | 3 | 7 | 100 | L7 | no | HPLC Column | SS | 14 x 3,0 mm
Lichrosorb | 0104E580LB070 | MERCK Lichrosorb RP8 7µm packed by BISCHOFF | C8 | 14 | 4 | 7 | 100 | L7 | no | HPLC Column | SS | 14 x 4,0 mm
Lichrosorb | 0146E580LB070 | MERCK Lichrosorb RP8 7µm packed by BISCHOFF | C8 | 14 | 4.6 | 7 | 100 | L7 | no | HPLC Column | SS | 14 x 4,6 mm
Lichrosorb | A202E580LB070 | MERCK Lichrosorb RP8 7µm packed by BISCHOFF | C8 | 20 | 2 | 7 | 100 | L7 | no | HPLC Column | SS | 20 x 2,0 mm
Lichrosorb | A203E580LB070 | MERCK Lichrosorb RP8 7µm packed by BISCHOFF | C8 | 20 | 3 | 7 | 100 | L7 | no | HPLC Column | SS | 20 x 3,0 mm
Lichrosorb | A204E580LB070 | MERCK Lichrosorb RP8 7µm packed by BISCHOFF | C8 | 20 | 4 | 7 | 100 | L7 | no | HPLC Column | SS | 20 x 4,0 mm
Lichrosorb | A246E580LB070 | MERCK Lichrosorb RP8 7µm packed by BISCHOFF | C8 | 20 | 4.6 | 7 | 100 | L7 | no | HPLC Column | SS | 20 x 4,6 mm
Lichrosorb | 0202E580LB070 | MERCK Lichrosorb RP8 7µm packed by BISCHOFF | C8 | 25 | 2 | 7 | 100 | L7 | no | HPLC Column | SS | 25 x 2,0 mm
Lichrosorb | 0203E580LB070 | MERCK Lichrosorb RP8 7µm packed by BISCHOFF | C8 | 25 | 3 | 7 | 100 | L7 | no | HPLC Column | SS | 25 x 3,0 mm
Lichrosorb | 0204E580LB070 | MERCK Lichrosorb RP8 7µm packed by BISCHOFF | C8 | 25 | 4 | 7 | 100 | L7 | no | HPLC Column | SS | 25 x 4,0 mm
Lichrosorb | 0246E580LB070 | MERCK Lichrosorb RP8 7µm packed by BISCHOFF | C8 | 25 | 4.6 | 7 | 100 | L7 | no | HPLC Column | SS | 25 x 4,6 mm
Lichrosorb | 0302E580LB070 | MERCK Lichrosorb RP8 7µm packed by BISCHOFF | C8 | 30 | 2 | 7 | 100 | L7 | no | HPLC Column | SS | 30 x 2,0 mm
Lichrosorb | 0303E580LB070 | MERCK Lichrosorb RP8 7µm packed by BISCHOFF | C8 | 30 | 3 | 7 | 100 | L7 | no | HPLC Column | SS | 30 x 3,0 mm
Lichrosorb | 0304E580LB070 | MERCK Lichrosorb RP8 7µm packed by BISCHOFF | C8 | 30 | 4 | 7 | 100 | L7 | no | HPLC Column | SS | 30 x 4,0 mm
Lichrosorb | 0346E580LB070 | MERCK Lichrosorb RP8 7µm packed by BISCHOFF | C8 | 30 | 4.6 | 7 | 100 | L7 | no | HPLC Column | SS | 30 x 4,6 mm
Lichrosorb | 0402E580LB070 | MERCK Lichrosorb RP8 7µm packed by BISCHOFF | C8 | 33 | 2 | 7 | 100 | L7 | no | HPLC Column | SS | 33 x 2,0 mm
Lichrosorb | 0403E580LB070 | MERCK Lichrosorb RP8 7µm packed by BISCHOFF | C8 | 33 | 3 | 7 | 100 | L7 | no | HPLC Column | SS | 33 x 3,0 mm
Lichrosorb | 0404E580LB070 | MERCK Lichrosorb RP8 7µm packed by BISCHOFF | C8 | 33 | 4 | 7 | 100 | L7 | no | HPLC Column | SS | 33 x 4,0 mm
Lichrosorb | 0446E580LB070 | MERCK Lichrosorb RP8 7µm packed by BISCHOFF | C8 | 33 | 4.6 | 7 | 100 | L7 | no | HPLC Column | SS | 33 x 4,6 mm
Lichrosorb | A402E580LB070 | MERCK Lichrosorb RP8 7µm packed by BISCHOFF | C8 | 40 | 2 | 7 | 100 | L7 | no | HPLC Column | SS | 40 x 2,0 mm
Lichrosorb | A403E580LB070 | MERCK Lichrosorb RP8 7µm packed by BISCHOFF | C8 | 40 | 3 | 7 | 100 | L7 | no | HPLC Column | SS | 40 x 3,0 mm
Lichrosorb | A404E580LB070 | MERCK Lichrosorb RP8 7µm packed by BISCHOFF | C8 | 40 | 4 | 7 | 100 | L7 | no | HPLC Column | SS | 40 x 4,0 mm
Lichrosorb | A446E580LB070 | MERCK Lichrosorb RP8 7µm packed by BISCHOFF | C8 | 40 | 4.6 | 7 | 100 | L7 | no | HPLC Column | SS | 40 x 4,6 mm
Lichrosorb | 0502E580LB070 | MERCK Lichrosorb RP8 7µm packed by BISCHOFF | C8 | 50 | 2 | 7 | 100 | L7 | no | HPLC Column | SS | 50 x 2,0 mm
Lichrosorb | 0503E580LB070 | MERCK Lichrosorb RP8 7µm packed by BISCHOFF | C8 | 50 | 3 | 7 | 100 | L7 | no | HPLC Column | SS | 50 x 3,0 mm
Lichrosorb | 0504E580LB070 | MERCK Lichrosorb RP8 7µm packed by BISCHOFF | C8 | 50 | 4 | 7 | 100 | L7 | no | HPLC Column | SS | 50 x 4,0 mm
Lichrosorb | 0546E580LB070 | MERCK Lichrosorb RP8 7µm packed by BISCHOFF | C8 | 50 | 4.6 | 7 | 100 | L7 | no | HPLC Column | SS | 50 x 4,6 mm
Lichrosorb | 0602E580LB070 | MERCK Lichrosorb RP8 7µm packed by BISCHOFF | C8 | 53 | 2 | 7 | 100 | L7 | no | HPLC Column | SS | 53 x 2,0 mm
Lichrosorb | 0603E580LB070 | MERCK Lichrosorb RP8 7µm packed by BISCHOFF | C8 | 53 | 3 | 7 | 100 | L7 | no | HPLC Column | SS | 53 x 3,0 mm
Lichrosorb | 0604E580LB070 | MERCK Lichrosorb RP8 7µm packed by BISCHOFF | C8 | 53 | 4 | 7 | 100 | L7 | no | HPLC Column | SS | 53 x 4,0 mm
Lichrosorb | 0646E580LB070 | MERCK Lichrosorb RP8 7µm packed by BISCHOFF | C8 | 53 | 4.6 | 7 | 100 | L7 | no | HPLC Column | SS | 53 x 4,6 mm
Lichrosorb | A602E580LB070 | MERCK Lichrosorb RP8 7µm packed by BISCHOFF | C8 | 60 | 2 | 7 | 100 | L7 | no | HPLC Column | SS | 60 x 2,0 mm
Lichrosorb | A603E580LB070 | MERCK Lichrosorb RP8 7µm packed by BISCHOFF | C8 | 60 | 3 | 7 | 100 | L7 | no | HPLC Column | SS | 60 x 3,0 mm
Lichrosorb | A604E580LB070 | MERCK Lichrosorb RP8 7µm packed by BISCHOFF | C8 | 60 | 4 | 7 | 100 | L7 | no | HPLC Column | SS | 60 x 4,0 mm
Lichrosorb | A646E580LB070 | MERCK Lichrosorb RP8 7µm packed by BISCHOFF | C8 | 60 | 4.6 | 7 | 100 | L7 | no | HPLC Column | SS | 60 x 4,6 mm
Lichrosorb | 0702E580LB070 | MERCK Lichrosorb RP8 7µm packed by BISCHOFF | C8 | 75 | 2 | 7 | 100 | L7 | no | HPLC Column | SS | 75 x 2,0 mm
Lichrosorb | 0703E580LB070 | MERCK Lichrosorb RP8 7µm packed by BISCHOFF | C8 | 75 | 3 | 7 | 100 | L7 | no | HPLC Column | SS | 75 x 3,0 mm
Lichrosorb | 0704E580LB070 | MERCK Lichrosorb RP8 7µm packed by BISCHOFF | C8 | 75 | 4 | 7 | 100 | L7 | no | HPLC Column | SS | 75 x 4,0 mm
Lichrosorb | 0746E580LB070 | MERCK Lichrosorb RP8 7µm packed by BISCHOFF | C8 | 75 | 4.6 | 7 | 100 | L7 | no | HPLC Column | SS | 75 x 4,6 mm
Lichrosorb | 1002E580LB070 | MERCK Lichrosorb RP8 7µm packed by BISCHOFF | C8 | 100 | 2 | 7 | 100 | L7 | no | HPLC Column | SS | 100 x 2,0 mm
Lichrosorb | 1003E580LB070 | MERCK Lichrosorb RP8 7µm packed by BISCHOFF | C8 | 100 | 3 | 7 | 100 | L7 | no | HPLC Column | SS | 100 x 3,0 mm
Lichrosorb | 1004E580LB070 | MERCK Lichrosorb RP8 7µm packed by BISCHOFF | C8 | 100 | 4 | 7 | 100 | L7 | no | HPLC Column | SS | 100 x 4,0 mm
Lichrosorb | 1046E580LB070 | MERCK Lichrosorb RP8 7µm packed by BISCHOFF | C8 | 100 | 4.6 | 7 | 100 | L7 | no | HPLC Column | SS | 100 x 4,6 mm
Lichrosorb | 1202E580LB070 | MERCK Lichrosorb RP8 7µm packed by BISCHOFF | C8 | 125 | 2 | 7 | 100 | L7 | no | HPLC Column | SS | 125 x 2,0 mm
Lichrosorb | 1203E580LB070 | MERCK Lichrosorb RP8 7µm packed by BISCHOFF | C8 | 125 | 3 | 7 | 100 | L7 | no | HPLC Column | SS | 125 x 3,0 mm
Lichrosorb | 1204E580LB070 | MERCK Lichrosorb RP8 7µm packed by BISCHOFF | C8 | 125 | 4 | 7 | 100 | L7 | no | HPLC Column | SS | 125 x 4,0 mm
Lichrosorb | 1246E580LB070 | MERCK Lichrosorb RP8 7µm packed by BISCHOFF | C8 | 125 | 4.6 | 7 | 100 | L7 | no | HPLC Column | SS | 125 x 4,6 mm
Lichrosorb | 1502E580LB070 | MERCK Lichrosorb RP8 7µm packed by BISCHOFF | C8 | 150 | 2 | 7 | 100 | L7 | no | HPLC Column | SS | 150 x 2,0 mm
Lichrosorb | 1503E580LB070 | MERCK Lichrosorb RP8 7µm packed by BISCHOFF | C8 | 150 | 3 | 7 | 100 | L7 | no | HPLC Column | SS | 150 x 3,0 mm
Lichrosorb | 1504E580LB070 | MERCK Lichrosorb RP8 7µm packed by BISCHOFF | C8 | 150 | 4 | 7 | 100 | L7 | no | HPLC Column | SS | 150 x 4,0 mm
Lichrosorb | 1546E580LB070 | MERCK Lichrosorb RP8 7µm packed by BISCHOFF | C8 | 150 | 4.6 | 7 | 100 | L7 | no | HPLC Column | SS | 150 x 4,6 mm
Lichrosorb | 2002E580LB070 | MERCK Lichrosorb RP8 7µm packed by BISCHOFF | C8 | 200 | 2 | 7 | 100 | L7 | no | HPLC Column | SS | 200 x 2,0 mm
Lichrosorb | 2003E580LB070 | MERCK Lichrosorb RP8 7µm packed by BISCHOFF | C8 | 200 | 3 | 7 | 100 | L7 | no | HPLC Column | SS | 200 x 3,0 mm
Lichrosorb | 2004E580LB070 | MERCK Lichrosorb RP8 7µm packed by BISCHOFF | C8 | 200 | 4 | 7 | 100 | L7 | no | HPLC Column | SS | 200 x 4,0 mm
Lichrosorb | 2046E580LB070 | MERCK Lichrosorb RP8 7µm packed by BISCHOFF | C8 | 200 | 4.6 | 7 | 100 | L7 | no | HPLC Column | SS | 200 x 4,6 mm
Lichrosorb | 2502E580LB070 | MERCK Lichrosorb RP8 7µm packed by BISCHOFF | C8 | 250 | 2 | 7 | 100 | L7 | no | HPLC Column | SS | 250 x 2,0 mm
Lichrosorb | 2503E580LB070 | MERCK Lichrosorb RP8 7µm packed by BISCHOFF | C8 | 250 | 3 | 7 | 100 | L7 | no | HPLC Column | SS | 250 x 3,0 mm
Lichrosorb | 2504E580LB070 | MERCK Lichrosorb RP8 7µm packed by BISCHOFF | C8 | 250 | 4 | 7 | 100 | L7 | no | HPLC Column | SS | 250 x 4,0 mm
Lichrosorb | 2546E580LB070 | MERCK Lichrosorb RP8 7µm packed by BISCHOFF | C8 | 250 | 4.6 | 7 | 100 | L7 | no | HPLC Column | SS | 250 x 4,6 mm
Lichrosorb | 3002E580LB070 | MERCK Lichrosorb RP8 7µm packed by BISCHOFF | C8 | 300 | 2 | 7 | 100 | L7 | no | HPLC Column | SS | 300 x 2,0 mm
Lichrosorb | 3003E580LB070 | MERCK Lichrosorb RP8 7µm packed by BISCHOFF | C8 | 300 | 3 | 7 | 100 | L7 | no | HPLC Column | SS | 300 x 3,0 mm
Lichrosorb | 3004E580LB070 | MERCK Lichrosorb RP8 7µm packed by BISCHOFF | C8 | 300 | 4 | 7 | 100 | L7 | no | HPLC Column | SS | 300 x 4,0 mm
Lichrosorb | 3046E580LB070 | MERCK Lichrosorb RP8 7µm packed by BISCHOFF | C8 | 300 | 4.6 | 7 | 100 | L7 | no | HPLC Column | SS | 300 x 4,6 mm
Lichrosorb | 01P4E580LB070 | MERCK Lichrosorb RP8 7µm packed by BISCHOFF | C8 | 14 | 4 | 7 | 100 | L7 | no | HPLC Column | PEEK | 14 x 4,0 mm
Lichrosorb | A2P4E580LB070 | MERCK Lichrosorb RP8 7µm packed by BISCHOFF | C8 | 20 | 4 | 7 | 100 | L7 | no | HPLC Column | PEEK | 20 x 4,0 mm
Lichrosorb | 02P4E580LB070 | MERCK Lichrosorb RP8 7µm packed by BISCHOFF | C8 | 25 | 4 | 7 | 100 | L7 | no | HPLC Column | PEEK | 25 x 4,0 mm
Lichrosorb | 03P4E580LB070 | MERCK Lichrosorb RP8 7µm packed by BISCHOFF | C8 | 30 | 4 | 7 | 100 | L7 | no | HPLC Column | PEEK | 30 x 4,0 mm
Lichrosorb | 04P4E580LB070 | MERCK Lichrosorb RP8 7µm packed by BISCHOFF | C8 | 33 | 4 | 7 | 100 | L7 | no | HPLC Column | PEEK | 33 x 4,0 mm
Lichrosorb | A4P4E580LB070 | MERCK Lichrosorb RP8 7µm packed by BISCHOFF | C8 | 40 | 4 | 7 | 100 | L7 | no | HPLC Column | PEEK | 40 x 4,0 mm
Lichrosorb | 05P4E580LB070 | MERCK Lichrosorb RP8 7µm packed by BISCHOFF | C8 | 50 | 4 | 7 | 100 | L7 | no | HPLC Column | PEEK | 50 x 4,0 mm
Lichrosorb | 06P4E580LB070 | MERCK Lichrosorb RP8 7µm packed by BISCHOFF | C8 | 53 | 4 | 7 | 100 | L7 | no | HPLC Column | PEEK | 53 x 4,0 mm
Lichrosorb | A6P4E580LB070 | MERCK Lichrosorb RP8 7µm packed by BISCHOFF | C8 | 60 | 4 | 7 | 100 | L7 | no | HPLC Column | PEEK | 60 x 4,0 mm
Lichrosorb | 07P4E580LB070 | MERCK Lichrosorb RP8 7µm packed by BISCHOFF | C8 | 75 | 4 | 7 | 100 | L7 | no | HPLC Column | PEEK | 75 x 4,0 mm
Lichrosorb | 10P4E580LB070 | MERCK Lichrosorb RP8 7µm packed by BISCHOFF | C8 | 100 | 4 | 7 | 100 | L7 | no | HPLC Column | PEEK | 100 x 4,0 mm
Lichrosorb | 12P4E580LB070 | MERCK Lichrosorb RP8 7µm packed by BISCHOFF | C8 | 125 | 4 | 7 | 100 | L7 | no | HPLC Column | PEEK | 125 x 4,0 mm
Lichrosorb | 15P4E580LB070 | MERCK Lichrosorb RP8 7µm packed by BISCHOFF | C8 | 150 | 4 | 7 | 100 | L7 | no | HPLC Column | PEEK | 150 x 4,0 mm
Lichrosorb | 20P4E580LB070 | MERCK Lichrosorb RP8 7µm packed by BISCHOFF | C8 | 200 | 4 | 7 | 100 | L7 | no | HPLC Column | PEEK | 200 x 4,0 mm
Lichrosorb | 25P4E580LB070 | MERCK Lichrosorb RP8 7µm packed by BISCHOFF | C8 | 250 | 4 | 7 | 100 | L7 | no | HPLC Column | PEEK | 250 x 4,0 mm
Lichrosorb | 30P4E580LB070 | MERCK Lichrosorb RP8 7µm packed by BISCHOFF | C8 | 300 | 4 | 7 | 100 | L7 | no | HPLC Column | PEEK | 300 x 4,0 mm
Lichrosorb | 6305E580LB070 | MERCK Lichrosorb RP8 7µm packed by BISCHOFF | C8 | 5 | 4 | 7 | 100 | L7 | no | Cartridges (5 pcs.) | SS | 5 x 4,0 mm
Lichrosorb | 6301E580LB070 | MERCK Lichrosorb RP8 7µm packed by BISCHOFF | C8 | 10 | 4 | 7 | 100 | L7 | no | Cartridges (5 pcs.) | SS | 10 x 4,0 mm
Lichrosorb | 6302E580LB070 | MERCK Lichrosorb RP8 7µm packed by BISCHOFF | C8 | 20 | 4 | 7 | 100 | L7 | no | Cartridges (5 pcs.) | SS | 20 x 4,0 mm
Lichrosorb | 63P1E580LB070 | MERCK Lichrosorb RP8 7µm packed by BISCHOFF | C8 | 10 | 4 | 7 | 100 | L7 | no | Cartridges (5 pcs.) | PEEK | 10 x 4,0 mm
Lichrosorb | 63P2E580LB070 | MERCK Lichrosorb RP8 7µm packed by BISCHOFF | C8 | 20 | 4 | 7 | 100 | L7 | no | Cartridges (5 pcs.) | PEEK | 20 x 4,0 mm
Lichrosorb | 6335E580LB070 | MERCK Lichrosorb RP8 7µm packed by BISCHOFF | C8 | 5 | 3 | 7 | 100 | L7 | no | Cartridges (5 pcs.) | SS | 5 x 3,0 mm
Lichrosorb | 6331E580LB070 | MERCK Lichrosorb RP8 7µm packed by BISCHOFF | C8 | 10 | 3 | 7 | 100 | L7 | no | Cartridges (5 pcs.) | SS | 10 x 3,0 mm
Lichrosorb | 6332E580LB070 | MERCK Lichrosorb RP8 7µm packed by BISCHOFF | C8 | 20 | 3 | 7 | 100 | L7 | no | Cartridges (5 pcs.) | SS | 20 x 3,0 mm
Lichrosorb | 6325E580LB070 | MERCK Lichrosorb RP8 7µm packed by BISCHOFF | C8 | 5 | 2 | 7 | 100 | L7 | no | Cartridges (5 pcs.) | SS | 5 x 2,0 mm
Lichrosorb | 6321E580LB070 | MERCK Lichrosorb RP8 7µm packed by BISCHOFF | C8 | 10 | 2 | 7 | 100 | L7 | no | Cartridges (5 pcs.) | SS | 10 x 2,0 mm
Lichrosorb | 6322E580LB070 | MERCK Lichrosorb RP8 7µm packed by BISCHOFF | C8 | 20 | 2 | 7 | 100 | L7 | no | Cartridges (5 pcs.) | SS | 20 x 2,0 mm
Lichrosorb | 0102E580LB100 | MERCK Lichrosorb RP8 10µm packed by BISCHOFF | C8 | 14 | 2 | 10 | 100 | L7 | no | HPLC Column | SS | 14 x 2,0 mm
Lichrosorb | 0103E580LB100 | MERCK Lichrosorb RP8 10µm packed by BISCHOFF | C8 | 14 | 3 | 10 | 100 | L7 | no | HPLC Column | SS | 14 x 3,0 mm
Lichrosorb | 0104E580LB100 | MERCK Lichrosorb RP8 10µm packed by BISCHOFF | C8 | 14 | 4 | 10 | 100 | L7 | no | HPLC Column | SS | 14 x 4,0 mm
Lichrosorb | 0146E580LB100 | MERCK Lichrosorb RP8 10µm packed by BISCHOFF | C8 | 14 | 4.6 | 10 | 100 | L7 | no | HPLC Column | SS | 14 x 4,6 mm
Lichrosorb | A202E580LB100 | MERCK Lichrosorb RP8 10µm packed by BISCHOFF | C8 | 20 | 2 | 10 | 100 | L7 | no | HPLC Column | SS | 20 x 2,0 mm
Lichrosorb | A203E580LB100 | MERCK Lichrosorb RP8 10µm packed by BISCHOFF | C8 | 20 | 3 | 10 | 100 | L7 | no | HPLC Column | SS | 20 x 3,0 mm
Lichrosorb | A204E580LB100 | MERCK Lichrosorb RP8 10µm packed by BISCHOFF | C8 | 20 | 4 | 10 | 100 | L7 | no | HPLC Column | SS | 20 x 4,0 mm
Lichrosorb | A246E580LB100 | MERCK Lichrosorb RP8 10µm packed by BISCHOFF | C8 | 20 | 4.6 | 10 | 100 | L7 | no | HPLC Column | SS | 20 x 4,6 mm
Lichrosorb | 0202E580LB100 | MERCK Lichrosorb RP8 10µm packed by BISCHOFF | C8 | 25 | 2 | 10 | 100 | L7 | no | HPLC Column | SS | 25 x 2,0 mm
Lichrosorb | 0203E580LB100 | MERCK Lichrosorb RP8 10µm packed by BISCHOFF | C8 | 25 | 3 | 10 | 100 | L7 | no | HPLC Column | SS | 25 x 3,0 mm
Lichrosorb | 0204E580LB100 | MERCK Lichrosorb RP8 10µm packed by BISCHOFF | C8 | 25 | 4 | 10 | 100 | L7 | no | HPLC Column | SS | 25 x 4,0 mm
Lichrosorb | 0246E580LB100 | MERCK Lichrosorb RP8 10µm packed by BISCHOFF | C8 | 25 | 4.6 | 10 | 100 | L7 | no | HPLC Column | SS | 25 x 4,6 mm
Lichrosorb | 0302E580LB100 | MERCK Lichrosorb RP8 10µm packed by BISCHOFF | C8 | 30 | 2 | 10 | 100 | L7 | no | HPLC Column | SS | 30 x 2,0 mm
Lichrosorb | 0303E580LB100 | MERCK Lichrosorb RP8 10µm packed by BISCHOFF | C8 | 30 | 3 | 10 | 100 | L7 | no | HPLC Column | SS | 30 x 3,0 mm
Lichrosorb | 0304E580LB100 | MERCK Lichrosorb RP8 10µm packed by BISCHOFF | C8 | 30 | 4 | 10 | 100 | L7 | no | HPLC Column | SS | 30 x 4,0 mm
Lichrosorb | 0346E580LB100 | MERCK Lichrosorb RP8 10µm packed by BISCHOFF | C8 | 30 | 4.6 | 10 | 100 | L7 | no | HPLC Column | SS | 30 x 4,6 mm
Lichrosorb | 0402E580LB100 | MERCK Lichrosorb RP8 10µm packed by BISCHOFF | C8 | 33 | 2 | 10 | 100 | L7 | no | HPLC Column | SS | 33 x 2,0 mm
Lichrosorb | 0403E580LB100 | MERCK Lichrosorb RP8 10µm packed by BISCHOFF | C8 | 33 | 3 | 10 | 100 | L7 | no | HPLC Column | SS | 33 x 3,0 mm
Lichrosorb | 0404E580LB100 | MERCK Lichrosorb RP8 10µm packed by BISCHOFF | C8 | 33 | 4 | 10 | 100 | L7 | no | HPLC Column | SS | 33 x 4,0 mm
Lichrosorb | 0446E580LB100 | MERCK Lichrosorb RP8 10µm packed by BISCHOFF | C8 | 33 | 4.6 | 10 | 100 | L7 | no | HPLC Column | SS | 33 x 4,6 mm
Lichrosorb | A402E580LB100 | MERCK Lichrosorb RP8 10µm packed by BISCHOFF | C8 | 40 | 2 | 10 | 100 | L7 | no | HPLC Column | SS | 40 x 2,0 mm
Lichrosorb | A403E580LB100 | MERCK Lichrosorb RP8 10µm packed by BISCHOFF | C8 | 40 | 3 | 10 | 100 | L7 | no | HPLC Column | SS | 40 x 3,0 mm
Lichrosorb | A404E580LB100 | MERCK Lichrosorb RP8 10µm packed by BISCHOFF | C8 | 40 | 4 | 10 | 100 | L7 | no | HPLC Column | SS | 40 x 4,0 mm
Lichrosorb | A446E580LB100 | MERCK Lichrosorb RP8 10µm packed by BISCHOFF | C8 | 40 | 4.6 | 10 | 100 | L7 | no | HPLC Column | SS | 40 x 4,6 mm
Lichrosorb | 0502E580LB100 | MERCK Lichrosorb RP8 10µm packed by BISCHOFF | C8 | 50 | 2 | 10 | 100 | L7 | no | HPLC Column | SS | 50 x 2,0 mm
Lichrosorb | 0503E580LB100 | MERCK Lichrosorb RP8 10µm packed by BISCHOFF | C8 | 50 | 3 | 10 | 100 | L7 | no | HPLC Column | SS | 50 x 3,0 mm
Lichrosorb | 0504E580LB100 | MERCK Lichrosorb RP8 10µm packed by BISCHOFF | C8 | 50 | 4 | 10 | 100 | L7 | no | HPLC Column | SS | 50 x 4,0 mm
Lichrosorb | 0546E580LB100 | MERCK Lichrosorb RP8 10µm packed by BISCHOFF | C8 | 50 | 4.6 | 10 | 100 | L7 | no | HPLC Column | SS | 50 x 4,6 mm
Lichrosorb | 0602E580LB100 | MERCK Lichrosorb RP8 10µm packed by BISCHOFF | C8 | 53 | 2 | 10 | 100 | L7 | no | HPLC Column | SS | 53 x 2,0 mm
Lichrosorb | 0603E580LB100 | MERCK Lichrosorb RP8 10µm packed by BISCHOFF | C8 | 53 | 3 | 10 | 100 | L7 | no | HPLC Column | SS | 53 x 3,0 mm
Lichrosorb | 0604E580LB100 | MERCK Lichrosorb RP8 10µm packed by BISCHOFF | C8 | 53 | 4 | 10 | 100 | L7 | no | HPLC Column | SS | 53 x 4,0 mm
Lichrosorb | 0646E580LB100 | MERCK Lichrosorb RP8 10µm packed by BISCHOFF | C8 | 53 | 4.6 | 10 | 100 | L7 | no | HPLC Column | SS | 53 x 4,6 mm
Lichrosorb | A602E580LB100 | MERCK Lichrosorb RP8 10µm packed by BISCHOFF | C8 | 60 | 2 | 10 | 100 | L7 | no | HPLC Column | SS | 60 x 2,0 mm
Lichrosorb | A603E580LB100 | MERCK Lichrosorb RP8 10µm packed by BISCHOFF | C8 | 60 | 3 | 10 | 100 | L7 | no | HPLC Column | SS | 60 x 3,0 mm
Lichrosorb | A604E580LB100 | MERCK Lichrosorb RP8 10µm packed by BISCHOFF | C8 | 60 | 4 | 10 | 100 | L7 | no | HPLC Column | SS | 60 x 4,0 mm
Lichrosorb | A646E580LB100 | MERCK Lichrosorb RP8 10µm packed by BISCHOFF | C8 | 60 | 4.6 | 10 | 100 | L7 | no | HPLC Column | SS | 60 x 4,6 mm
Lichrosorb | 0702E580LB100 | MERCK Lichrosorb RP8 10µm packed by BISCHOFF | C8 | 75 | 2 | 10 | 100 | L7 | no | HPLC Column | SS | 75 x 2,0 mm
Lichrosorb | 0703E580LB100 | MERCK Lichrosorb RP8 10µm packed by BISCHOFF | C8 | 75 | 3 | 10 | 100 | L7 | no | HPLC Column | SS | 75 x 3,0 mm
Lichrosorb | 0704E580LB100 | MERCK Lichrosorb RP8 10µm packed by BISCHOFF | C8 | 75 | 4 | 10 | 100 | L7 | no | HPLC Column | SS | 75 x 4,0 mm
Lichrosorb | 0746E580LB100 | MERCK Lichrosorb RP8 10µm packed by BISCHOFF | C8 | 75 | 4.6 | 10 | 100 | L7 | no | HPLC Column | SS | 75 x 4,6 mm
Lichrosorb | 1002E580LB100 | MERCK Lichrosorb RP8 10µm packed by BISCHOFF | C8 | 100 | 2 | 10 | 100 | L7 | no | HPLC Column | SS | 100 x 2,0 mm
Lichrosorb | 1003E580LB100 | MERCK Lichrosorb RP8 10µm packed by BISCHOFF | C8 | 100 | 3 | 10 | 100 | L7 | no | HPLC Column | SS | 100 x 3,0 mm
Lichrosorb | 1004E580LB100 | MERCK Lichrosorb RP8 10µm packed by BISCHOFF | C8 | 100 | 4 | 10 | 100 | L7 | no | HPLC Column | SS | 100 x 4,0 mm
Lichrosorb | 1046E580LB100 | MERCK Lichrosorb RP8 10µm packed by BISCHOFF | C8 | 100 | 4.6 | 10 | 100 | L7 | no | HPLC Column | SS | 100 x 4,6 mm
Lichrosorb | 1202E580LB100 | MERCK Lichrosorb RP8 10µm packed by BISCHOFF | C8 | 125 | 2 | 10 | 100 | L7 | no | HPLC Column | SS | 125 x 2,0 mm
Lichrosorb | 1203E580LB100 | MERCK Lichrosorb RP8 10µm packed by BISCHOFF | C8 | 125 | 3 | 10 | 100 | L7 | no | HPLC Column | SS | 125 x 3,0 mm
Lichrosorb | 1204E580LB100 | MERCK Lichrosorb RP8 10µm packed by BISCHOFF | C8 | 125 | 4 | 10 | 100 | L7 | no | HPLC Column | SS | 125 x 4,0 mm
Lichrosorb | 1246E580LB100 | MERCK Lichrosorb RP8 10µm packed by BISCHOFF | C8 | 125 | 4.6 | 10 | 100 | L7 | no | HPLC Column | SS | 125 x 4,6 mm
Lichrosorb | 1502E580LB100 | MERCK Lichrosorb RP8 10µm packed by BISCHOFF | C8 | 150 | 2 | 10 | 100 | L7 | no | HPLC Column | SS | 150 x 2,0 mm
Lichrosorb | 1503E580LB100 | MERCK Lichrosorb RP8 10µm packed by BISCHOFF | C8 | 150 | 3 | 10 | 100 | L7 | no | HPLC Column | SS | 150 x 3,0 mm
Lichrosorb | 1504E580LB100 | MERCK Lichrosorb RP8 10µm packed by BISCHOFF | C8 | 150 | 4 | 10 | 100 | L7 | no | HPLC Column | SS | 150 x 4,0 mm
Lichrosorb | 1546E580LB100 | MERCK Lichrosorb RP8 10µm packed by BISCHOFF | C8 | 150 | 4.6 | 10 | 100 | L7 | no | HPLC Column | SS | 150 x 4,6 mm
Lichrosorb | 2002E580LB100 | MERCK Lichrosorb RP8 10µm packed by BISCHOFF | C8 | 200 | 2 | 10 | 100 | L7 | no | HPLC Column | SS | 200 x 2,0 mm
Lichrosorb | 2003E580LB100 | MERCK Lichrosorb RP8 10µm packed by BISCHOFF | C8 | 200 | 3 | 10 | 100 | L7 | no | HPLC Column | SS | 200 x 3,0 mm
Lichrosorb | 2004E580LB100 | MERCK Lichrosorb RP8 10µm packed by BISCHOFF | C8 | 200 | 4 | 10 | 100 | L7 | no | HPLC Column | SS | 200 x 4,0 mm
Lichrosorb | 2046E580LB100 | MERCK Lichrosorb RP8 10µm packed by BISCHOFF | C8 | 200 | 4.6 | 10 | 100 | L7 | no | HPLC Column | SS | 200 x 4,6 mm
Lichrosorb | 2502E580LB100 | MERCK Lichrosorb RP8 10µm packed by BISCHOFF | C8 | 250 | 2 | 10 | 100 | L7 | no | HPLC Column | SS | 250 x 2,0 mm
Lichrosorb | 2503E580LB100 | MERCK Lichrosorb RP8 10µm packed by BISCHOFF | C8 | 250 | 3 | 10 | 100 | L7 | no | HPLC Column | SS | 250 x 3,0 mm
Lichrosorb | 2504E580LB100 | MERCK Lichrosorb RP8 10µm packed by BISCHOFF | C8 | 250 | 4 | 10 | 100 | L7 | no | HPLC Column | SS | 250 x 4,0 mm
Lichrosorb | 2546E580LB100 | MERCK Lichrosorb RP8 10µm packed by BISCHOFF | C8 | 250 | 4.6 | 10 | 100 | L7 | no | HPLC Column | SS | 250 x 4,6 mm
Lichrosorb | 3002E580LB100 | MERCK Lichrosorb RP8 10µm packed by BISCHOFF | C8 | 300 | 2 | 10 | 100 | L7 | no | HPLC Column | SS | 300 x 2,0 mm
Lichrosorb | 3003E580LB100 | MERCK Lichrosorb RP8 10µm packed by BISCHOFF | C8 | 300 | 3 | 10 | 100 | L7 | no | HPLC Column | SS | 300 x 3,0 mm
Lichrosorb | 3004E580LB100 | MERCK Lichrosorb RP8 10µm packed by BISCHOFF | C8 | 300 | 4 | 10 | 100 | L7 | no | HPLC Column | SS | 300 x 4,0 mm
Lichrosorb | 3046E580LB100 | MERCK Lichrosorb RP8 10µm packed by BISCHOFF | C8 | 300 | 4.6 | 10 | 100 | L7 | no | HPLC Column | SS | 300 x 4,6 mm
Lichrosorb | 01P4E580LB100 | MERCK Lichrosorb RP8 10µm packed by BISCHOFF | C8 | 14 | 4 | 10 | 100 | L7 | no | HPLC Column | PEEK | 14 x 4,0 mm
Lichrosorb | A2P4E580LB100 | MERCK Lichrosorb RP8 10µm packed by BISCHOFF | C8 | 20 | 4 | 10 | 100 | L7 | no | HPLC Column | PEEK | 20 x 4,0 mm
Lichrosorb | 02P4E580LB100 | MERCK Lichrosorb RP8 10µm packed by BISCHOFF | C8 | 25 | 4 | 10 | 100 | L7 | no | HPLC Column | PEEK | 25 x 4,0 mm
Lichrosorb | 03P4E580LB100 | MERCK Lichrosorb RP8 10µm packed by BISCHOFF | C8 | 30 | 4 | 10 | 100 | L7 | no | HPLC Column | PEEK | 30 x 4,0 mm
Lichrosorb | 04P4E580LB100 | MERCK Lichrosorb RP8 10µm packed by BISCHOFF | C8 | 33 | 4 | 10 | 100 | L7 | no | HPLC Column | PEEK | 33 x 4,0 mm
Lichrosorb | A4P4E580LB100 | MERCK Lichrosorb RP8 10µm packed by BISCHOFF | C8 | 40 | 4 | 10 | 100 | L7 | no | HPLC Column | PEEK | 40 x 4,0 mm
Lichrosorb | 05P4E580LB100 | MERCK Lichrosorb RP8 10µm packed by BISCHOFF | C8 | 50 | 4 | 10 | 100 | L7 | no | HPLC Column | PEEK | 50 x 4,0 mm
Lichrosorb | 06P4E580LB100 | MERCK Lichrosorb RP8 10µm packed by BISCHOFF | C8 | 53 | 4 | 10 | 100 | L7 | no | HPLC Column | PEEK | 53 x 4,0 mm
Lichrosorb | A6P4E580LB100 | MERCK Lichrosorb RP8 10µm packed by BISCHOFF | C8 | 60 | 4 | 10 | 100 | L7 | no | HPLC Column | PEEK | 60 x 4,0 mm
Lichrosorb | 07P4E580LB100 | MERCK Lichrosorb RP8 10µm packed by BISCHOFF | C8 | 75 | 4 | 10 | 100 | L7 | no | HPLC Column | PEEK | 75 x 4,0 mm
Lichrosorb | 10P4E580LB100 | MERCK Lichrosorb RP8 10µm packed by BISCHOFF | C8 | 100 | 4 | 10 | 100 | L7 | no | HPLC Column | PEEK | 100 x 4,0 mm
Lichrosorb | 12P4E580LB100 | MERCK Lichrosorb RP8 10µm packed by BISCHOFF | C8 | 125 | 4 | 10 | 100 | L7 | no | HPLC Column | PEEK | 125 x 4,0 mm
Lichrosorb | 15P4E580LB100 | MERCK Lichrosorb RP8 10µm packed by BISCHOFF | C8 | 150 | 4 | 10 | 100 | L7 | no | HPLC Column | PEEK | 150 x 4,0 mm
Lichrosorb | 20P4E580LB100 | MERCK Lichrosorb RP8 10µm packed by BISCHOFF | C8 | 200 | 4 | 10 | 100 | L7 | no | HPLC Column | PEEK | 200 x 4,0 mm
Lichrosorb | 25P4E580LB100 | MERCK Lichrosorb RP8 10µm packed by BISCHOFF | C8 | 250 | 4 | 10 | 100 | L7 | no | HPLC Column | PEEK | 250 x 4,0 mm
Lichrosorb | 30P4E580LB100 | MERCK Lichrosorb RP8 10µm packed by BISCHOFF | C8 | 300 | 4 | 10 | 100 | L7 | no | HPLC Column | PEEK | 300 x 4,0 mm
Lichrosorb | 6305E580LB100 | MERCK Lichrosorb RP8 10µm packed by BISCHOFF | C8 | 5 | 4 | 10 | 100 | L7 | no | Cartridges (5 pcs.) | SS | 5 x 4,0 mm
Lichrosorb | 6301E580LB100 | MERCK Lichrosorb RP8 10µm packed by BISCHOFF | C8 | 10 | 4 | 10 | 100 | L7 | no | Cartridges (5 pcs.) | SS | 10 x 4,0 mm
Lichrosorb | 6302E580LB100 | MERCK Lichrosorb RP8 10µm packed by BISCHOFF | C8 | 20 | 4 | 10 | 100 | L7 | no | Cartridges (5 pcs.) | SS | 20 x 4,0 mm
Lichrosorb | 63P1E580LB100 | MERCK Lichrosorb RP8 10µm packed by BISCHOFF | C8 | 10 | 4 | 10 | 100 | L7 | no | Cartridges (5 pcs.) | PEEK | 10 x 4,0 mm
Lichrosorb | 63P2E580LB100 | MERCK Lichrosorb RP8 10µm packed by BISCHOFF | C8 | 20 | 4 | 10 | 100 | L7 | no | Cartridges (5 pcs.) | PEEK | 20 x 4,0 mm
Lichrosorb | 6335E580LB100 | MERCK Lichrosorb RP8 10µm packed by BISCHOFF | C8 | 5 | 3 | 10 | 100 | L7 | no | Cartridges (5 pcs.) | SS | 5 x 3,0 mm
Lichrosorb | 6331E580LB100 | MERCK Lichrosorb RP8 10µm packed by BISCHOFF | C8 | 10 | 3 | 10 | 100 | L7 | no | Cartridges (5 pcs.) | SS | 10 x 3,0 mm
Lichrosorb | 6332E580LB100 | MERCK Lichrosorb RP8 10µm packed by BISCHOFF | C8 | 20 | 3 | 10 | 100 | L7 | no | Cartridges (5 pcs.) | SS | 20 x 3,0 mm
Lichrosorb | 6325E580LB100 | MERCK Lichrosorb RP8 10µm packed by BISCHOFF | C8 | 5 | 2 | 10 | 100 | L7 | no | Cartridges (5 pcs.) | SS | 5 x 2,0 mm
Lichrosorb | 6321E580LB100 | MERCK Lichrosorb RP8 10µm packed by BISCHOFF | C8 | 10 | 2 | 10 | 100 | L7 | no | Cartridges (5 pcs.) | SS | 10 x 2,0 mm
Lichrosorb | 6322E580LB100 | MERCK Lichrosorb RP8 10µm packed by BISCHOFF | C8 | 20 | 2 | 10 | 100 | L7 | no | Cartridges (5 pcs.) | SS | 20 x 2,0 mm
Lichrosorb | 0102E510LB070 | MERCK Lichrosorb RP2 7µm packed by BISCHOFF | C1 | 14 | 2 | 7 | 100 | L16 | no | HPLC Column | SS | 14 x 2,0 mm
Lichrosorb | 0103E510LB070 | MERCK Lichrosorb RP2 7µm packed by BISCHOFF | C1 | 14 | 3 | 7 | 100 | L16 | no | HPLC Column | SS | 14 x 3,0 mm
Lichrosorb | 0104E510LB070 | MERCK Lichrosorb RP2 7µm packed by BISCHOFF | C1 | 14 | 4 | 7 | 100 | L16 | no | HPLC Column | SS | 14 x 4,0 mm
Lichrosorb | 0146E510LB070 | MERCK Lichrosorb RP2 7µm packed by BISCHOFF | C1 | 14 | 4.6 | 7 | 100 | L16 | no | HPLC Column | SS | 14 x 4,6 mm
Lichrosorb | A202E510LB070 | MERCK Lichrosorb RP2 7µm packed by BISCHOFF | C1 | 20 | 2 | 7 | 100 | L16 | no | HPLC Column | SS | 20 x 2,0 mm
Lichrosorb | A203E510LB070 | MERCK Lichrosorb RP2 7µm packed by BISCHOFF | C1 | 20 | 3 | 7 | 100 | L16 | no | HPLC Column | SS | 20 x 3,0 mm
Lichrosorb | A204E510LB070 | MERCK Lichrosorb RP2 7µm packed by BISCHOFF | C1 | 20 | 4 | 7 | 100 | L16 | no | HPLC Column | SS | 20 x 4,0 mm
Lichrosorb | A246E510LB070 | MERCK Lichrosorb RP2 7µm packed by BISCHOFF | C1 | 20 | 4.6 | 7 | 100 | L16 | no | HPLC Column | SS | 20 x 4,6 mm
Lichrosorb | 0202E510LB070 | MERCK Lichrosorb RP2 7µm packed by BISCHOFF | C1 | 25 | 2 | 7 | 100 | L16 | no | HPLC Column | SS | 25 x 2,0 mm
Lichrosorb | 0203E510LB070 | MERCK Lichrosorb RP2 7µm packed by BISCHOFF | C1 | 25 | 3 | 7 | 100 | L16 | no | HPLC Column | SS | 25 x 3,0 mm
Lichrosorb | 0204E510LB070 | MERCK Lichrosorb RP2 7µm packed by BISCHOFF | C1 | 25 | 4 | 7 | 100 | L16 | no | HPLC Column | SS | 25 x 4,0 mm
Lichrosorb | 0246E510LB070 | MERCK Lichrosorb RP2 7µm packed by BISCHOFF | C1 | 25 | 4.6 | 7 | 100 | L16 | no | HPLC Column | SS | 25 x 4,6 mm
Lichrosorb | 0302E510LB070 | MERCK Lichrosorb RP2 7µm packed by BISCHOFF | C1 | 30 | 2 | 7 | 100 | L16 | no | HPLC Column | SS | 30 x 2,0 mm
Lichrosorb | 0303E510LB070 | MERCK Lichrosorb RP2 7µm packed by BISCHOFF | C1 | 30 | 3 | 7 | 100 | L16 | no | HPLC Column | SS | 30 x 3,0 mm
Lichrosorb | 0304E510LB070 | MERCK Lichrosorb RP2 7µm packed by BISCHOFF | C1 | 30 | 4 | 7 | 100 | L16 | no | HPLC Column | SS | 30 x 4,0 mm
Lichrosorb | 0346E510LB070 | MERCK Lichrosorb RP2 7µm packed by BISCHOFF | C1 | 30 | 4.6 | 7 | 100 | L16 | no | HPLC Column | SS | 30 x 4,6 mm
Lichrosorb | 0402E510LB070 | MERCK Lichrosorb RP2 7µm packed by BISCHOFF | C1 | 33 | 2 | 7 | 100 | L16 | no | HPLC Column | SS | 33 x 2,0 mm
Lichrosorb | 0403E510LB070 | MERCK Lichrosorb RP2 7µm packed by BISCHOFF | C1 | 33 | 3 | 7 | 100 | L16 | no | HPLC Column | SS | 33 x 3,0 mm
Lichrosorb | 0404E510LB070 | MERCK Lichrosorb RP2 7µm packed by BISCHOFF | C1 | 33 | 4 | 7 | 100 | L16 | no | HPLC Column | SS | 33 x 4,0 mm
Lichrosorb | 0446E510LB070 | MERCK Lichrosorb RP2 7µm packed by BISCHOFF | C1 | 33 | 4.6 | 7 | 100 | L16 | no | HPLC Column | SS | 33 x 4,6 mm
Lichrosorb | A402E510LB070 | MERCK Lichrosorb RP2 7µm packed by BISCHOFF | C1 | 40 | 2 | 7 | 100 | L16 | no | HPLC Column | SS | 40 x 2,0 mm
Lichrosorb | A403E510LB070 | MERCK Lichrosorb RP2 7µm packed by BISCHOFF | C1 | 40 | 3 | 7 | 100 | L16 | no | HPLC Column | SS | 40 x 3,0 mm
Lichrosorb | A404E510LB070 | MERCK Lichrosorb RP2 7µm packed by BISCHOFF | C1 | 40 | 4 | 7 | 100 | L16 | no | HPLC Column | SS | 40 x 4,0 mm
Lichrosorb | A446E510LB070 | MERCK Lichrosorb RP2 7µm packed by BISCHOFF | C1 | 40 | 4.6 | 7 | 100 | L16 | no | HPLC Column | SS | 40 x 4,6 mm
Lichrosorb | 0502E510LB070 | MERCK Lichrosorb RP2 7µm packed by BISCHOFF | C1 | 50 | 2 | 7 | 100 | L16 | no | HPLC Column | SS | 50 x 2,0 mm
Lichrosorb | 0503E510LB070 | MERCK Lichrosorb RP2 7µm packed by BISCHOFF | C1 | 50 | 3 | 7 | 100 | L16 | no | HPLC Column | SS | 50 x 3,0 mm
Lichrosorb | 0504E510LB070 | MERCK Lichrosorb RP2 7µm packed by BISCHOFF | C1 | 50 | 4 | 7 | 100 | L16 | no | HPLC Column | SS | 50 x 4,0 mm
Lichrosorb | 0546E510LB070 | MERCK Lichrosorb RP2 7µm packed by BISCHOFF | C1 | 50 | 4.6 | 7 | 100 | L16 | no | HPLC Column | SS | 50 x 4,6 mm
Lichrosorb | 0602E510LB070 | MERCK Lichrosorb RP2 7µm packed by BISCHOFF | C1 | 53 | 2 | 7 | 100 | L16 | no | HPLC Column | SS | 53 x 2,0 mm
Lichrosorb | 0603E510LB070 | MERCK Lichrosorb RP2 7µm packed by BISCHOFF | C1 | 53 | 3 | 7 | 100 | L16 | no | HPLC Column | SS | 53 x 3,0 mm
Lichrosorb | 0604E510LB070 | MERCK Lichrosorb RP2 7µm packed by BISCHOFF | C1 | 53 | 4 | 7 | 100 | L16 | no | HPLC Column | SS | 53 x 4,0 mm
Lichrosorb | 0646E510LB070 | MERCK Lichrosorb RP2 7µm packed by BISCHOFF | C1 | 53 | 4.6 | 7 | 100 | L16 | no | HPLC Column | SS | 53 x 4,6 mm
Lichrosorb | A602E510LB070 | MERCK Lichrosorb RP2 7µm packed by BISCHOFF | C1 | 60 | 2 | 7 | 100 | L16 | no | HPLC Column | SS | 60 x 2,0 mm
Lichrosorb | A603E510LB070 | MERCK Lichrosorb RP2 7µm packed by BISCHOFF | C1 | 60 | 3 | 7 | 100 | L16 | no | HPLC Column | SS | 60 x 3,0 mm
Lichrosorb | A604E510LB070 | MERCK Lichrosorb RP2 7µm packed by BISCHOFF | C1 | 60 | 4 | 7 | 100 | L16 | no | HPLC Column | SS | 60 x 4,0 mm
Lichrosorb | A646E510LB070 | MERCK Lichrosorb RP2 7µm packed by BISCHOFF | C1 | 60 | 4.6 | 7 | 100 | L16 | no | HPLC Column | SS | 60 x 4,6 mm
Lichrosorb | 0702E510LB070 | MERCK Lichrosorb RP2 7µm packed by BISCHOFF | C1 | 75 | 2 | 7 | 100 | L16 | no | HPLC Column | SS | 75 x 2,0 mm
Lichrosorb | 0703E510LB070 | MERCK Lichrosorb RP2 7µm packed by BISCHOFF | C1 | 75 | 3 | 7 | 100 | L16 | no | HPLC Column | SS | 75 x 3,0 mm
Lichrosorb | 0704E510LB070 | MERCK Lichrosorb RP2 7µm packed by BISCHOFF | C1 | 75 | 4 | 7 | 100 | L16 | no | HPLC Column | SS | 75 x 4,0 mm
Lichrosorb | 0746E510LB070 | MERCK Lichrosorb RP2 7µm packed by BISCHOFF | C1 | 75 | 4.6 | 7 | 100 | L16 | no | HPLC Column | SS | 75 x 4,6 mm
Lichrosorb | 1002E510LB070 | MERCK Lichrosorb RP2 7µm packed by BISCHOFF | C1 | 100 | 2 | 7 | 100 | L16 | no | HPLC Column | SS | 100 x 2,0 mm
Lichrosorb | 1003E510LB070 | MERCK Lichrosorb RP2 7µm packed by BISCHOFF | C1 | 100 | 3 | 7 | 100 | L16 | no | HPLC Column | SS | 100 x 3,0 mm
Lichrosorb | 1004E510LB070 | MERCK Lichrosorb RP2 7µm packed by BISCHOFF | C1 | 100 | 4 | 7 | 100 | L16 | no | HPLC Column | SS | 100 x 4,0 mm
Lichrosorb | 1046E510LB070 | MERCK Lichrosorb RP2 7µm packed by BISCHOFF | C1 | 100 | 4.6 | 7 | 100 | L16 | no | HPLC Column | SS | 100 x 4,6 mm
Lichrosorb | 1202E510LB070 | MERCK Lichrosorb RP2 7µm packed by BISCHOFF | C1 | 125 | 2 | 7 | 100 | L16 | no | HPLC Column | SS | 125 x 2,0 mm
Lichrosorb | 1203E510LB070 | MERCK Lichrosorb RP2 7µm packed by BISCHOFF | C1 | 125 | 3 | 7 | 100 | L16 | no | HPLC Column | SS | 125 x 3,0 mm
Lichrosorb | 1204E510LB070 | MERCK Lichrosorb RP2 7µm packed by BISCHOFF | C1 | 125 | 4 | 7 | 100 | L16 | no | HPLC Column | SS | 125 x 4,0 mm
Lichrosorb | 1246E510LB070 | MERCK Lichrosorb RP2 7µm packed by BISCHOFF | C1 | 125 | 4.6 | 7 | 100 | L16 | no | HPLC Column | SS | 125 x 4,6 mm
Lichrosorb | 1502E510LB070 | MERCK Lichrosorb RP2 7µm packed by BISCHOFF | C1 | 150 | 2 | 7 | 100 | L16 | no | HPLC Column | SS | 150 x 2,0 mm
Lichrosorb | 1503E510LB070 | MERCK Lichrosorb RP2 7µm packed by BISCHOFF | C1 | 150 | 3 | 7 | 100 | L16 | no | HPLC Column | SS | 150 x 3,0 mm
Lichrosorb | 1504E510LB070 | MERCK Lichrosorb RP2 7µm packed by BISCHOFF | C1 | 150 | 4 | 7 | 100 | L16 | no | HPLC Column | SS | 150 x 4,0 mm
Lichrosorb | 1546E510LB070 | MERCK Lichrosorb RP2 7µm packed by BISCHOFF | C1 | 150 | 4.6 | 7 | 100 | L16 | no | HPLC Column | SS | 150 x 4,6 mm
Lichrosorb | 2002E510LB070 | MERCK Lichrosorb RP2 7µm packed by BISCHOFF | C1 | 200 | 2 | 7 | 100 | L16 | no | HPLC Column | SS | 200 x 2,0 mm
Lichrosorb | 2003E510LB070 | MERCK Lichrosorb RP2 7µm packed by BISCHOFF | C1 | 200 | 3 | 7 | 100 | L16 | no | HPLC Column | SS | 200 x 3,0 mm
Lichrosorb | 2004E510LB070 | MERCK Lichrosorb RP2 7µm packed by BISCHOFF | C1 | 200 | 4 | 7 | 100 | L16 | no | HPLC Column | SS | 200 x 4,0 mm
Lichrosorb | 2046E510LB070 | MERCK Lichrosorb RP2 7µm packed by BISCHOFF | C1 | 200 | 4.6 | 7 | 100 | L16 | no | HPLC Column | SS | 200 x 4,6 mm
Lichrosorb | 2502E510LB070 | MERCK Lichrosorb RP2 7µm packed by BISCHOFF | C1 | 250 | 2 | 7 | 100 | L16 | no | HPLC Column | SS | 250 x 2,0 mm
Lichrosorb | 2503E510LB070 | MERCK Lichrosorb RP2 7µm packed by BISCHOFF | C1 | 250 | 3 | 7 | 100 | L16 | no | HPLC Column | SS | 250 x 3,0 mm
Lichrosorb | 2504E510LB070 | MERCK Lichrosorb RP2 7µm packed by BISCHOFF | C1 | 250 | 4 | 7 | 100 | L16 | no | HPLC Column | SS | 250 x 4,0 mm
Lichrosorb | 2546E510LB070 | MERCK Lichrosorb RP2 7µm packed by BISCHOFF | C1 | 250 | 4.6 | 7 | 100 | L16 | no | HPLC Column | SS | 250 x 4,6 mm
Lichrosorb | 3002E510LB070 | MERCK Lichrosorb RP2 7µm packed by BISCHOFF | C1 | 300 | 2 | 7 | 100 | L16 | no | HPLC Column | SS | 300 x 2,0 mm
Lichrosorb | 3003E510LB070 | MERCK Lichrosorb RP2 7µm packed by BISCHOFF | C1 | 300 | 3 | 7 | 100 | L16 | no | HPLC Column | SS | 300 x 3,0 mm
Lichrosorb | 3004E510LB070 | MERCK Lichrosorb RP2 7µm packed by BISCHOFF | C1 | 300 | 4 | 7 | 100 | L16 | no | HPLC Column | SS | 300 x 4,0 mm
Lichrosorb | 3046E510LB070 | MERCK Lichrosorb RP2 7µm packed by BISCHOFF | C1 | 300 | 4.6 | 7 | 100 | L16 | no | HPLC Column | SS | 300 x 4,6 mm
Lichrosorb | 01P4E510LB070 | MERCK Lichrosorb RP2 7µm packed by BISCHOFF | C1 | 14 | 4 | 7 | 100 | L16 | no | HPLC Column | PEEK | 14 x 4,0 mm
Lichrosorb | A2P4E510LB070 | MERCK Lichrosorb RP2 7µm packed by BISCHOFF | C1 | 20 | 4 | 7 | 100 | L16 | no | HPLC Column | PEEK | 20 x 4,0 mm
Lichrosorb | 02P4E510LB070 | MERCK Lichrosorb RP2 7µm packed by BISCHOFF | C1 | 25 | 4 | 7 | 100 | L16 | no | HPLC Column | PEEK | 25 x 4,0 mm
Lichrosorb | 03P4E510LB070 | MERCK Lichrosorb RP2 7µm packed by BISCHOFF | C1 | 30 | 4 | 7 | 100 | L16 | no | HPLC Column | PEEK | 30 x 4,0 mm
Lichrosorb | 04P4E510LB070 | MERCK Lichrosorb RP2 7µm packed by BISCHOFF | C1 | 33 | 4 | 7 | 100 | L16 | no | HPLC Column | PEEK | 33 x 4,0 mm
Lichrosorb | A4P4E510LB070 | MERCK Lichrosorb RP2 7µm packed by BISCHOFF | C1 | 40 | 4 | 7 | 100 | L16 | no | HPLC Column | PEEK | 40 x 4,0 mm
Lichrosorb | 05P4E510LB070 | MERCK Lichrosorb RP2 7µm packed by BISCHOFF | C1 | 50 | 4 | 7 | 100 | L16 | no | HPLC Column | PEEK | 50 x 4,0 mm
Lichrosorb | 06P4E510LB070 | MERCK Lichrosorb RP2 7µm packed by BISCHOFF | C1 | 53 | 4 | 7 | 100 | L16 | no | HPLC Column | PEEK | 53 x 4,0 mm
Lichrosorb | A6P4E510LB070 | MERCK Lichrosorb RP2 7µm packed by BISCHOFF | C1 | 60 | 4 | 7 | 100 | L16 | no | HPLC Column | PEEK | 60 x 4,0 mm
Lichrosorb | 07P4E510LB070 | MERCK Lichrosorb RP2 7µm packed by BISCHOFF | C1 | 75 | 4 | 7 | 100 | L16 | no | HPLC Column | PEEK | 75 x 4,0 mm
Lichrosorb | 10P4E510LB070 | MERCK Lichrosorb RP2 7µm packed by BISCHOFF | C1 | 100 | 4 | 7 | 100 | L16 | no | HPLC Column | PEEK | 100 x 4,0 mm
Lichrosorb | 12P4E510LB070 | MERCK Lichrosorb RP2 7µm packed by BISCHOFF | C1 | 125 | 4 | 7 | 100 | L16 | no | HPLC Column | PEEK | 125 x 4,0 mm
Lichrosorb | 15P4E510LB070 | MERCK Lichrosorb RP2 7µm packed by BISCHOFF | C1 | 150 | 4 | 7 | 100 | L16 | no | HPLC Column | PEEK | 150 x 4,0 mm
Lichrosorb | 20P4E510LB070 | MERCK Lichrosorb RP2 7µm packed by BISCHOFF | C1 | 200 | 4 | 7 | 100 | L16 | no | HPLC Column | PEEK | 200 x 4,0 mm
Lichrosorb | 25P4E510LB070 | MERCK Lichrosorb RP2 7µm packed by BISCHOFF | C1 | 250 | 4 | 7 | 100 | L16 | no | HPLC Column | PEEK | 250 x 4,0 mm
Lichrosorb | 30P4E510LB070 | MERCK Lichrosorb RP2 7µm packed by BISCHOFF | C1 | 300 | 4 | 7 | 100 | L16 | no | HPLC Column | PEEK | 300 x 4,0 mm
Lichrosorb | 6305E510LB070 | MERCK Lichrosorb RP2 7µm packed by BISCHOFF | C1 | 5 | 4 | 7 | 100 | L16 | no | Cartridges (5 pcs.) | SS | 5 x 4,0 mm
Lichrosorb | 6301E510LB070 | MERCK Lichrosorb RP2 7µm packed by BISCHOFF | C1 | 10 | 4 | 7 | 100 | L16 | no | Cartridges (5 pcs.) | SS | 10 x 4,0 mm
Lichrosorb | 6302E510LB070 | MERCK Lichrosorb RP2 7µm packed by BISCHOFF | C1 | 20 | 4 | 7 | 100 | L16 | no | Cartridges (5 pcs.) | SS | 20 x 4,0 mm
Lichrosorb | 63P1E510LB070 | MERCK Lichrosorb RP2 7µm packed by BISCHOFF | C1 | 10 | 4 | 7 | 100 | L16 | no | Cartridges (5 pcs.) | PEEK | 10 x 4,0 mm
Lichrosorb | 63P2E510LB070 | MERCK Lichrosorb RP2 7µm packed by BISCHOFF | C1 | 20 | 4 | 7 | 100 | L16 | no | Cartridges (5 pcs.) | PEEK | 20 x 4,0 mm
Lichrosorb | 6335E510LB070 | MERCK Lichrosorb RP2 7µm packed by BISCHOFF | C1 | 5 | 3 | 7 | 100 | L16 | no | Cartridges (5 pcs.) | SS | 5 x 3,0 mm
Lichrosorb | 6331E510LB070 | MERCK Lichrosorb RP2 7µm packed by BISCHOFF | C1 | 10 | 3 | 7 | 100 | L16 | no | Cartridges (5 pcs.) | SS | 10 x 3,0 mm
Lichrosorb | 6332E510LB070 | MERCK Lichrosorb RP2 7µm packed by BISCHOFF | C1 | 20 | 3 | 7 | 100 | L16 | no | Cartridges (5 pcs.) | SS | 20 x 3,0 mm
Lichrosorb | 6325E510LB070 | MERCK Lichrosorb RP2 7µm packed by BISCHOFF | C1 | 5 | 2 | 7 | 100 | L16 | no | Cartridges (5 pcs.) | SS | 5 x 2,0 mm
Lichrosorb | 6321E510LB070 | MERCK Lichrosorb RP2 7µm packed by BISCHOFF | C1 | 10 | 2 | 7 | 100 | L16 | no | Cartridges (5 pcs.) | SS | 10 x 2,0 mm
Lichrosorb | 6322E510LB070 | MERCK Lichrosorb RP2 7µm packed by BISCHOFF | C1 | 20 | 2 | 7 | 100 | L16 | no | Cartridges (5 pcs.) | SS | 20 x 2,0 mm
Lichrosorb | 0102E700LB050 | MERCK Lichrosorb CN 5µm packed by BISCHOFF | CN | 14 | 2 | 5 | 100 | L10 | no | HPLC Column | SS | 14 x 2,0 mm
Lichrosorb | 0103E700LB050 | MERCK Lichrosorb CN 5µm packed by BISCHOFF | CN | 14 | 3 | 5 | 100 | L10 | no | HPLC Column | SS | 14 x 3,0 mm
Lichrosorb | 0104E700LB050 | MERCK Lichrosorb CN 5µm packed by BISCHOFF | CN | 14 | 4 | 5 | 100 | L10 | no | HPLC Column | SS | 14 x 4,0 mm
Lichrosorb | 0146E700LB050 | MERCK Lichrosorb CN 5µm packed by BISCHOFF | CN | 14 | 4.6 | 5 | 100 | L10 | no | HPLC Column | SS | 14 x 4,6 mm
Lichrosorb | A202E700LB050 | MERCK Lichrosorb CN 5µm packed by BISCHOFF | CN | 20 | 2 | 5 | 100 | L10 | no | HPLC Column | SS | 20 x 2,0 mm
Lichrosorb | A203E700LB050 | MERCK Lichrosorb CN 5µm packed by BISCHOFF | CN | 20 | 3 | 5 | 100 | L10 | no | HPLC Column | SS | 20 x 3,0 mm
Lichrosorb | A204E700LB050 | MERCK Lichrosorb CN 5µm packed by BISCHOFF | CN | 20 | 4 | 5 | 100 | L10 | no | HPLC Column | SS | 20 x 4,0 mm
Lichrosorb | A246E700LB050 | MERCK Lichrosorb CN 5µm packed by BISCHOFF | CN | 20 | 4.6 | 5 | 100 | L10 | no | HPLC Column | SS | 20 x 4,6 mm
Lichrosorb | 0202E700LB050 | MERCK Lichrosorb CN 5µm packed by BISCHOFF | CN | 25 | 2 | 5 | 100 | L10 | no | HPLC Column | SS | 25 x 2,0 mm
Lichrosorb | 0203E700LB050 | MERCK Lichrosorb CN 5µm packed by BISCHOFF | CN | 25 | 3 | 5 | 100 | L10 | no | HPLC Column | SS | 25 x 3,0 mm
Lichrosorb | 0204E700LB050 | MERCK Lichrosorb CN 5µm packed by BISCHOFF | CN | 25 | 4 | 5 | 100 | L10 | no | HPLC Column | SS | 25 x 4,0 mm
Lichrosorb | 0246E700LB050 | MERCK Lichrosorb CN 5µm packed by BISCHOFF | CN | 25 | 4.6 | 5 | 100 | L10 | no | HPLC Column | SS | 25 x 4,6 mm
Lichrosorb | 0302E700LB050 | MERCK Lichrosorb CN 5µm packed by BISCHOFF | CN | 30 | 2 | 5 | 100 | L10 | no | HPLC Column | SS | 30 x 2,0 mm
Lichrosorb | 0303E700LB050 | MERCK Lichrosorb CN 5µm packed by BISCHOFF | CN | 30 | 3 | 5 | 100 | L10 | no | HPLC Column | SS | 30 x 3,0 mm
Lichrosorb | 0304E700LB050 | MERCK Lichrosorb CN 5µm packed by BISCHOFF | CN | 30 | 4 | 5 | 100 | L10 | no | HPLC Column | SS | 30 x 4,0 mm
Lichrosorb | 0346E700LB050 | MERCK Lichrosorb CN 5µm packed by BISCHOFF | CN | 30 | 4.6 | 5 | 100 | L10 | no | HPLC Column | SS | 30 x 4,6 mm
Lichrosorb | 0402E700LB050 | MERCK Lichrosorb CN 5µm packed by BISCHOFF | CN | 33 | 2 | 5 | 100 | L10 | no | HPLC Column | SS | 33 x 2,0 mm
Lichrosorb | 0403E700LB050 | MERCK Lichrosorb CN 5µm packed by BISCHOFF | CN | 33 | 3 | 5 | 100 | L10 | no | HPLC Column | SS | 33 x 3,0 mm
Lichrosorb | 0404E700LB050 | MERCK Lichrosorb CN 5µm packed by BISCHOFF | CN | 33 | 4 | 5 | 100 | L10 | no | HPLC Column | SS | 33 x 4,0 mm
Lichrosorb | 0446E700LB050 | MERCK Lichrosorb CN 5µm packed by BISCHOFF | CN | 33 | 4.6 | 5 | 100 | L10 | no | HPLC Column | SS | 33 x 4,6 mm
Lichrosorb | A402E700LB050 | MERCK Lichrosorb CN 5µm packed by BISCHOFF | CN | 40 | 2 | 5 | 100 | L10 | no | HPLC Column | SS | 40 x 2,0 mm
Lichrosorb | A403E700LB050 | MERCK Lichrosorb CN 5µm packed by BISCHOFF | CN | 40 | 3 | 5 | 100 | L10 | no | HPLC Column | SS | 40 x 3,0 mm
Lichrosorb | A404E700LB050 | MERCK Lichrosorb CN 5µm packed by BISCHOFF | CN | 40 | 4 | 5 | 100 | L10 | no | HPLC Column | SS | 40 x 4,0 mm
Lichrosorb | A446E700LB050 | MERCK Lichrosorb CN 5µm packed by BISCHOFF | CN | 40 | 4.6 | 5 | 100 | L10 | no | HPLC Column | SS | 40 x 4,6 mm
Lichrosorb | 0502E700LB050 | MERCK Lichrosorb CN 5µm packed by BISCHOFF | CN | 50 | 2 | 5 | 100 | L10 | no | HPLC Column | SS | 50 x 2,0 mm
Lichrosorb | 0503E700LB050 | MERCK Lichrosorb CN 5µm packed by BISCHOFF | CN | 50 | 3 | 5 | 100 | L10 | no | HPLC Column | SS | 50 x 3,0 mm
Lichrosorb | 0504E700LB050 | MERCK Lichrosorb CN 5µm packed by BISCHOFF | CN | 50 | 4 | 5 | 100 | L10 | no | HPLC Column | SS | 50 x 4,0 mm
Lichrosorb | 0546E700LB050 | MERCK Lichrosorb CN 5µm packed by BISCHOFF | CN | 50 | 4.6 | 5 | 100 | L10 | no | HPLC Column | SS | 50 x 4,6 mm
Lichrosorb | 0602E700LB050 | MERCK Lichrosorb CN 5µm packed by BISCHOFF | CN | 53 | 2 | 5 | 100 | L10 | no | HPLC Column | SS | 53 x 2,0 mm
Lichrosorb | 0603E700LB050 | MERCK Lichrosorb CN 5µm packed by BISCHOFF | CN | 53 | 3 | 5 | 100 | L10 | no | HPLC Column | SS | 53 x 3,0 mm
Lichrosorb | 0604E700LB050 | MERCK Lichrosorb CN 5µm packed by BISCHOFF | CN | 53 | 4 | 5 | 100 | L10 | no | HPLC Column | SS | 53 x 4,0 mm
Lichrosorb | 0646E700LB050 | MERCK Lichrosorb CN 5µm packed by BISCHOFF | CN | 53 | 4.6 | 5 | 100 | L10 | no | HPLC Column | SS | 53 x 4,6 mm
Lichrosorb | A602E700LB050 | MERCK Lichrosorb CN 5µm packed by BISCHOFF | CN | 60 | 2 | 5 | 100 | L10 | no | HPLC Column | SS | 60 x 2,0 mm
Lichrosorb | A603E700LB050 | MERCK Lichrosorb CN 5µm packed by BISCHOFF | CN | 60 | 3 | 5 | 100 | L10 | no | HPLC Column | SS | 60 x 3,0 mm
Lichrosorb | A604E700LB050 | MERCK Lichrosorb CN 5µm packed by BISCHOFF | CN | 60 | 4 | 5 | 100 | L10 | no | HPLC Column | SS | 60 x 4,0 mm
Lichrosorb | A646E700LB050 | MERCK Lichrosorb CN 5µm packed by BISCHOFF | CN | 60 | 4.6 | 5 | 100 | L10 | no | HPLC Column | SS | 60 x 4,6 mm
Lichrosorb | 0702E700LB050 | MERCK Lichrosorb CN 5µm packed by BISCHOFF | CN | 75 | 2 | 5 | 100 | L10 | no | HPLC Column | SS | 75 x 2,0 mm
Lichrosorb | 0703E700LB050 | MERCK Lichrosorb CN 5µm packed by BISCHOFF | CN | 75 | 3 | 5 | 100 | L10 | no | HPLC Column | SS | 75 x 3,0 mm
Lichrosorb | 0704E700LB050 | MERCK Lichrosorb CN 5µm packed by BISCHOFF | CN | 75 | 4 | 5 | 100 | L10 | no | HPLC Column | SS | 75 x 4,0 mm
Lichrosorb | 0746E700LB050 | MERCK Lichrosorb CN 5µm packed by BISCHOFF | CN | 75 | 4.6 | 5 | 100 | L10 | no | HPLC Column | SS | 75 x 4,6 mm
Lichrosorb | 1002E700LB050 | MERCK Lichrosorb CN 5µm packed by BISCHOFF | CN | 100 | 2 | 5 | 100 | L10 | no | HPLC Column | SS | 100 x 2,0 mm
Lichrosorb | 1003E700LB050 | MERCK Lichrosorb CN 5µm packed by BISCHOFF | CN | 100 | 3 | 5 | 100 | L10 | no | HPLC Column | SS | 100 x 3,0 mm
Lichrosorb | 1004E700LB050 | MERCK Lichrosorb CN 5µm packed by BISCHOFF | CN | 100 | 4 | 5 | 100 | L10 | no | HPLC Column | SS | 100 x 4,0 mm
Lichrosorb | 1046E700LB050 | MERCK Lichrosorb CN 5µm packed by BISCHOFF | CN | 100 | 4.6 | 5 | 100 | L10 | no | HPLC Column | SS | 100 x 4,6 mm
Lichrosorb | 1202E700LB050 | MERCK Lichrosorb CN 5µm packed by BISCHOFF | CN | 125 | 2 | 5 | 100 | L10 | no | HPLC Column | SS | 125 x 2,0 mm
Lichrosorb | 1203E700LB050 | MERCK Lichrosorb CN 5µm packed by BISCHOFF | CN | 125 | 3 | 5 | 100 | L10 | no | HPLC Column | SS | 125 x 3,0 mm
Lichrosorb | 1204E700LB050 | MERCK Lichrosorb CN 5µm packed by BISCHOFF | CN | 125 | 4 | 5 | 100 | L10 | no | HPLC Column | SS | 125 x 4,0 mm
Lichrosorb | 1246E700LB050 | MERCK Lichrosorb CN 5µm packed by BISCHOFF | CN | 125 | 4.6 | 5 | 100 | L10 | no | HPLC Column | SS | 125 x 4,6 mm
Lichrosorb | 1502E700LB050 | MERCK Lichrosorb CN 5µm packed by BISCHOFF | CN | 150 | 2 | 5 | 100 | L10 | no | HPLC Column | SS | 150 x 2,0 mm
Lichrosorb | 1503E700LB050 | MERCK Lichrosorb CN 5µm packed by BISCHOFF | CN | 150 | 3 | 5 | 100 | L10 | no | HPLC Column | SS | 150 x 3,0 mm
Lichrosorb | 1504E700LB050 | MERCK Lichrosorb CN 5µm packed by BISCHOFF | CN | 150 | 4 | 5 | 100 | L10 | no | HPLC Column | SS | 150 x 4,0 mm
Lichrosorb | 1546E700LB050 | MERCK Lichrosorb CN 5µm packed by BISCHOFF | CN | 150 | 4.6 | 5 | 100 | L10 | no | HPLC Column | SS | 150 x 4,6 mm
Lichrosorb | 2002E700LB050 | MERCK Lichrosorb CN 5µm packed by BISCHOFF | CN | 200 | 2 | 5 | 100 | L10 | no | HPLC Column | SS | 200 x 2,0 mm
Lichrosorb | 2003E700LB050 | MERCK Lichrosorb CN 5µm packed by BISCHOFF | CN | 200 | 3 | 5 | 100 | L10 | no | HPLC Column | SS | 200 x 3,0 mm
Lichrosorb | 2004E700LB050 | MERCK Lichrosorb CN 5µm packed by BISCHOFF | CN | 200 | 4 | 5 | 100 | L10 | no | HPLC Column | SS | 200 x 4,0 mm
Lichrosorb | 2046E700LB050 | MERCK Lichrosorb CN 5µm packed by BISCHOFF | CN | 200 | 4.6 | 5 | 100 | L10 | no | HPLC Column | SS | 200 x 4,6 mm
Lichrosorb | 2502E700LB050 | MERCK Lichrosorb CN 5µm packed by BISCHOFF | CN | 250 | 2 | 5 | 100 | L10 | no | HPLC Column | SS | 250 x 2,0 mm
Lichrosorb | 2503E700LB050 | MERCK Lichrosorb CN 5µm packed by BISCHOFF | CN | 250 | 3 | 5 | 100 | L10 | no | HPLC Column | SS | 250 x 3,0 mm
Lichrosorb | 2504E700LB050 | MERCK Lichrosorb CN 5µm packed by BISCHOFF | CN | 250 | 4 | 5 | 100 | L10 | no | HPLC Column | SS | 250 x 4,0 mm
Lichrosorb | 2546E700LB050 | MERCK Lichrosorb CN 5µm packed by BISCHOFF | CN | 250 | 4.6 | 5 | 100 | L10 | no | HPLC Column | SS | 250 x 4,6 mm
Lichrosorb | 3002E700LB050 | MERCK Lichrosorb CN 5µm packed by BISCHOFF | CN | 300 | 2 | 5 | 100 | L10 | no | HPLC Column | SS | 300 x 2,0 mm
Lichrosorb | 3003E700LB050 | MERCK Lichrosorb CN 5µm packed by BISCHOFF | CN | 300 | 3 | 5 | 100 | L10 | no | HPLC Column | SS | 300 x 3,0 mm
Lichrosorb | 3004E700LB050 | MERCK Lichrosorb CN 5µm packed by BISCHOFF | CN | 300 | 4 | 5 | 100 | L10 | no | HPLC Column | SS | 300 x 4,0 mm
Lichrosorb | 3046E700LB050 | MERCK Lichrosorb CN 5µm packed by BISCHOFF | CN | 300 | 4.6 | 5 | 100 | L10 | no | HPLC Column | SS | 300 x 4,6 mm
Lichrosorb | 01P4E700LB050 | MERCK Lichrosorb CN 5µm packed by BISCHOFF | CN | 14 | 4 | 5 | 100 | L10 | no | HPLC Column | PEEK | 14 x 4,0 mm
Lichrosorb | A2P4E700LB050 | MERCK Lichrosorb CN 5µm packed by BISCHOFF | CN | 20 | 4 | 5 | 100 | L10 | no | HPLC Column | PEEK | 20 x 4,0 mm
Lichrosorb | 02P4E700LB050 | MERCK Lichrosorb CN 5µm packed by BISCHOFF | CN | 25 | 4 | 5 | 100 | L10 | no | HPLC Column | PEEK | 25 x 4,0 mm
Lichrosorb | 03P4E700LB050 | MERCK Lichrosorb CN 5µm packed by BISCHOFF | CN | 30 | 4 | 5 | 100 | L10 | no | HPLC Column | PEEK | 30 x 4,0 mm
Lichrosorb | 04P4E700LB050 | MERCK Lichrosorb CN 5µm packed by BISCHOFF | CN | 33 | 4 | 5 | 100 | L10 | no | HPLC Column | PEEK | 33 x 4,0 mm
Lichrosorb | A4P4E700LB050 | MERCK Lichrosorb CN 5µm packed by BISCHOFF | CN | 40 | 4 | 5 | 100 | L10 | no | HPLC Column | PEEK | 40 x 4,0 mm
Lichrosorb | 05P4E700LB050 | MERCK Lichrosorb CN 5µm packed by BISCHOFF | CN | 50 | 4 | 5 | 100 | L10 | no | HPLC Column | PEEK | 50 x 4,0 mm
Lichrosorb | 06P4E700LB050 | MERCK Lichrosorb CN 5µm packed by BISCHOFF | CN | 53 | 4 | 5 | 100 | L10 | no | HPLC Column | PEEK | 53 x 4,0 mm
Lichrosorb | A6P4E700LB050 | MERCK Lichrosorb CN 5µm packed by BISCHOFF | CN | 60 | 4 | 5 | 100 | L10 | no | HPLC Column | PEEK | 60 x 4,0 mm
Lichrosorb | 07P4E700LB050 | MERCK Lichrosorb CN 5µm packed by BISCHOFF | CN | 75 | 4 | 5 | 100 | L10 | no | HPLC Column | PEEK | 75 x 4,0 mm
Lichrosorb | 10P4E700LB050 | MERCK Lichrosorb CN 5µm packed by BISCHOFF | CN | 100 | 4 | 5 | 100 | L10 | no | HPLC Column | PEEK | 100 x 4,0 mm
Lichrosorb | 12P4E700LB050 | MERCK Lichrosorb CN 5µm packed by BISCHOFF | CN | 125 | 4 | 5 | 100 | L10 | no | HPLC Column | PEEK | 125 x 4,0 mm
Lichrosorb | 15P4E700LB050 | MERCK Lichrosorb CN 5µm packed by BISCHOFF | CN | 150 | 4 | 5 | 100 | L10 | no | HPLC Column | PEEK | 150 x 4,0 mm
Lichrosorb | 20P4E700LB050 | MERCK Lichrosorb CN 5µm packed by BISCHOFF | CN | 200 | 4 | 5 | 100 | L10 | no | HPLC Column | PEEK | 200 x 4,0 mm
Lichrosorb | 25P4E700LB050 | MERCK Lichrosorb CN 5µm packed by BISCHOFF | CN | 250 | 4 | 5 | 100 | L10 | no | HPLC Column | PEEK | 250 x 4,0 mm
Lichrosorb | 30P4E700LB050 | MERCK Lichrosorb CN 5µm packed by BISCHOFF | CN | 300 | 4 | 5 | 100 | L10 | no | HPLC Column | PEEK | 300 x 4,0 mm
Lichrosorb | 6305E700LB050 | MERCK Lichrosorb CN 5µm packed by BISCHOFF | CN | 5 | 4 | 5 | 100 | L10 | no | Cartridges (5 pcs.) | SS | 5 x 4,0 mm
Lichrosorb | 6301E700LB050 | MERCK Lichrosorb CN 5µm packed by BISCHOFF | CN | 10 | 4 | 5 | 100 | L10 | no | Cartridges (5 pcs.) | SS | 10 x 4,0 mm
Lichrosorb | 6302E700LB050 | MERCK Lichrosorb CN 5µm packed by BISCHOFF | CN | 20 | 4 | 5 | 100 | L10 | no | Cartridges (5 pcs.) | SS | 20 x 4,0 mm
Lichrosorb | 63P1E700LB050 | MERCK Lichrosorb CN 5µm packed by BISCHOFF | CN | 10 | 4 | 5 | 100 | L10 | no | Cartridges (5 pcs.) | PEEK | 10 x 4,0 mm
Lichrosorb | 63P2E700LB050 | MERCK Lichrosorb CN 5µm packed by BISCHOFF | CN | 20 | 4 | 5 | 100 | L10 | no | Cartridges (5 pcs.) | PEEK | 20 x 4,0 mm
Lichrosorb | 6335E700LB050 | MERCK Lichrosorb CN 5µm packed by BISCHOFF | CN | 5 | 3 | 5 | 100 | L10 | no | Cartridges (5 pcs.) | SS | 5 x 3,0 mm
Lichrosorb | 6331E700LB050 | MERCK Lichrosorb CN 5µm packed by BISCHOFF | CN | 10 | 3 | 5 | 100 | L10 | no | Cartridges (5 pcs.) | SS | 10 x 3,0 mm
Lichrosorb | 6332E700LB050 | MERCK Lichrosorb CN 5µm packed by BISCHOFF | CN | 20 | 3 | 5 | 100 | L10 | no | Cartridges (5 pcs.) | SS | 20 x 3,0 mm
Lichrosorb | 6325E700LB050 | MERCK Lichrosorb CN 5µm packed by BISCHOFF | CN | 5 | 2 | 5 | 100 | L10 | no | Cartridges (5 pcs.) | SS | 5 x 2,0 mm
Lichrosorb | 6321E700LB050 | MERCK Lichrosorb CN 5µm packed by BISCHOFF | CN | 10 | 2 | 5 | 100 | L10 | no | Cartridges (5 pcs.) | SS | 10 x 2,0 mm
Lichrosorb | 6322E700LB050 | MERCK Lichrosorb CN 5µm packed by BISCHOFF | CN | 20 | 2 | 5 | 100 | L10 | no | Cartridges (5 pcs.) | SS | 20 x 2,0 mm
Lichrosorb | 0102E690LB100 | MERCK Lichrosorb NH2 10µm packed by BISCHOFF | NH2 | 14 | 2 | 10 | 100 | L8 | no | HPLC Column | SS | 14 x 2,0 mm
Lichrosorb | 0103E690LB100 | MERCK Lichrosorb NH2 10µm packed by BISCHOFF | NH2 | 14 | 3 | 10 | 100 | L8 | no | HPLC Column | SS | 14 x 3,0 mm
Lichrosorb | 0104E690LB100 | MERCK Lichrosorb NH2 10µm packed by BISCHOFF | NH2 | 14 | 4 | 10 | 100 | L8 | no | HPLC Column | SS | 14 x 4,0 mm
Lichrosorb | 0146E690LB100 | MERCK Lichrosorb NH2 10µm packed by BISCHOFF | NH2 | 14 | 4.6 | 10 | 100 | L8 | no | HPLC Column | SS | 14 x 4,6 mm
Lichrosorb | A202E690LB100 | MERCK Lichrosorb NH2 10µm packed by BISCHOFF | NH2 | 20 | 2 | 10 | 100 | L8 | no | HPLC Column | SS | 20 x 2,0 mm
Lichrosorb | A203E690LB100 | MERCK Lichrosorb NH2 10µm packed by BISCHOFF | NH2 | 20 | 3 | 10 | 100 | L8 | no | HPLC Column | SS | 20 x 3,0 mm
Lichrosorb | A204E690LB100 | MERCK Lichrosorb NH2 10µm packed by BISCHOFF | NH2 | 20 | 4 | 10 | 100 | L8 | no | HPLC Column | SS | 20 x 4,0 mm
Lichrosorb | A246E690LB100 | MERCK Lichrosorb NH2 10µm packed by BISCHOFF | NH2 | 20 | 4.6 | 10 | 100 | L8 | no | HPLC Column | SS | 20 x 4,6 mm
Lichrosorb | 0202E690LB100 | MERCK Lichrosorb NH2 10µm packed by BISCHOFF | NH2 | 25 | 2 | 10 | 100 | L8 | no | HPLC Column | SS | 25 x 2,0 mm
Lichrosorb | 0203E690LB100 | MERCK Lichrosorb NH2 10µm packed by BISCHOFF | NH2 | 25 | 3 | 10 | 100 | L8 | no | HPLC Column | SS | 25 x 3,0 mm
Lichrosorb | 0204E690LB100 | MERCK Lichrosorb NH2 10µm packed by BISCHOFF | NH2 | 25 | 4 | 10 | 100 | L8 | no | HPLC Column | SS | 25 x 4,0 mm
Lichrosorb | 0246E690LB100 | MERCK Lichrosorb NH2 10µm packed by BISCHOFF | NH2 | 25 | 4.6 | 10 | 100 | L8 | no | HPLC Column | SS | 25 x 4,6 mm
Lichrosorb | 0302E690LB100 | MERCK Lichrosorb NH2 10µm packed by BISCHOFF | NH2 | 30 | 2 | 10 | 100 | L8 | no | HPLC Column | SS | 30 x 2,0 mm
Lichrosorb | 0303E690LB100 | MERCK Lichrosorb NH2 10µm packed by BISCHOFF | NH2 | 30 | 3 | 10 | 100 | L8 | no | HPLC Column | SS | 30 x 3,0 mm
Lichrosorb | 0304E690LB100 | MERCK Lichrosorb NH2 10µm packed by BISCHOFF | NH2 | 30 | 4 | 10 | 100 | L8 | no | HPLC Column | SS | 30 x 4,0 mm
Lichrosorb | 0346E690LB100 | MERCK Lichrosorb NH2 10µm packed by BISCHOFF | NH2 | 30 | 4.6 | 10 | 100 | L8 | no | HPLC Column | SS | 30 x 4,6 mm
Lichrosorb | 0402E690LB100 | MERCK Lichrosorb NH2 10µm packed by BISCHOFF | NH2 | 33 | 2 | 10 | 100 | L8 | no | HPLC Column | SS | 33 x 2,0 mm
Lichrosorb | 0403E690LB100 | MERCK Lichrosorb NH2 10µm packed by BISCHOFF | NH2 | 33 | 3 | 10 | 100 | L8 | no | HPLC Column | SS | 33 x 3,0 mm
Lichrosorb | 0404E690LB100 | MERCK Lichrosorb NH2 10µm packed by BISCHOFF | NH2 | 33 | 4 | 10 | 100 | L8 | no | HPLC Column | SS | 33 x 4,0 mm
Lichrosorb | 0446E690LB100 | MERCK Lichrosorb NH2 10µm packed by BISCHOFF | NH2 | 33 | 4.6 | 10 | 100 | L8 | no | HPLC Column | SS | 33 x 4,6 mm
Lichrosorb | A402E690LB100 | MERCK Lichrosorb NH2 10µm packed by BISCHOFF | NH2 | 40 | 2 | 10 | 100 | L8 | no | HPLC Column | SS | 40 x 2,0 mm
Lichrosorb | A403E690LB100 | MERCK Lichrosorb NH2 10µm packed by BISCHOFF | NH2 | 40 | 3 | 10 | 100 | L8 | no | HPLC Column | SS | 40 x 3,0 mm
Lichrosorb | A404E690LB100 | MERCK Lichrosorb NH2 10µm packed by BISCHOFF | NH2 | 40 | 4 | 10 | 100 | L8 | no | HPLC Column | SS | 40 x 4,0 mm
Lichrosorb | A446E690LB100 | MERCK Lichrosorb NH2 10µm packed by BISCHOFF | NH2 | 40 | 4.6 | 10 | 100 | L8 | no | HPLC Column | SS | 40 x 4,6 mm
Lichrosorb | 0502E690LB100 | MERCK Lichrosorb NH2 10µm packed by BISCHOFF | NH2 | 50 | 2 | 10 | 100 | L8 | no | HPLC Column | SS | 50 x 2,0 mm
Lichrosorb | 0503E690LB100 | MERCK Lichrosorb NH2 10µm packed by BISCHOFF | NH2 | 50 | 3 | 10 | 100 | L8 | no | HPLC Column | SS | 50 x 3,0 mm
Lichrosorb | 0504E690LB100 | MERCK Lichrosorb NH2 10µm packed by BISCHOFF | NH2 | 50 | 4 | 10 | 100 | L8 | no | HPLC Column | SS | 50 x 4,0 mm
Lichrosorb | 0546E690LB100 | MERCK Lichrosorb NH2 10µm packed by BISCHOFF | NH2 | 50 | 4.6 | 10 | 100 | L8 | no | HPLC Column | SS | 50 x 4,6 mm
Lichrosorb | 0602E690LB100 | MERCK Lichrosorb NH2 10µm packed by BISCHOFF | NH2 | 53 | 2 | 10 | 100 | L8 | no | HPLC Column | SS | 53 x 2,0 mm
Lichrosorb | 0603E690LB100 | MERCK Lichrosorb NH2 10µm packed by BISCHOFF | NH2 | 53 | 3 | 10 | 100 | L8 | no | HPLC Column | SS | 53 x 3,0 mm
Lichrosorb | 0604E690LB100 | MERCK Lichrosorb NH2 10µm packed by BISCHOFF | NH2 | 53 | 4 | 10 | 100 | L8 | no | HPLC Column | SS | 53 x 4,0 mm
Lichrosorb | 0646E690LB100 | MERCK Lichrosorb NH2 10µm packed by BISCHOFF | NH2 | 53 | 4.6 | 10 | 100 | L8 | no | HPLC Column | SS | 53 x 4,6 mm
Lichrosorb | A602E690LB100 | MERCK Lichrosorb NH2 10µm packed by BISCHOFF | NH2 | 60 | 2 | 10 | 100 | L8 | no | HPLC Column | SS | 60 x 2,0 mm
Lichrosorb | A603E690LB100 | MERCK Lichrosorb NH2 10µm packed by BISCHOFF | NH2 | 60 | 3 | 10 | 100 | L8 | no | HPLC Column | SS | 60 x 3,0 mm
Lichrosorb | A604E690LB100 | MERCK Lichrosorb NH2 10µm packed by BISCHOFF | NH2 | 60 | 4 | 10 | 100 | L8 | no | HPLC Column | SS | 60 x 4,0 mm
Lichrosorb | A646E690LB100 | MERCK Lichrosorb NH2 10µm packed by BISCHOFF | NH2 | 60 | 4.6 | 10 | 100 | L8 | no | HPLC Column | SS | 60 x 4,6 mm
Lichrosorb | 0702E690LB100 | MERCK Lichrosorb NH2 10µm packed by BISCHOFF | NH2 | 75 | 2 | 10 | 100 | L8 | no | HPLC Column | SS | 75 x 2,0 mm
Lichrosorb | 0703E690LB100 | MERCK Lichrosorb NH2 10µm packed by BISCHOFF | NH2 | 75 | 3 | 10 | 100 | L8 | no | HPLC Column | SS | 75 x 3,0 mm
Lichrosorb | 0704E690LB100 | MERCK Lichrosorb NH2 10µm packed by BISCHOFF | NH2 | 75 | 4 | 10 | 100 | L8 | no | HPLC Column | SS | 75 x 4,0 mm
Lichrosorb | 0746E690LB100 | MERCK Lichrosorb NH2 10µm packed by BISCHOFF | NH2 | 75 | 4.6 | 10 | 100 | L8 | no | HPLC Column | SS | 75 x 4,6 mm
Lichrosorb | 1002E690LB100 | MERCK Lichrosorb NH2 10µm packed by BISCHOFF | NH2 | 100 | 2 | 10 | 100 | L8 | no | HPLC Column | SS | 100 x 2,0 mm
Lichrosorb | 1003E690LB100 | MERCK Lichrosorb NH2 10µm packed by BISCHOFF | NH2 | 100 | 3 | 10 | 100 | L8 | no | HPLC Column | SS | 100 x 3,0 mm
Lichrosorb | 1004E690LB100 | MERCK Lichrosorb NH2 10µm packed by BISCHOFF | NH2 | 100 | 4 | 10 | 100 | L8 | no | HPLC Column | SS | 100 x 4,0 mm
Lichrosorb | 1046E690LB100 | MERCK Lichrosorb NH2 10µm packed by BISCHOFF | NH2 | 100 | 4.6 | 10 | 100 | L8 | no | HPLC Column | SS | 100 x 4,6 mm
Lichrosorb | 1202E690LB100 | MERCK Lichrosorb NH2 10µm packed by BISCHOFF | NH2 | 125 | 2 | 10 | 100 | L8 | no | HPLC Column | SS | 125 x 2,0 mm
Lichrosorb | 1203E690LB100 | MERCK Lichrosorb NH2 10µm packed by BISCHOFF | NH2 | 125 | 3 | 10 | 100 | L8 | no | HPLC Column | SS | 125 x 3,0 mm
Lichrosorb | 1204E690LB100 | MERCK Lichrosorb NH2 10µm packed by BISCHOFF | NH2 | 125 | 4 | 10 | 100 | L8 | no | HPLC Column | SS | 125 x 4,0 mm
Lichrosorb | 1246E690LB100 | MERCK Lichrosorb NH2 10µm packed by BISCHOFF | NH2 | 125 | 4.6 | 10 | 100 | L8 | no | HPLC Column | SS | 125 x 4,6 mm
Lichrosorb | 1502E690LB100 | MERCK Lichrosorb NH2 10µm packed by BISCHOFF | NH2 | 150 | 2 | 10 | 100 | L8 | no | HPLC Column | SS | 150 x 2,0 mm
Lichrosorb | 1503E690LB100 | MERCK Lichrosorb NH2 10µm packed by BISCHOFF | NH2 | 150 | 3 | 10 | 100 | L8 | no | HPLC Column | SS | 150 x 3,0 mm
Lichrosorb | 1504E690LB100 | MERCK Lichrosorb NH2 10µm packed by BISCHOFF | NH2 | 150 | 4 | 10 | 100 | L8 | no | HPLC Column | SS | 150 x 4,0 mm
Lichrosorb | 1546E690LB100 | MERCK Lichrosorb NH2 10µm packed by BISCHOFF | NH2 | 150 | 4.6 | 10 | 100 | L8 | no | HPLC Column | SS | 150 x 4,6 mm
Lichrosorb | 2002E690LB100 | MERCK Lichrosorb NH2 10µm packed by BISCHOFF | NH2 | 200 | 2 | 10 | 100 | L8 | no | HPLC Column | SS | 200 x 2,0 mm
Lichrosorb | 2003E690LB100 | MERCK Lichrosorb NH2 10µm packed by BISCHOFF | NH2 | 200 | 3 | 10 | 100 | L8 | no | HPLC Column | SS | 200 x 3,0 mm
Lichrosorb | 2004E690LB100 | MERCK Lichrosorb NH2 10µm packed by BISCHOFF | NH2 | 200 | 4 | 10 | 100 | L8 | no | HPLC Column | SS | 200 x 4,0 mm
Lichrosorb | 2046E690LB100 | MERCK Lichrosorb NH2 10µm packed by BISCHOFF | NH2 | 200 | 4.6 | 10 | 100 | L8 | no | HPLC Column | SS | 200 x 4,6 mm
Lichrosorb | 2502E690LB100 | MERCK Lichrosorb NH2 10µm packed by BISCHOFF | NH2 | 250 | 2 | 10 | 100 | L8 | no | HPLC Column | SS | 250 x 2,0 mm
Lichrosorb | 2503E690LB100 | MERCK Lichrosorb NH2 10µm packed by BISCHOFF | NH2 | 250 | 3 | 10 | 100 | L8 | no | HPLC Column | SS | 250 x 3,0 mm
Lichrosorb | 2504E690LB100 | MERCK Lichrosorb NH2 10µm packed by BISCHOFF | NH2 | 250 | 4 | 10 | 100 | L8 | no | HPLC Column | SS | 250 x 4,0 mm
Lichrosorb | 2546E690LB100 | MERCK Lichrosorb NH2 10µm packed by BISCHOFF | NH2 | 250 | 4.6 | 10 | 100 | L8 | no | HPLC Column | SS | 250 x 4,6 mm
Lichrosorb | 3002E690LB100 | MERCK Lichrosorb NH2 10µm packed by BISCHOFF | NH2 | 300 | 2 | 10 | 100 | L8 | no | HPLC Column | SS | 300 x 2,0 mm
Lichrosorb | 3003E690LB100 | MERCK Lichrosorb NH2 10µm packed by BISCHOFF | NH2 | 300 | 3 | 10 | 100 | L8 | no | HPLC Column | SS | 300 x 3,0 mm
Lichrosorb | 3004E690LB100 | MERCK Lichrosorb NH2 10µm packed by BISCHOFF | NH2 | 300 | 4 | 10 | 100 | L8 | no | HPLC Column | SS | 300 x 4,0 mm
Lichrosorb | 3046E690LB100 | MERCK Lichrosorb NH2 10µm packed by BISCHOFF | NH2 | 300 | 4.6 | 10 | 100 | L8 | no | HPLC Column | SS | 300 x 4,6 mm
Lichrosorb | 01P4E690LB100 | MERCK Lichrosorb NH2 10µm packed by BISCHOFF | NH2 | 14 | 4 | 10 | 100 | L8 | no | HPLC Column | PEEK | 14 x 4,0 mm
Lichrosorb | A2P4E690LB100 | MERCK Lichrosorb NH2 10µm packed by BISCHOFF | NH2 | 20 | 4 | 10 | 100 | L8 | no | HPLC Column | PEEK | 20 x 4,0 mm
Lichrosorb | 02P4E690LB100 | MERCK Lichrosorb NH2 10µm packed by BISCHOFF | NH2 | 25 | 4 | 10 | 100 | L8 | no | HPLC Column | PEEK | 25 x 4,0 mm
Lichrosorb | 03P4E690LB100 | MERCK Lichrosorb NH2 10µm packed by BISCHOFF | NH2 | 30 | 4 | 10 | 100 | L8 | no | HPLC Column | PEEK | 30 x 4,0 mm
Lichrosorb | 04P4E690LB100 | MERCK Lichrosorb NH2 10µm packed by BISCHOFF | NH2 | 33 | 4 | 10 | 100 | L8 | no | HPLC Column | PEEK | 33 x 4,0 mm
Lichrosorb | A4P4E690LB100 | MERCK Lichrosorb NH2 10µm packed by BISCHOFF | NH2 | 40 | 4 | 10 | 100 | L8 | no | HPLC Column | PEEK | 40 x 4,0 mm
Lichrosorb | 05P4E690LB100 | MERCK Lichrosorb NH2 10µm packed by BISCHOFF | NH2 | 50 | 4 | 10 | 100 | L8 | no | HPLC Column | PEEK | 50 x 4,0 mm
Lichrosorb | 06P4E690LB100 | MERCK Lichrosorb NH2 10µm packed by BISCHOFF | NH2 | 53 | 4 | 10 | 100 | L8 | no | HPLC Column | PEEK | 53 x 4,0 mm
Lichrosorb | A6P4E690LB100 | MERCK Lichrosorb NH2 10µm packed by BISCHOFF | NH2 | 60 | 4 | 10 | 100 | L8 | no | HPLC Column | PEEK | 60 x 4,0 mm
Lichrosorb | 07P4E690LB100 | MERCK Lichrosorb NH2 10µm packed by BISCHOFF | NH2 | 75 | 4 | 10 | 100 | L8 | no | HPLC Column | PEEK | 75 x 4,0 mm
Lichrosorb | 10P4E690LB100 | MERCK Lichrosorb NH2 10µm packed by BISCHOFF | NH2 | 100 | 4 | 10 | 100 | L8 | no | HPLC Column | PEEK | 100 x 4,0 mm
Lichrosorb | 12P4E690LB100 | MERCK Lichrosorb NH2 10µm packed by BISCHOFF | NH2 | 125 | 4 | 10 | 100 | L8 | no | HPLC Column | PEEK | 125 x 4,0 mm
Lichrosorb | 15P4E690LB100 | MERCK Lichrosorb NH2 10µm packed by BISCHOFF | NH2 | 150 | 4 | 10 | 100 | L8 | no | HPLC Column | PEEK | 150 x 4,0 mm
Lichrosorb | 20P4E690LB100 | MERCK Lichrosorb NH2 10µm packed by BISCHOFF | NH2 | 200 | 4 | 10 | 100 | L8 | no | HPLC Column | PEEK | 200 x 4,0 mm
Lichrosorb | 25P4E690LB100 | MERCK Lichrosorb NH2 10µm packed by BISCHOFF | NH2 | 250 | 4 | 10 | 100 | L8 | no | HPLC Column | PEEK | 250 x 4,0 mm
Lichrosorb | 30P4E690LB100 | MERCK Lichrosorb NH2 10µm packed by BISCHOFF | NH2 | 300 | 4 | 10 | 100 | L8 | no | HPLC Column | PEEK | 300 x 4,0 mm
Lichrosorb | 6305E690LB100 | MERCK Lichrosorb NH2 10µm packed by BISCHOFF | NH2 | 5 | 4 | 10 | 100 | L8 | no | Cartridges (5 pcs.) | SS | 5 x 4,0 mm
Lichrosorb | 6301E690LB100 | MERCK Lichrosorb NH2 10µm packed by BISCHOFF | NH2 | 10 | 4 | 10 | 100 | L8 | no | Cartridges (5 pcs.) | SS | 10 x 4,0 mm
Lichrosorb | 6302E690LB100 | MERCK Lichrosorb NH2 10µm packed by BISCHOFF | NH2 | 20 | 4 | 10 | 100 | L8 | no | Cartridges (5 pcs.) | SS | 20 x 4,0 mm
Lichrosorb | 63P1E690LB100 | MERCK Lichrosorb NH2 10µm packed by BISCHOFF | NH2 | 10 | 4 | 10 | 100 | L8 | no | Cartridges (5 pcs.) | PEEK | 10 x 4,0 mm
Lichrosorb | 63P2E690LB100 | MERCK Lichrosorb NH2 10µm packed by BISCHOFF | NH2 | 20 | 4 | 10 | 100 | L8 | no | Cartridges (5 pcs.) | PEEK | 20 x 4,0 mm
Lichrosorb | 6335E690LB100 | MERCK Lichrosorb NH2 10µm packed by BISCHOFF | NH2 | 5 | 3 | 10 | 100 | L8 | no | Cartridges (5 pcs.) | SS | 5 x 3,0 mm
Lichrosorb | 6331E690LB100 | MERCK Lichrosorb NH2 10µm packed by BISCHOFF | NH2 | 10 | 3 | 10 | 100 | L8 | no | Cartridges (5 pcs.) | SS | 10 x 3,0 mm
Lichrosorb | 6332E690LB100 | MERCK Lichrosorb NH2 10µm packed by BISCHOFF | NH2 | 20 | 3 | 10 | 100 | L8 | no | Cartridges (5 pcs.) | SS | 20 x 3,0 mm
Lichrosorb | 6325E690LB100 | MERCK Lichrosorb NH2 10µm packed by BISCHOFF | NH2 | 5 | 2 | 10 | 100 | L8 | no | Cartridges (5 pcs.) | SS | 5 x 2,0 mm
Lichrosorb | 6321E690LB100 | MERCK Lichrosorb NH2 10µm packed by BISCHOFF | NH2 | 10 | 2 | 10 | 100 | L8 | no | Cartridges (5 pcs.) | SS | 10 x 2,0 mm
Lichrosorb | 6322E690LB100 | MERCK Lichrosorb NH2 10µm packed by BISCHOFF | NH2 | 20 | 2 | 10 | 100 | L8 | no | Cartridges (5 pcs.) | SS | 20 x 2,0 mm
Lichrosorb | 0102E910LB050 | MERCK Lichrosorb Diol 5µm packed by BISCHOFF | DIOL | 14 | 2 | 5 | 100 | L20 | no | HPLC Column | SS | 14 x 2,0 mm
Lichrosorb | 0103E910LB050 | MERCK Lichrosorb Diol 5µm packed by BISCHOFF | DIOL | 14 | 3 | 5 | 100 | L20 | no | HPLC Column | SS | 14 x 3,0 mm
Lichrosorb | 0104E910LB050 | MERCK Lichrosorb Diol 5µm packed by BISCHOFF | DIOL | 14 | 4 | 5 | 100 | L20 | no | HPLC Column | SS | 14 x 4,0 mm
Lichrosorb | 0146E910LB050 | MERCK Lichrosorb Diol 5µm packed by BISCHOFF | DIOL | 14 | 4.6 | 5 | 100 | L20 | no | HPLC Column | SS | 14 x 4,6 mm
Lichrosorb | A202E910LB050 | MERCK Lichrosorb Diol 5µm packed by BISCHOFF | DIOL | 20 | 2 | 5 | 100 | L20 | no | HPLC Column | SS | 20 x 2,0 mm
Lichrosorb | A203E910LB050 | MERCK Lichrosorb Diol 5µm packed by BISCHOFF | DIOL | 20 | 3 | 5 | 100 | L20 | no | HPLC Column | SS | 20 x 3,0 mm
Lichrosorb | A204E910LB050 | MERCK Lichrosorb Diol 5µm packed by BISCHOFF | DIOL | 20 | 4 | 5 | 100 | L20 | no | HPLC Column | SS | 20 x 4,0 mm
Lichrosorb | A246E910LB050 | MERCK Lichrosorb Diol 5µm packed by BISCHOFF | DIOL | 20 | 4.6 | 5 | 100 | L20 | no | HPLC Column | SS | 20 x 4,6 mm
Lichrosorb | 0202E910LB050 | MERCK Lichrosorb Diol 5µm packed by BISCHOFF | DIOL | 25 | 2 | 5 | 100 | L20 | no | HPLC Column | SS | 25 x 2,0 mm
Lichrosorb | 0203E910LB050 | MERCK Lichrosorb Diol 5µm packed by BISCHOFF | DIOL | 25 | 3 | 5 | 100 | L20 | no | HPLC Column | SS | 25 x 3,0 mm
Lichrosorb | 0204E910LB050 | MERCK Lichrosorb Diol 5µm packed by BISCHOFF | DIOL | 25 | 4 | 5 | 100 | L20 | no | HPLC Column | SS | 25 x 4,0 mm
Lichrosorb | 0246E910LB050 | MERCK Lichrosorb Diol 5µm packed by BISCHOFF | DIOL | 25 | 4.6 | 5 | 100 | L20 | no | HPLC Column | SS | 25 x 4,6 mm
Lichrosorb | 0302E910LB050 | MERCK Lichrosorb Diol 5µm packed by BISCHOFF | DIOL | 30 | 2 | 5 | 100 | L20 | no | HPLC Column | SS | 30 x 2,0 mm
Lichrosorb | 0303E910LB050 | MERCK Lichrosorb Diol 5µm packed by BISCHOFF | DIOL | 30 | 3 | 5 | 100 | L20 | no | HPLC Column | SS | 30 x 3,0 mm
Lichrosorb | 0304E910LB050 | MERCK Lichrosorb Diol 5µm packed by BISCHOFF | DIOL | 30 | 4 | 5 | 100 | L20 | no | HPLC Column | SS | 30 x 4,0 mm
Lichrosorb | 0346E910LB050 | MERCK Lichrosorb Diol 5µm packed by BISCHOFF | DIOL | 30 | 4.6 | 5 | 100 | L20 | no | HPLC Column | SS | 30 x 4,6 mm
Lichrosorb | 0402E910LB050 | MERCK Lichrosorb Diol 5µm packed by BISCHOFF | DIOL | 33 | 2 | 5 | 100 | L20 | no | HPLC Column | SS | 33 x 2,0 mm
Lichrosorb | 0403E910LB050 | MERCK Lichrosorb Diol 5µm packed by BISCHOFF | DIOL | 33 | 3 | 5 | 100 | L20 | no | HPLC Column | SS | 33 x 3,0 mm
Lichrosorb | 0404E910LB050 | MERCK Lichrosorb Diol 5µm packed by BISCHOFF | DIOL | 33 | 4 | 5 | 100 | L20 | no | HPLC Column | SS | 33 x 4,0 mm
Lichrosorb | 0446E910LB050 | MERCK Lichrosorb Diol 5µm packed by BISCHOFF | DIOL | 33 | 4.6 | 5 | 100 | L20 | no | HPLC Column | SS | 33 x 4,6 mm
Lichrosorb | A402E910LB050 | MERCK Lichrosorb Diol 5µm packed by BISCHOFF | DIOL | 40 | 2 | 5 | 100 | L20 | no | HPLC Column | SS | 40 x 2,0 mm
Lichrosorb | A403E910LB050 | MERCK Lichrosorb Diol 5µm packed by BISCHOFF | DIOL | 40 | 3 | 5 | 100 | L20 | no | HPLC Column | SS | 40 x 3,0 mm
Lichrosorb | A404E910LB050 | MERCK Lichrosorb Diol 5µm packed by BISCHOFF | DIOL | 40 | 4 | 5 | 100 | L20 | no | HPLC Column | SS | 40 x 4,0 mm
Lichrosorb | A446E910LB050 | MERCK Lichrosorb Diol 5µm packed by BISCHOFF | DIOL | 40 | 4.6 | 5 | 100 | L20 | no | HPLC Column | SS | 40 x 4,6 mm
Lichrosorb | 0502E910LB050 | MERCK Lichrosorb Diol 5µm packed by BISCHOFF | DIOL | 50 | 2 | 5 | 100 | L20 | no | HPLC Column | SS | 50 x 2,0 mm
Lichrosorb | 0503E910LB050 | MERCK Lichrosorb Diol 5µm packed by BISCHOFF | DIOL | 50 | 3 | 5 | 100 | L20 | no | HPLC Column | SS | 50 x 3,0 mm
Lichrosorb | 0504E910LB050 | MERCK Lichrosorb Diol 5µm packed by BISCHOFF | DIOL | 50 | 4 | 5 | 100 | L20 | no | HPLC Column | SS | 50 x 4,0 mm
Lichrosorb | 0546E910LB050 | MERCK Lichrosorb Diol 5µm packed by BISCHOFF | DIOL | 50 | 4.6 | 5 | 100 | L20 | no | HPLC Column | SS | 50 x 4,6 mm
Lichrosorb | 0602E910LB050 | MERCK Lichrosorb Diol 5µm packed by BISCHOFF | DIOL | 53 | 2 | 5 | 100 | L20 | no | HPLC Column | SS | 53 x 2,0 mm
Lichrosorb | 0603E910LB050 | MERCK Lichrosorb Diol 5µm packed by BISCHOFF | DIOL | 53 | 3 | 5 | 100 | L20 | no | HPLC Column | SS | 53 x 3,0 mm
Lichrosorb | 0604E910LB050 | MERCK Lichrosorb Diol 5µm packed by BISCHOFF | DIOL | 53 | 4 | 5 | 100 | L20 | no | HPLC Column | SS | 53 x 4,0 mm
Lichrosorb | 0646E910LB050 | MERCK Lichrosorb Diol 5µm packed by BISCHOFF | DIOL | 53 | 4.6 | 5 | 100 | L20 | no | HPLC Column | SS | 53 x 4,6 mm
Lichrosorb | A602E910LB050 | MERCK Lichrosorb Diol 5µm packed by BISCHOFF | DIOL | 60 | 2 | 5 | 100 | L20 | no | HPLC Column | SS | 60 x 2,0 mm
Lichrosorb | A603E910LB050 | MERCK Lichrosorb Diol 5µm packed by BISCHOFF | DIOL | 60 | 3 | 5 | 100 | L20 | no | HPLC Column | SS | 60 x 3,0 mm
Lichrosorb | A604E910LB050 | MERCK Lichrosorb Diol 5µm packed by BISCHOFF | DIOL | 60 | 4 | 5 | 100 | L20 | no | HPLC Column | SS | 60 x 4,0 mm
Lichrosorb | A646E910LB050 | MERCK Lichrosorb Diol 5µm packed by BISCHOFF | DIOL | 60 | 4.6 | 5 | 100 | L20 | no | HPLC Column | SS | 60 x 4,6 mm
Lichrosorb | 0702E910LB050 | MERCK Lichrosorb Diol 5µm packed by BISCHOFF | DIOL | 75 | 2 | 5 | 100 | L20 | no | HPLC Column | SS | 75 x 2,0 mm
Lichrosorb | 0703E910LB050 | MERCK Lichrosorb Diol 5µm packed by BISCHOFF | DIOL | 75 | 3 | 5 | 100 | L20 | no | HPLC Column | SS | 75 x 3,0 mm
Lichrosorb | 0704E910LB050 | MERCK Lichrosorb Diol 5µm packed by BISCHOFF | DIOL | 75 | 4 | 5 | 100 | L20 | no | HPLC Column | SS | 75 x 4,0 mm
Lichrosorb | 0746E910LB050 | MERCK Lichrosorb Diol 5µm packed by BISCHOFF | DIOL | 75 | 4.6 | 5 | 100 | L20 | no | HPLC Column | SS | 75 x 4,6 mm
Lichrosorb | 1002E910LB050 | MERCK Lichrosorb Diol 5µm packed by BISCHOFF | DIOL | 100 | 2 | 5 | 100 | L20 | no | HPLC Column | SS | 100 x 2,0 mm
Lichrosorb | 1003E910LB050 | MERCK Lichrosorb Diol 5µm packed by BISCHOFF | DIOL | 100 | 3 | 5 | 100 | L20 | no | HPLC Column | SS | 100 x 3,0 mm
Lichrosorb | 1004E910LB050 | MERCK Lichrosorb Diol 5µm packed by BISCHOFF | DIOL | 100 | 4 | 5 | 100 | L20 | no | HPLC Column | SS | 100 x 4,0 mm
Lichrosorb | 1046E910LB050 | MERCK Lichrosorb Diol 5µm packed by BISCHOFF | DIOL | 100 | 4.6 | 5 | 100 | L20 | no | HPLC Column | SS | 100 x 4,6 mm
Lichrosorb | 1202E910LB050 | MERCK Lichrosorb Diol 5µm packed by BISCHOFF | DIOL | 125 | 2 | 5 | 100 | L20 | no | HPLC Column | SS | 125 x 2,0 mm
Lichrosorb | 1203E910LB050 | MERCK Lichrosorb Diol 5µm packed by BISCHOFF | DIOL | 125 | 3 | 5 | 100 | L20 | no | HPLC Column | SS | 125 x 3,0 mm
Lichrosorb | 1204E910LB050 | MERCK Lichrosorb Diol 5µm packed by BISCHOFF | DIOL | 125 | 4 | 5 | 100 | L20 | no | HPLC Column | SS | 125 x 4,0 mm
Lichrosorb | 1246E910LB050 | MERCK Lichrosorb Diol 5µm packed by BISCHOFF | DIOL | 125 | 4.6 | 5 | 100 | L20 | no | HPLC Column | SS | 125 x 4,6 mm
Lichrosorb | 1502E910LB050 | MERCK Lichrosorb Diol 5µm packed by BISCHOFF | DIOL | 150 | 2 | 5 | 100 | L20 | no | HPLC Column | SS | 150 x 2,0 mm
Lichrosorb | 1503E910LB050 | MERCK Lichrosorb Diol 5µm packed by BISCHOFF | DIOL | 150 | 3 | 5 | 100 | L20 | no | HPLC Column | SS | 150 x 3,0 mm
Lichrosorb | 1504E910LB050 | MERCK Lichrosorb Diol 5µm packed by BISCHOFF | DIOL | 150 | 4 | 5 | 100 | L20 | no | HPLC Column | SS | 150 x 4,0 mm
Lichrosorb | 1546E910LB050 | MERCK Lichrosorb Diol 5µm packed by BISCHOFF | DIOL | 150 | 4.6 | 5 | 100 | L20 | no | HPLC Column | SS | 150 x 4,6 mm
Lichrosorb | 2002E910LB050 | MERCK Lichrosorb Diol 5µm packed by BISCHOFF | DIOL | 200 | 2 | 5 | 100 | L20 | no | HPLC Column | SS | 200 x 2,0 mm
Lichrosorb | 2003E910LB050 | MERCK Lichrosorb Diol 5µm packed by BISCHOFF | DIOL | 200 | 3 | 5 | 100 | L20 | no | HPLC Column | SS | 200 x 3,0 mm
Lichrosorb | 2004E910LB050 | MERCK Lichrosorb Diol 5µm packed by BISCHOFF | DIOL | 200 | 4 | 5 | 100 | L20 | no | HPLC Column | SS | 200 x 4,0 mm
Lichrosorb | 2046E910LB050 | MERCK Lichrosorb Diol 5µm packed by BISCHOFF | DIOL | 200 | 4.6 | 5 | 100 | L20 | no | HPLC Column | SS | 200 x 4,6 mm
Lichrosorb | 2502E910LB050 | MERCK Lichrosorb Diol 5µm packed by BISCHOFF | DIOL | 250 | 2 | 5 | 100 | L20 | no | HPLC Column | SS | 250 x 2,0 mm
Lichrosorb | 2503E910LB050 | MERCK Lichrosorb Diol 5µm packed by BISCHOFF | DIOL | 250 | 3 | 5 | 100 | L20 | no | HPLC Column | SS | 250 x 3,0 mm
Lichrosorb | 2504E910LB050 | MERCK Lichrosorb Diol 5µm packed by BISCHOFF | DIOL | 250 | 4 | 5 | 100 | L20 | no | HPLC Column | SS | 250 x 4,0 mm
Lichrosorb | 2546E910LB050 | MERCK Lichrosorb Diol 5µm packed by BISCHOFF | DIOL | 250 | 4.6 | 5 | 100 | L20 | no | HPLC Column | SS | 250 x 4,6 mm
Lichrosorb | 3002E910LB050 | MERCK Lichrosorb Diol 5µm packed by BISCHOFF | DIOL | 300 | 2 | 5 | 100 | L20 | no | HPLC Column | SS | 300 x 2,0 mm
Lichrosorb | 3003E910LB050 | MERCK Lichrosorb Diol 5µm packed by BISCHOFF | DIOL | 300 | 3 | 5 | 100 | L20 | no | HPLC Column | SS | 300 x 3,0 mm
Lichrosorb | 3004E910LB050 | MERCK Lichrosorb Diol 5µm packed by BISCHOFF | DIOL | 300 | 4 | 5 | 100 | L20 | no | HPLC Column | SS | 300 x 4,0 mm
Lichrosorb | 3046E910LB050 | MERCK Lichrosorb Diol 5µm packed by BISCHOFF | DIOL | 300 | 4.6 | 5 | 100 | L20 | no | HPLC Column | SS | 300 x 4,6 mm
Lichrosorb | 01P4E910LB050 | MERCK Lichrosorb Diol 5µm packed by BISCHOFF | DIOL | 14 | 4 | 5 | 100 | L20 | no | HPLC Column | PEEK | 14 x 4,0 mm
Lichrosorb | A2P4E910LB050 | MERCK Lichrosorb Diol 5µm packed by BISCHOFF | DIOL | 20 | 4 | 5 | 100 | L20 | no | HPLC Column | PEEK | 20 x 4,0 mm
Lichrosorb | 02P4E910LB050 | MERCK Lichrosorb Diol 5µm packed by BISCHOFF | DIOL | 25 | 4 | 5 | 100 | L20 | no | HPLC Column | PEEK | 25 x 4,0 mm
Lichrosorb | 03P4E910LB050 | MERCK Lichrosorb Diol 5µm packed by BISCHOFF | DIOL | 30 | 4 | 5 | 100 | L20 | no | HPLC Column | PEEK | 30 x 4,0 mm
Lichrosorb | 04P4E910LB050 | MERCK Lichrosorb Diol 5µm packed by BISCHOFF | DIOL | 33 | 4 | 5 | 100 | L20 | no | HPLC Column | PEEK | 33 x 4,0 mm
Lichrosorb | A4P4E910LB050 | MERCK Lichrosorb Diol 5µm packed by BISCHOFF | DIOL | 40 | 4 | 5 | 100 | L20 | no | HPLC Column | PEEK | 40 x 4,0 mm
Lichrosorb | 05P4E910LB050 | MERCK Lichrosorb Diol 5µm packed by BISCHOFF | DIOL | 50 | 4 | 5 | 100 | L20 | no | HPLC Column | PEEK | 50 x 4,0 mm
Lichrosorb | 06P4E910LB050 | MERCK Lichrosorb Diol 5µm packed by BISCHOFF | DIOL | 53 | 4 | 5 | 100 | L20 | no | HPLC Column | PEEK | 53 x 4,0 mm
Lichrosorb | A6P4E910LB050 | MERCK Lichrosorb Diol 5µm packed by BISCHOFF | DIOL | 60 | 4 | 5 | 100 | L20 | no | HPLC Column | PEEK | 60 x 4,0 mm
Lichrosorb | 07P4E910LB050 | MERCK Lichrosorb Diol 5µm packed by BISCHOFF | DIOL | 75 | 4 | 5 | 100 | L20 | no | HPLC Column | PEEK | 75 x 4,0 mm
Lichrosorb | 10P4E910LB050 | MERCK Lichrosorb Diol 5µm packed by BISCHOFF | DIOL | 100 | 4 | 5 | 100 | L20 | no | HPLC Column | PEEK | 100 x 4,0 mm
Lichrosorb | 12P4E910LB050 | MERCK Lichrosorb Diol 5µm packed by BISCHOFF | DIOL | 125 | 4 | 5 | 100 | L20 | no | HPLC Column | PEEK | 125 x 4,0 mm
Lichrosorb | 15P4E910LB050 | MERCK Lichrosorb Diol 5µm packed by BISCHOFF | DIOL | 150 | 4 | 5 | 100 | L20 | no | HPLC Column | PEEK | 150 x 4,0 mm
Lichrosorb | 20P4E910LB050 | MERCK Lichrosorb Diol 5µm packed by BISCHOFF | DIOL | 200 | 4 | 5 | 100 | L20 | no | HPLC Column | PEEK | 200 x 4,0 mm
Lichrosorb | 25P4E910LB050 | MERCK Lichrosorb Diol 5µm packed by BISCHOFF | DIOL | 250 | 4 | 5 | 100 | L20 | no | HPLC Column | PEEK | 250 x 4,0 mm
Lichrosorb | 30P4E910LB050 | MERCK Lichrosorb Diol 5µm packed by BISCHOFF | DIOL | 300 | 4 | 5 | 100 | L20 | no | HPLC Column | PEEK | 300 x 4,0 mm
Lichrosorb | 6305E910LB050 | MERCK Lichrosorb Diol 5µm packed by BISCHOFF | DIOL | 5 | 4 | 5 | 100 | L20 | no | Cartridges (5 pcs.) | SS | 5 x 4,0 mm
Lichrosorb | 6301E910LB050 | MERCK Lichrosorb Diol 5µm packed by BISCHOFF | DIOL | 10 | 4 | 5 | 100 | L20 | no | Cartridges (5 pcs.) | SS | 10 x 4,0 mm
Lichrosorb | 6302E910LB050 | MERCK Lichrosorb Diol 5µm packed by BISCHOFF | DIOL | 20 | 4 | 5 | 100 | L20 | no | Cartridges (5 pcs.) | SS | 20 x 4,0 mm
Lichrosorb | 63P1E910LB050 | MERCK Lichrosorb Diol 5µm packed by BISCHOFF | DIOL | 10 | 4 | 5 | 100 | L20 | no | Cartridges (5 pcs.) | PEEK | 10 x 4,0 mm
Lichrosorb | 63P2E910LB050 | MERCK Lichrosorb Diol 5µm packed by BISCHOFF | DIOL | 20 | 4 | 5 | 100 | L20 | no | Cartridges (5 pcs.) | PEEK | 20 x 4,0 mm
Lichrosorb | 6335E910LB050 | MERCK Lichrosorb Diol 5µm packed by BISCHOFF | DIOL | 5 | 3 | 5 | 100 | L20 | no | Cartridges (5 pcs.) | SS | 5 x 3,0 mm
Lichrosorb | 6331E910LB050 | MERCK Lichrosorb Diol 5µm packed by BISCHOFF | DIOL | 10 | 3 | 5 | 100 | L20 | no | Cartridges (5 pcs.) | SS | 10 x 3,0 mm
Lichrosorb | 6332E910LB050 | MERCK Lichrosorb Diol 5µm packed by BISCHOFF | DIOL | 20 | 3 | 5 | 100 | L20 | no | Cartridges (5 pcs.) | SS | 20 x 3,0 mm
Lichrosorb | 6325E910LB050 | MERCK Lichrosorb Diol 5µm packed by BISCHOFF | DIOL | 5 | 2 | 5 | 100 | L20 | no | Cartridges (5 pcs.) | SS | 5 x 2,0 mm
Lichrosorb | 6321E910LB050 | MERCK Lichrosorb Diol 5µm packed by BISCHOFF | DIOL | 10 | 2 | 5 | 100 | L20 | no | Cartridges (5 pcs.) | SS | 10 x 2,0 mm
Lichrosorb | 6322E910LB050 | MERCK Lichrosorb Diol 5µm packed by BISCHOFF | DIOL | 20 | 2 | 5 | 100 | L20 | no | Cartridges (5 pcs.) | SS | 20 x 2,0 mm
Lichrosorb | 0102C500LB070 | MERCK Lichrosorb 60 Si 7µm packed by BISCHOFF | Silica | 14 | 2 | 7 | 60 | L3 | no | HPLC Column | SS | 14 x 2,0 mm
Lichrosorb | 0103C500LB070 | MERCK Lichrosorb 60 Si 7µm packed by BISCHOFF | Silica | 14 | 3 | 7 | 60 | L3 | no | HPLC Column | SS | 14 x 3,0 mm
Lichrosorb | 0104C500LB070 | MERCK Lichrosorb 60 Si 7µm packed by BISCHOFF | Silica | 14 | 4 | 7 | 60 | L3 | no | HPLC Column | SS | 14 x 4,0 mm
Lichrosorb | 0146C500LB070 | MERCK Lichrosorb 60 Si 7µm packed by BISCHOFF | Silica | 14 | 4.6 | 7 | 60 | L3 | no | HPLC Column | SS | 14 x 4,6 mm
Lichrosorb | A202C500LB070 | MERCK Lichrosorb 60 Si 7µm packed by BISCHOFF | Silica | 20 | 2 | 7 | 60 | L3 | no | HPLC Column | SS | 20 x 2,0 mm
Lichrosorb | A203C500LB070 | MERCK Lichrosorb 60 Si 7µm packed by BISCHOFF | Silica | 20 | 3 | 7 | 60 | L3 | no | HPLC Column | SS | 20 x 3,0 mm
Lichrosorb | A204C500LB070 | MERCK Lichrosorb 60 Si 7µm packed by BISCHOFF | Silica | 20 | 4 | 7 | 60 | L3 | no | HPLC Column | SS | 20 x 4,0 mm
Lichrosorb | A246C500LB070 | MERCK Lichrosorb 60 Si 7µm packed by BISCHOFF | Silica | 20 | 4.6 | 7 | 60 | L3 | no | HPLC Column | SS | 20 x 4,6 mm
Lichrosorb | 0202C500LB070 | MERCK Lichrosorb 60 Si 7µm packed by BISCHOFF | Silica | 25 | 2 | 7 | 60 | L3 | no | HPLC Column | SS | 25 x 2,0 mm
Lichrosorb | 0203C500LB070 | MERCK Lichrosorb 60 Si 7µm packed by BISCHOFF | Silica | 25 | 3 | 7 | 60 | L3 | no | HPLC Column | SS | 25 x 3,0 mm
Lichrosorb | 0204C500LB070 | MERCK Lichrosorb 60 Si 7µm packed by BISCHOFF | Silica | 25 | 4 | 7 | 60 | L3 | no | HPLC Column | SS | 25 x 4,0 mm
Lichrosorb | 0246C500LB070 | MERCK Lichrosorb 60 Si 7µm packed by BISCHOFF | Silica | 25 | 4.6 | 7 | 60 | L3 | no | HPLC Column | SS | 25 x 4,6 mm
Lichrosorb | 0302C500LB070 | MERCK Lichrosorb 60 Si 7µm packed by BISCHOFF | Silica | 30 | 2 | 7 | 60 | L3 | no | HPLC Column | SS | 30 x 2,0 mm
Lichrosorb | 0303C500LB070 | MERCK Lichrosorb 60 Si 7µm packed by BISCHOFF | Silica | 30 | 3 | 7 | 60 | L3 | no | HPLC Column | SS | 30 x 3,0 mm
Lichrosorb | 0304C500LB070 | MERCK Lichrosorb 60 Si 7µm packed by BISCHOFF | Silica | 30 | 4 | 7 | 60 | L3 | no | HPLC Column | SS | 30 x 4,0 mm
Lichrosorb | 0346C500LB070 | MERCK Lichrosorb 60 Si 7µm packed by BISCHOFF | Silica | 30 | 4.6 | 7 | 60 | L3 | no | HPLC Column | SS | 30 x 4,6 mm
Lichrosorb | 0402C500LB070 | MERCK Lichrosorb 60 Si 7µm packed by BISCHOFF | Silica | 33 | 2 | 7 | 60 | L3 | no | HPLC Column | SS | 33 x 2,0 mm
Lichrosorb | 0403C500LB070 | MERCK Lichrosorb 60 Si 7µm packed by BISCHOFF | Silica | 33 | 3 | 7 | 60 | L3 | no | HPLC Column | SS | 33 x 3,0 mm
Lichrosorb | 0404C500LB070 | MERCK Lichrosorb 60 Si 7µm packed by BISCHOFF | Silica | 33 | 4 | 7 | 60 | L3 | no | HPLC Column | SS | 33 x 4,0 mm
Lichrosorb | 0446C500LB070 | MERCK Lichrosorb 60 Si 7µm packed by BISCHOFF | Silica | 33 | 4.6 | 7 | 60 | L3 | no | HPLC Column | SS | 33 x 4,6 mm
Lichrosorb | A402C500LB070 | MERCK Lichrosorb 60 Si 7µm packed by BISCHOFF | Silica | 40 | 2 | 7 | 60 | L3 | no | HPLC Column | SS | 40 x 2,0 mm
Lichrosorb | A403C500LB070 | MERCK Lichrosorb 60 Si 7µm packed by BISCHOFF | Silica | 40 | 3 | 7 | 60 | L3 | no | HPLC Column | SS | 40 x 3,0 mm
Lichrosorb | A404C500LB070 | MERCK Lichrosorb 60 Si 7µm packed by BISCHOFF | Silica | 40 | 4 | 7 | 60 | L3 | no | HPLC Column | SS | 40 x 4,0 mm
Lichrosorb | A446C500LB070 | MERCK Lichrosorb 60 Si 7µm packed by BISCHOFF | Silica | 40 | 4.6 | 7 | 60 | L3 | no | HPLC Column | SS | 40 x 4,6 mm
Lichrosorb | 0502C500LB070 | MERCK Lichrosorb 60 Si 7µm packed by BISCHOFF | Silica | 50 | 2 | 7 | 60 | L3 | no | HPLC Column | SS | 50 x 2,0 mm
Lichrosorb | 0503C500LB070 | MERCK Lichrosorb 60 Si 7µm packed by BISCHOFF | Silica | 50 | 3 | 7 | 60 | L3 | no | HPLC Column | SS | 50 x 3,0 mm
Lichrosorb | 0504C500LB070 | MERCK Lichrosorb 60 Si 7µm packed by BISCHOFF | Silica | 50 | 4 | 7 | 60 | L3 | no | HPLC Column | SS | 50 x 4,0 mm
Lichrosorb | 0546C500LB070 | MERCK Lichrosorb 60 Si 7µm packed by BISCHOFF | Silica | 50 | 4.6 | 7 | 60 | L3 | no | HPLC Column | SS | 50 x 4,6 mm
Lichrosorb | 0602C500LB070 | MERCK Lichrosorb 60 Si 7µm packed by BISCHOFF | Silica | 53 | 2 | 7 | 60 | L3 | no | HPLC Column | SS | 53 x 2,0 mm
Lichrosorb | 0603C500LB070 | MERCK Lichrosorb 60 Si 7µm packed by BISCHOFF | Silica | 53 | 3 | 7 | 60 | L3 | no | HPLC Column | SS | 53 x 3,0 mm
Lichrosorb | 0604C500LB070 | MERCK Lichrosorb 60 Si 7µm packed by BISCHOFF | Silica | 53 | 4 | 7 | 60 | L3 | no | HPLC Column | SS | 53 x 4,0 mm
Lichrosorb | 0646C500LB070 | MERCK Lichrosorb 60 Si 7µm packed by BISCHOFF | Silica | 53 | 4.6 | 7 | 60 | L3 | no | HPLC Column | SS | 53 x 4,6 mm
Lichrosorb | A602C500LB070 | MERCK Lichrosorb 60 Si 7µm packed by BISCHOFF | Silica | 60 | 2 | 7 | 60 | L3 | no | HPLC Column | SS | 60 x 2,0 mm
Lichrosorb | A603C500LB070 | MERCK Lichrosorb 60 Si 7µm packed by BISCHOFF | Silica | 60 | 3 | 7 | 60 | L3 | no | HPLC Column | SS | 60 x 3,0 mm
Lichrosorb | A604C500LB070 | MERCK Lichrosorb 60 Si 7µm packed by BISCHOFF | Silica | 60 | 4 | 7 | 60 | L3 | no | HPLC Column | SS | 60 x 4,0 mm
Lichrosorb | A646C500LB070 | MERCK Lichrosorb 60 Si 7µm packed by BISCHOFF | Silica | 60 | 4.6 | 7 | 60 | L3 | no | HPLC Column | SS | 60 x 4,6 mm
Lichrosorb | 0702C500LB070 | MERCK Lichrosorb 60 Si 7µm packed by BISCHOFF | Silica | 75 | 2 | 7 | 60 | L3 | no | HPLC Column | SS | 75 x 2,0 mm
Lichrosorb | 0703C500LB070 | MERCK Lichrosorb 60 Si 7µm packed by BISCHOFF | Silica | 75 | 3 | 7 | 60 | L3 | no | HPLC Column | SS | 75 x 3,0 mm
Lichrosorb | 0704C500LB070 | MERCK Lichrosorb 60 Si 7µm packed by BISCHOFF | Silica | 75 | 4 | 7 | 60 | L3 | no | HPLC Column | SS | 75 x 4,0 mm
Lichrosorb | 0746C500LB070 | MERCK Lichrosorb 60 Si 7µm packed by BISCHOFF | Silica | 75 | 4.6 | 7 | 60 | L3 | no | HPLC Column | SS | 75 x 4,6 mm
Lichrosorb | 1002C500LB070 | MERCK Lichrosorb 60 Si 7µm packed by BISCHOFF | Silica | 100 | 2 | 7 | 60 | L3 | no | HPLC Column | SS | 100 x 2,0 mm
Lichrosorb | 1003C500LB070 | MERCK Lichrosorb 60 Si 7µm packed by BISCHOFF | Silica | 100 | 3 | 7 | 60 | L3 | no | HPLC Column | SS | 100 x 3,0 mm
Lichrosorb | 1004C500LB070 | MERCK Lichrosorb 60 Si 7µm packed by BISCHOFF | Silica | 100 | 4 | 7 | 60 | L3 | no | HPLC Column | SS | 100 x 4,0 mm
Lichrosorb | 1046C500LB070 | MERCK Lichrosorb 60 Si 7µm packed by BISCHOFF | Silica | 100 | 4.6 | 7 | 60 | L3 | no | HPLC Column | SS | 100 x 4,6 mm
Lichrosorb | 1202C500LB070 | MERCK Lichrosorb 60 Si 7µm packed by BISCHOFF | Silica | 125 | 2 | 7 | 60 | L3 | no | HPLC Column | SS | 125 x 2,0 mm
Lichrosorb | 1203C500LB070 | MERCK Lichrosorb 60 Si 7µm packed by BISCHOFF | Silica | 125 | 3 | 7 | 60 | L3 | no | HPLC Column | SS | 125 x 3,0 mm
Lichrosorb | 1204C500LB070 | MERCK Lichrosorb 60 Si 7µm packed by BISCHOFF | Silica | 125 | 4 | 7 | 60 | L3 | no | HPLC Column | SS | 125 x 4,0 mm
Lichrosorb | 1246C500LB070 | MERCK Lichrosorb 60 Si 7µm packed by BISCHOFF | Silica | 125 | 4.6 | 7 | 60 | L3 | no | HPLC Column | SS | 125 x 4,6 mm
Lichrosorb | 1502C500LB070 | MERCK Lichrosorb 60 Si 7µm packed by BISCHOFF | Silica | 150 | 2 | 7 | 60 | L3 | no | HPLC Column | SS | 150 x 2,0 mm
Lichrosorb | 1503C500LB070 | MERCK Lichrosorb 60 Si 7µm packed by BISCHOFF | Silica | 150 | 3 | 7 | 60 | L3 | no | HPLC Column | SS | 150 x 3,0 mm
Lichrosorb | 1504C500LB070 | MERCK Lichrosorb 60 Si 7µm packed by BISCHOFF | Silica | 150 | 4 | 7 | 60 | L3 | no | HPLC Column | SS | 150 x 4,0 mm
Lichrosorb | 1546C500LB070 | MERCK Lichrosorb 60 Si 7µm packed by BISCHOFF | Silica | 150 | 4.6 | 7 | 60 | L3 | no | HPLC Column | SS | 150 x 4,6 mm
Lichrosorb | 2002C500LB070 | MERCK Lichrosorb 60 Si 7µm packed by BISCHOFF | Silica | 200 | 2 | 7 | 60 | L3 | no | HPLC Column | SS | 200 x 2,0 mm
Lichrosorb | 2003C500LB070 | MERCK Lichrosorb 60 Si 7µm packed by BISCHOFF | Silica | 200 | 3 | 7 | 60 | L3 | no | HPLC Column | SS | 200 x 3,0 mm
Lichrosorb | 2004C500LB070 | MERCK Lichrosorb 60 Si 7µm packed by BISCHOFF | Silica | 200 | 4 | 7 | 60 | L3 | no | HPLC Column | SS | 200 x 4,0 mm
Lichrosorb | 2046C500LB070 | MERCK Lichrosorb 60 Si 7µm packed by BISCHOFF | Silica | 200 | 4.6 | 7 | 60 | L3 | no | HPLC Column | SS | 200 x 4,6 mm
Lichrosorb | 2502C500LB070 | MERCK Lichrosorb 60 Si 7µm packed by BISCHOFF | Silica | 250 | 2 | 7 | 60 | L3 | no | HPLC Column | SS | 250 x 2,0 mm
Lichrosorb | 2503C500LB070 | MERCK Lichrosorb 60 Si 7µm packed by BISCHOFF | Silica | 250 | 3 | 7 | 60 | L3 | no | HPLC Column | SS | 250 x 3,0 mm
Lichrosorb | 2504C500LB070 | MERCK Lichrosorb 60 Si 7µm packed by BISCHOFF | Silica | 250 | 4 | 7 | 60 | L3 | no | HPLC Column | SS | 250 x 4,0 mm
Lichrosorb | 2546C500LB070 | MERCK Lichrosorb 60 Si 7µm packed by BISCHOFF | Silica | 250 | 4.6 | 7 | 60 | L3 | no | HPLC Column | SS | 250 x 4,6 mm
Lichrosorb | 3002C500LB070 | MERCK Lichrosorb 60 Si 7µm packed by BISCHOFF | Silica | 300 | 2 | 7 | 60 | L3 | no | HPLC Column | SS | 300 x 2,0 mm
Lichrosorb | 3003C500LB070 | MERCK Lichrosorb 60 Si 7µm packed by BISCHOFF | Silica | 300 | 3 | 7 | 60 | L3 | no | HPLC Column | SS | 300 x 3,0 mm
Lichrosorb | 3004C500LB070 | MERCK Lichrosorb 60 Si 7µm packed by BISCHOFF | Silica | 300 | 4 | 7 | 60 | L3 | no | HPLC Column | SS | 300 x 4,0 mm
Lichrosorb | 3046C500LB070 | MERCK Lichrosorb 60 Si 7µm packed by BISCHOFF | Silica | 300 | 4.6 | 7 | 60 | L3 | no | HPLC Column | SS | 300 x 4,6 mm
Lichrosorb | 01P4C500LB070 | MERCK Lichrosorb 60 Si 7µm packed by BISCHOFF | Silica | 14 | 4 | 7 | 60 | L3 | no | HPLC Column | PEEK | 14 x 4,0 mm
Lichrosorb | A2P4C500LB070 | MERCK Lichrosorb 60 Si 7µm packed by BISCHOFF | Silica | 20 | 4 | 7 | 60 | L3 | no | HPLC Column | PEEK | 20 x 4,0 mm
Lichrosorb | 02P4C500LB070 | MERCK Lichrosorb 60 Si 7µm packed by BISCHOFF | Silica | 25 | 4 | 7 | 60 | L3 | no | HPLC Column | PEEK | 25 x 4,0 mm
Lichrosorb | 03P4C500LB070 | MERCK Lichrosorb 60 Si 7µm packed by BISCHOFF | Silica | 30 | 4 | 7 | 60 | L3 | no | HPLC Column | PEEK | 30 x 4,0 mm
Lichrosorb | 04P4C500LB070 | MERCK Lichrosorb 60 Si 7µm packed by BISCHOFF | Silica | 33 | 4 | 7 | 60 | L3 | no | HPLC Column | PEEK | 33 x 4,0 mm
Lichrosorb | A4P4C500LB070 | MERCK Lichrosorb 60 Si 7µm packed by BISCHOFF | Silica | 40 | 4 | 7 | 60 | L3 | no | HPLC Column | PEEK | 40 x 4,0 mm
Lichrosorb | 05P4C500LB070 | MERCK Lichrosorb 60 Si 7µm packed by BISCHOFF | Silica | 50 | 4 | 7 | 60 | L3 | no | HPLC Column | PEEK | 50 x 4,0 mm
Lichrosorb | 06P4C500LB070 | MERCK Lichrosorb 60 Si 7µm packed by BISCHOFF | Silica | 53 | 4 | 7 | 60 | L3 | no | HPLC Column | PEEK | 53 x 4,0 mm
Lichrosorb | A6P4C500LB070 | MERCK Lichrosorb 60 Si 7µm packed by BISCHOFF | Silica | 60 | 4 | 7 | 60 | L3 | no | HPLC Column | PEEK | 60 x 4,0 mm
Lichrosorb | 07P4C500LB070 | MERCK Lichrosorb 60 Si 7µm packed by BISCHOFF | Silica | 75 | 4 | 7 | 60 | L3 | no | HPLC Column | PEEK | 75 x 4,0 mm
Lichrosorb | 10P4C500LB070 | MERCK Lichrosorb 60 Si 7µm packed by BISCHOFF | Silica | 100 | 4 | 7 | 60 | L3 | no | HPLC Column | PEEK | 100 x 4,0 mm
Lichrosorb | 12P4C500LB070 | MERCK Lichrosorb 60 Si 7µm packed by BISCHOFF | Silica | 125 | 4 | 7 | 60 | L3 | no | HPLC Column | PEEK | 125 x 4,0 mm
Lichrosorb | 15P4C500LB070 | MERCK Lichrosorb 60 Si 7µm packed by BISCHOFF | Silica | 150 | 4 | 7 | 60 | L3 | no | HPLC Column | PEEK | 150 x 4,0 mm
Lichrosorb | 20P4C500LB070 | MERCK Lichrosorb 60 Si 7µm packed by BISCHOFF | Silica | 200 | 4 | 7 | 60 | L3 | no | HPLC Column | PEEK | 200 x 4,0 mm
Lichrosorb | 25P4C500LB070 | MERCK Lichrosorb 60 Si 7µm packed by BISCHOFF | Silica | 250 | 4 | 7 | 60 | L3 | no | HPLC Column | PEEK | 250 x 4,0 mm
Lichrosorb | 30P4C500LB070 | MERCK Lichrosorb 60 Si 7µm packed by BISCHOFF | Silica | 300 | 4 | 7 | 60 | L3 | no | HPLC Column | PEEK | 300 x 4,0 mm
Lichrosorb | 6305C500LB070 | MERCK Lichrosorb 60 Si 7µm packed by BISCHOFF | Silica | 5 | 4 | 7 | 60 | L3 | no | Cartridges (5 pcs.) | SS | 5 x 4,0 mm
Lichrosorb | 6301C500LB070 | MERCK Lichrosorb 60 Si 7µm packed by BISCHOFF | Silica | 10 | 4 | 7 | 60 | L3 | no | Cartridges (5 pcs.) | SS | 10 x 4,0 mm
Lichrosorb | 6302C500LB070 | MERCK Lichrosorb 60 Si 7µm packed by BISCHOFF | Silica | 20 | 4 | 7 | 60 | L3 | no | Cartridges (5 pcs.) | SS | 20 x 4,0 mm
Lichrosorb | 63P1C500LB070 | MERCK Lichrosorb 60 Si 7µm packed by BISCHOFF | Silica | 10 | 4 | 7 | 60 | L3 | no | Cartridges (5 pcs.) | PEEK | 10 x 4,0 mm
Lichrosorb | 63P2C500LB070 | MERCK Lichrosorb 60 Si 7µm packed by BISCHOFF | Silica | 20 | 4 | 7 | 60 | L3 | no | Cartridges (5 pcs.) | PEEK | 20 x 4,0 mm
Lichrosorb | 6335C500LB070 | MERCK Lichrosorb 60 Si 7µm packed by BISCHOFF | Silica | 5 | 3 | 7 | 60 | L3 | no | Cartridges (5 pcs.) | SS | 5 x 3,0 mm
Lichrosorb | 6331C500LB070 | MERCK Lichrosorb 60 Si 7µm packed by BISCHOFF | Silica | 10 | 3 | 7 | 60 | L3 | no | Cartridges (5 pcs.) | SS | 10 x 3,0 mm
Lichrosorb | 6332C500LB070 | MERCK Lichrosorb 60 Si 7µm packed by BISCHOFF | Silica | 20 | 3 | 7 | 60 | L3 | no | Cartridges (5 pcs.) | SS | 20 x 3,0 mm
Lichrosorb | 6325C500LB070 | MERCK Lichrosorb 60 Si 7µm packed by BISCHOFF | Silica | 5 | 2 | 7 | 60 | L3 | no | Cartridges (5 pcs.) | SS | 5 x 2,0 mm
Lichrosorb | 6321C500LB070 | MERCK Lichrosorb 60 Si 7µm packed by BISCHOFF | Silica | 10 | 2 | 7 | 60 | L3 | no | Cartridges (5 pcs.) | SS | 10 x 2,0 mm
Lichrosorb | 6322C500LB070 | MERCK Lichrosorb 60 Si 7µm packed by BISCHOFF | Silica | 20 | 2 | 7 | 60 | L3 | no | Cartridges (5 pcs.) | SS | 20 x 2,0 mm
Lichrosorb | 0102C500LB100 | MERCK Lichrosorb 60 Si 10µm packed by BISCHOFF | Silica | 14 | 2 | 10 | 60 | L3 | no | HPLC Column | SS | 14 x 2,0 mm
Lichrosorb | 0103C500LB100 | MERCK Lichrosorb 60 Si 10µm packed by BISCHOFF | Silica | 14 | 3 | 10 | 60 | L3 | no | HPLC Column | SS | 14 x 3,0 mm
Lichrosorb | 0104C500LB100 | MERCK Lichrosorb 60 Si 10µm packed by BISCHOFF | Silica | 14 | 4 | 10 | 60 | L3 | no | HPLC Column | SS | 14 x 4,0 mm
Lichrosorb | 0146C500LB100 | MERCK Lichrosorb 60 Si 10µm packed by BISCHOFF | Silica | 14 | 4.6 | 10 | 60 | L3 | no | HPLC Column | SS | 14 x 4,6 mm
Lichrosorb | A202C500LB100 | MERCK Lichrosorb 60 Si 10µm packed by BISCHOFF | Silica | 20 | 2 | 10 | 60 | L3 | no | HPLC Column | SS | 20 x 2,0 mm
Lichrosorb | A203C500LB100 | MERCK Lichrosorb 60 Si 10µm packed by BISCHOFF | Silica | 20 | 3 | 10 | 60 | L3 | no | HPLC Column | SS | 20 x 3,0 mm
Lichrosorb | A204C500LB100 | MERCK Lichrosorb 60 Si 10µm packed by BISCHOFF | Silica | 20 | 4 | 10 | 60 | L3 | no | HPLC Column | SS | 20 x 4,0 mm
Lichrosorb | A246C500LB100 | MERCK Lichrosorb 60 Si 10µm packed by BISCHOFF | Silica | 20 | 4.6 | 10 | 60 | L3 | no | HPLC Column | SS | 20 x 4,6 mm
Lichrosorb | 0202C500LB100 | MERCK Lichrosorb 60 Si 10µm packed by BISCHOFF | Silica | 25 | 2 | 10 | 60 | L3 | no | HPLC Column | SS | 25 x 2,0 mm
Lichrosorb | 0203C500LB100 | MERCK Lichrosorb 60 Si 10µm packed by BISCHOFF | Silica | 25 | 3 | 10 | 60 | L3 | no | HPLC Column | SS | 25 x 3,0 mm
Lichrosorb | 0204C500LB100 | MERCK Lichrosorb 60 Si 10µm packed by BISCHOFF | Silica | 25 | 4 | 10 | 60 | L3 | no | HPLC Column | SS | 25 x 4,0 mm
Lichrosorb | 0246C500LB100 | MERCK Lichrosorb 60 Si 10µm packed by BISCHOFF | Silica | 25 | 4.6 | 10 | 60 | L3 | no | HPLC Column | SS | 25 x 4,6 mm
Lichrosorb | 0302C500LB100 | MERCK Lichrosorb 60 Si 10µm packed by BISCHOFF | Silica | 30 | 2 | 10 | 60 | L3 | no | HPLC Column | SS | 30 x 2,0 mm
Lichrosorb | 0303C500LB100 | MERCK Lichrosorb 60 Si 10µm packed by BISCHOFF | Silica | 30 | 3 | 10 | 60 | L3 | no | HPLC Column | SS | 30 x 3,0 mm
Lichrosorb | 0304C500LB100 | MERCK Lichrosorb 60 Si 10µm packed by BISCHOFF | Silica | 30 | 4 | 10 | 60 | L3 | no | HPLC Column | SS | 30 x 4,0 mm
Lichrosorb | 0346C500LB100 | MERCK Lichrosorb 60 Si 10µm packed by BISCHOFF | Silica | 30 | 4.6 | 10 | 60 | L3 | no | HPLC Column | SS | 30 x 4,6 mm
Lichrosorb | 0402C500LB100 | MERCK Lichrosorb 60 Si 10µm packed by BISCHOFF | Silica | 33 | 2 | 10 | 60 | L3 | no | HPLC Column | SS | 33 x 2,0 mm
Lichrosorb | 0403C500LB100 | MERCK Lichrosorb 60 Si 10µm packed by BISCHOFF | Silica | 33 | 3 | 10 | 60 | L3 | no | HPLC Column | SS | 33 x 3,0 mm
Lichrosorb | 0404C500LB100 | MERCK Lichrosorb 60 Si 10µm packed by BISCHOFF | Silica | 33 | 4 | 10 | 60 | L3 | no | HPLC Column | SS | 33 x 4,0 mm
Lichrosorb | 0446C500LB100 | MERCK Lichrosorb 60 Si 10µm packed by BISCHOFF | Silica | 33 | 4.6 | 10 | 60 | L3 | no | HPLC Column | SS | 33 x 4,6 mm
Lichrosorb | A402C500LB100 | MERCK Lichrosorb 60 Si 10µm packed by BISCHOFF | Silica | 40 | 2 | 10 | 60 | L3 | no | HPLC Column | SS | 40 x 2,0 mm
Lichrosorb | A403C500LB100 | MERCK Lichrosorb 60 Si 10µm packed by BISCHOFF | Silica | 40 | 3 | 10 | 60 | L3 | no | HPLC Column | SS | 40 x 3,0 mm
Lichrosorb | A404C500LB100 | MERCK Lichrosorb 60 Si 10µm packed by BISCHOFF | Silica | 40 | 4 | 10 | 60 | L3 | no | HPLC Column | SS | 40 x 4,0 mm
Lichrosorb | A446C500LB100 | MERCK Lichrosorb 60 Si 10µm packed by BISCHOFF | Silica | 40 | 4.6 | 10 | 60 | L3 | no | HPLC Column | SS | 40 x 4,6 mm
Lichrosorb | 0502C500LB100 | MERCK Lichrosorb 60 Si 10µm packed by BISCHOFF | Silica | 50 | 2 | 10 | 60 | L3 | no | HPLC Column | SS | 50 x 2,0 mm
Lichrosorb | 0503C500LB100 | MERCK Lichrosorb 60 Si 10µm packed by BISCHOFF | Silica | 50 | 3 | 10 | 60 | L3 | no | HPLC Column | SS | 50 x 3,0 mm
Lichrosorb | 0504C500LB100 | MERCK Lichrosorb 60 Si 10µm packed by BISCHOFF | Silica | 50 | 4 | 10 | 60 | L3 | no | HPLC Column | SS | 50 x 4,0 mm
Lichrosorb | 0546C500LB100 | MERCK Lichrosorb 60 Si 10µm packed by BISCHOFF | Silica | 50 | 4.6 | 10 | 60 | L3 | no | HPLC Column | SS | 50 x 4,6 mm
Lichrosorb | 0602C500LB100 | MERCK Lichrosorb 60 Si 10µm packed by BISCHOFF | Silica | 53 | 2 | 10 | 60 | L3 | no | HPLC Column | SS | 53 x 2,0 mm
Lichrosorb | 0603C500LB100 | MERCK Lichrosorb 60 Si 10µm packed by BISCHOFF | Silica | 53 | 3 | 10 | 60 | L3 | no | HPLC Column | SS | 53 x 3,0 mm
Lichrosorb | 0604C500LB100 | MERCK Lichrosorb 60 Si 10µm packed by BISCHOFF | Silica | 53 | 4 | 10 | 60 | L3 | no | HPLC Column | SS | 53 x 4,0 mm
Lichrosorb | 0646C500LB100 | MERCK Lichrosorb 60 Si 10µm packed by BISCHOFF | Silica | 53 | 4.6 | 10 | 60 | L3 | no | HPLC Column | SS | 53 x 4,6 mm
Lichrosorb | A602C500LB100 | MERCK Lichrosorb 60 Si 10µm packed by BISCHOFF | Silica | 60 | 2 | 10 | 60 | L3 | no | HPLC Column | SS | 60 x 2,0 mm
Lichrosorb | A603C500LB100 | MERCK Lichrosorb 60 Si 10µm packed by BISCHOFF | Silica | 60 | 3 | 10 | 60 | L3 | no | HPLC Column | SS | 60 x 3,0 mm
Lichrosorb | A604C500LB100 | MERCK Lichrosorb 60 Si 10µm packed by BISCHOFF | Silica | 60 | 4 | 10 | 60 | L3 | no | HPLC Column | SS | 60 x 4,0 mm
Lichrosorb | A646C500LB100 | MERCK Lichrosorb 60 Si 10µm packed by BISCHOFF | Silica | 60 | 4.6 | 10 | 60 | L3 | no | HPLC Column | SS | 60 x 4,6 mm
Lichrosorb | 0702C500LB100 | MERCK Lichrosorb 60 Si 10µm packed by BISCHOFF | Silica | 75 | 2 | 10 | 60 | L3 | no | HPLC Column | SS | 75 x 2,0 mm
Lichrosorb | 0703C500LB100 | MERCK Lichrosorb 60 Si 10µm packed by BISCHOFF | Silica | 75 | 3 | 10 | 60 | L3 | no | HPLC Column | SS | 75 x 3,0 mm
Lichrosorb | 0704C500LB100 | MERCK Lichrosorb 60 Si 10µm packed by BISCHOFF | Silica | 75 | 4 | 10 | 60 | L3 | no | HPLC Column | SS | 75 x 4,0 mm
Lichrosorb | 0746C500LB100 | MERCK Lichrosorb 60 Si 10µm packed by BISCHOFF | Silica | 75 | 4.6 | 10 | 60 | L3 | no | HPLC Column | SS | 75 x 4,6 mm
Lichrosorb | 1002C500LB100 | MERCK Lichrosorb 60 Si 10µm packed by BISCHOFF | Silica | 100 | 2 | 10 | 60 | L3 | no | HPLC Column | SS | 100 x 2,0 mm
Lichrosorb | 1003C500LB100 | MERCK Lichrosorb 60 Si 10µm packed by BISCHOFF | Silica | 100 | 3 | 10 | 60 | L3 | no | HPLC Column | SS | 100 x 3,0 mm
Lichrosorb | 1004C500LB100 | MERCK Lichrosorb 60 Si 10µm packed by BISCHOFF | Silica | 100 | 4 | 10 | 60 | L3 | no | HPLC Column | SS | 100 x 4,0 mm
Lichrosorb | 1046C500LB100 | MERCK Lichrosorb 60 Si 10µm packed by BISCHOFF | Silica | 100 | 4.6 | 10 | 60 | L3 | no | HPLC Column | SS | 100 x 4,6 mm
Lichrosorb | 1202C500LB100 | MERCK Lichrosorb 60 Si 10µm packed by BISCHOFF | Silica | 125 | 2 | 10 | 60 | L3 | no | HPLC Column | SS | 125 x 2,0 mm
Lichrosorb | 1203C500LB100 | MERCK Lichrosorb 60 Si 10µm packed by BISCHOFF | Silica | 125 | 3 | 10 | 60 | L3 | no | HPLC Column | SS | 125 x 3,0 mm
Lichrosorb | 1204C500LB100 | MERCK Lichrosorb 60 Si 10µm packed by BISCHOFF | Silica | 125 | 4 | 10 | 60 | L3 | no | HPLC Column | SS | 125 x 4,0 mm
Lichrosorb | 1246C500LB100 | MERCK Lichrosorb 60 Si 10µm packed by BISCHOFF | Silica | 125 | 4.6 | 10 | 60 | L3 | no | HPLC Column | SS | 125 x 4,6 mm
Lichrosorb | 1502C500LB100 | MERCK Lichrosorb 60 Si 10µm packed by BISCHOFF | Silica | 150 | 2 | 10 | 60 | L3 | no | HPLC Column | SS | 150 x 2,0 mm
Lichrosorb | 1503C500LB100 | MERCK Lichrosorb 60 Si 10µm packed by BISCHOFF | Silica | 150 | 3 | 10 | 60 | L3 | no | HPLC Column | SS | 150 x 3,0 mm
Lichrosorb | 1504C500LB100 | MERCK Lichrosorb 60 Si 10µm packed by BISCHOFF | Silica | 150 | 4 | 10 | 60 | L3 | no | HPLC Column | SS | 150 x 4,0 mm
Lichrosorb | 1546C500LB100 | MERCK Lichrosorb 60 Si 10µm packed by BISCHOFF | Silica | 150 | 4.6 | 10 | 60 | L3 | no | HPLC Column | SS | 150 x 4,6 mm
Lichrosorb | 2002C500LB100 | MERCK Lichrosorb 60 Si 10µm packed by BISCHOFF | Silica | 200 | 2 | 10 | 60 | L3 | no | HPLC Column | SS | 200 x 2,0 mm
Lichrosorb | 2003C500LB100 | MERCK Lichrosorb 60 Si 10µm packed by BISCHOFF | Silica | 200 | 3 | 10 | 60 | L3 | no | HPLC Column | SS | 200 x 3,0 mm
Lichrosorb | 2004C500LB100 | MERCK Lichrosorb 60 Si 10µm packed by BISCHOFF | Silica | 200 | 4 | 10 | 60 | L3 | no | HPLC Column | SS | 200 x 4,0 mm
Lichrosorb | 2046C500LB100 | MERCK Lichrosorb 60 Si 10µm packed by BISCHOFF | Silica | 200 | 4.6 | 10 | 60 | L3 | no | HPLC Column | SS | 200 x 4,6 mm
Lichrosorb | 2502C500LB100 | MERCK Lichrosorb 60 Si 10µm packed by BISCHOFF | Silica | 250 | 2 | 10 | 60 | L3 | no | HPLC Column | SS | 250 x 2,0 mm
Lichrosorb | 2503C500LB100 | MERCK Lichrosorb 60 Si 10µm packed by BISCHOFF | Silica | 250 | 3 | 10 | 60 | L3 | no | HPLC Column | SS | 250 x 3,0 mm
Lichrosorb | 2504C500LB100 | MERCK Lichrosorb 60 Si 10µm packed by BISCHOFF | Silica | 250 | 4 | 10 | 60 | L3 | no | HPLC Column | SS | 250 x 4,0 mm
Lichrosorb | 2546C500LB100 | MERCK Lichrosorb 60 Si 10µm packed by BISCHOFF | Silica | 250 | 4.6 | 10 | 60 | L3 | no | HPLC Column | SS | 250 x 4,6 mm
Lichrosorb | 3002C500LB100 | MERCK Lichrosorb 60 Si 10µm packed by BISCHOFF | Silica | 300 | 2 | 10 | 60 | L3 | no | HPLC Column | SS | 300 x 2,0 mm
Lichrosorb | 3003C500LB100 | MERCK Lichrosorb 60 Si 10µm packed by BISCHOFF | Silica | 300 | 3 | 10 | 60 | L3 | no | HPLC Column | SS | 300 x 3,0 mm
Lichrosorb | 3004C500LB100 | MERCK Lichrosorb 60 Si 10µm packed by BISCHOFF | Silica | 300 | 4 | 10 | 60 | L3 | no | HPLC Column | SS | 300 x 4,0 mm
Lichrosorb | 3046C500LB100 | MERCK Lichrosorb 60 Si 10µm packed by BISCHOFF | Silica | 300 | 4.6 | 10 | 60 | L3 | no | HPLC Column | SS | 300 x 4,6 mm
Lichrosorb | 01P4C500LB100 | MERCK Lichrosorb 60 Si 10µm packed by BISCHOFF | Silica | 14 | 4 | 10 | 60 | L3 | no | HPLC Column | PEEK | 14 x 4,0 mm
Lichrosorb | A2P4C500LB100 | MERCK Lichrosorb 60 Si 10µm packed by BISCHOFF | Silica | 20 | 4 | 10 | 60 | L3 | no | HPLC Column | PEEK | 20 x 4,0 mm
Lichrosorb | 02P4C500LB100 | MERCK Lichrosorb 60 Si 10µm packed by BISCHOFF | Silica | 25 | 4 | 10 | 60 | L3 | no | HPLC Column | PEEK | 25 x 4,0 mm
Lichrosorb | 03P4C500LB100 | MERCK Lichrosorb 60 Si 10µm packed by BISCHOFF | Silica | 30 | 4 | 10 | 60 | L3 | no | HPLC Column | PEEK | 30 x 4,0 mm
Lichrosorb | 04P4C500LB100 | MERCK Lichrosorb 60 Si 10µm packed by BISCHOFF | Silica | 33 | 4 | 10 | 60 | L3 | no | HPLC Column | PEEK | 33 x 4,0 mm
Lichrosorb | A4P4C500LB100 | MERCK Lichrosorb 60 Si 10µm packed by BISCHOFF | Silica | 40 | 4 | 10 | 60 | L3 | no | HPLC Column | PEEK | 40 x 4,0 mm
Lichrosorb | 05P4C500LB100 | MERCK Lichrosorb 60 Si 10µm packed by BISCHOFF | Silica | 50 | 4 | 10 | 60 | L3 | no | HPLC Column | PEEK | 50 x 4,0 mm
Lichrosorb | 06P4C500LB100 | MERCK Lichrosorb 60 Si 10µm packed by BISCHOFF | Silica | 53 | 4 | 10 | 60 | L3 | no | HPLC Column | PEEK | 53 x 4,0 mm
Lichrosorb | A6P4C500LB100 | MERCK Lichrosorb 60 Si 10µm packed by BISCHOFF | Silica | 60 | 4 | 10 | 60 | L3 | no | HPLC Column | PEEK | 60 x 4,0 mm
Lichrosorb | 07P4C500LB100 | MERCK Lichrosorb 60 Si 10µm packed by BISCHOFF | Silica | 75 | 4 | 10 | 60 | L3 | no | HPLC Column | PEEK | 75 x 4,0 mm
Lichrosorb | 10P4C500LB100 | MERCK Lichrosorb 60 Si 10µm packed by BISCHOFF | Silica | 100 | 4 | 10 | 60 | L3 | no | HPLC Column | PEEK | 100 x 4,0 mm
Lichrosorb | 12P4C500LB100 | MERCK Lichrosorb 60 Si 10µm packed by BISCHOFF | Silica | 125 | 4 | 10 | 60 | L3 | no | HPLC Column | PEEK | 125 x 4,0 mm
Lichrosorb | 15P4C500LB100 | MERCK Lichrosorb 60 Si 10µm packed by BISCHOFF | Silica | 150 | 4 | 10 | 60 | L3 | no | HPLC Column | PEEK | 150 x 4,0 mm
Lichrosorb | 20P4C500LB100 | MERCK Lichrosorb 60 Si 10µm packed by BISCHOFF | Silica | 200 | 4 | 10 | 60 | L3 | no | HPLC Column | PEEK | 200 x 4,0 mm
Lichrosorb | 25P4C500LB100 | MERCK Lichrosorb 60 Si 10µm packed by BISCHOFF | Silica | 250 | 4 | 10 | 60 | L3 | no | HPLC Column | PEEK | 250 x 4,0 mm
Lichrosorb | 30P4C500LB100 | MERCK Lichrosorb 60 Si 10µm packed by BISCHOFF | Silica | 300 | 4 | 10 | 60 | L3 | no | HPLC Column | PEEK | 300 x 4,0 mm
Lichrosorb | 6305C500LB100 | MERCK Lichrosorb 60 Si 10µm packed by BISCHOFF | Silica | 5 | 4 | 10 | 60 | L3 | no | Cartridges (5 pcs.) | SS | 5 x 4,0 mm
Lichrosorb | 6301C500LB100 | MERCK Lichrosorb 60 Si 10µm packed by BISCHOFF | Silica | 10 | 4 | 10 | 60 | L3 | no | Cartridges (5 pcs.) | SS | 10 x 4,0 mm
Lichrosorb | 6302C500LB100 | MERCK Lichrosorb 60 Si 10µm packed by BISCHOFF | Silica | 20 | 4 | 10 | 60 | L3 | no | Cartridges (5 pcs.) | SS | 20 x 4,0 mm
Lichrosorb | 63P1C500LB100 | MERCK Lichrosorb 60 Si 10µm packed by BISCHOFF | Silica | 10 | 4 | 10 | 60 | L3 | no | Cartridges (5 pcs.) | PEEK | 10 x 4,0 mm
Lichrosorb | 63P2C500LB100 | MERCK Lichrosorb 60 Si 10µm packed by BISCHOFF | Silica | 20 | 4 | 10 | 60 | L3 | no | Cartridges (5 pcs.) | PEEK | 20 x 4,0 mm
Lichrosorb | 6335C500LB100 | MERCK Lichrosorb 60 Si 10µm packed by BISCHOFF | Silica | 5 | 3 | 10 | 60 | L3 | no | Cartridges (5 pcs.) | SS | 5 x 3,0 mm
Lichrosorb | 6331C500LB100 | MERCK Lichrosorb 60 Si 10µm packed by BISCHOFF | Silica | 10 | 3 | 10 | 60 | L3 | no | Cartridges (5 pcs.) | SS | 10 x 3,0 mm
Lichrosorb | 6332C500LB100 | MERCK Lichrosorb 60 Si 10µm packed by BISCHOFF | Silica | 20 | 3 | 10 | 60 | L3 | no | Cartridges (5 pcs.) | SS | 20 x 3,0 mm
Lichrosorb | 6325C500LB100 | MERCK Lichrosorb 60 Si 10µm packed by BISCHOFF | Silica | 5 | 2 | 10 | 60 | L3 | no | Cartridges (5 pcs.) | SS | 5 x 2,0 mm
Lichrosorb | 6321C500LB100 | MERCK Lichrosorb 60 Si 10µm packed by BISCHOFF | Silica | 10 | 2 | 10 | 60 | L3 | no | Cartridges (5 pcs.) | SS | 10 x 2,0 mm
Lichrosorb | 6322C500LB100 | MERCK Lichrosorb 60 Si 10µm packed by BISCHOFF | Silica | 20 | 2 | 10 | 60 | L3 | no | Cartridges (5 pcs.) | SS | 20 x 2,0 mm
Lichrosorb | 0102E000LB100 | MERCK Lichrosorb 100 Si 10µm packed by BISCHOFF | Silica | 14 | 2 | 10 | 100 | L3 | no | HPLC Column | SS | 14 x 2,0 mm
Lichrosorb | 0103E000LB100 | MERCK Lichrosorb 100 Si 10µm packed by BISCHOFF | Silica | 14 | 3 | 10 | 100 | L3 | no | HPLC Column | SS | 14 x 3,0 mm
Lichrosorb | 0104E000LB100 | MERCK Lichrosorb 100 Si 10µm packed by BISCHOFF | Silica | 14 | 4 | 10 | 100 | L3 | no | HPLC Column | SS | 14 x 4,0 mm
Lichrosorb | 0146E000LB100 | MERCK Lichrosorb 100 Si 10µm packed by BISCHOFF | Silica | 14 | 4.6 | 10 | 100 | L3 | no | HPLC Column | SS | 14 x 4,6 mm
Lichrosorb | A202E000LB100 | MERCK Lichrosorb 100 Si 10µm packed by BISCHOFF | Silica | 20 | 2 | 10 | 100 | L3 | no | HPLC Column | SS | 20 x 2,0 mm
Lichrosorb | A203E000LB100 | MERCK Lichrosorb 100 Si 10µm packed by BISCHOFF | Silica | 20 | 3 | 10 | 100 | L3 | no | HPLC Column | SS | 20 x 3,0 mm
Lichrosorb | A204E000LB100 | MERCK Lichrosorb 100 Si 10µm packed by BISCHOFF | Silica | 20 | 4 | 10 | 100 | L3 | no | HPLC Column | SS | 20 x 4,0 mm
Lichrosorb | A246E000LB100 | MERCK Lichrosorb 100 Si 10µm packed by BISCHOFF | Silica | 20 | 4.6 | 10 | 100 | L3 | no | HPLC Column | SS | 20 x 4,6 mm
Lichrosorb | 0202E000LB100 | MERCK Lichrosorb 100 Si 10µm packed by BISCHOFF | Silica | 25 | 2 | 10 | 100 | L3 | no | HPLC Column | SS | 25 x 2,0 mm
Lichrosorb | 0203E000LB100 | MERCK Lichrosorb 100 Si 10µm packed by BISCHOFF | Silica | 25 | 3 | 10 | 100 | L3 | no | HPLC Column | SS | 25 x 3,0 mm
Lichrosorb | 0204E000LB100 | MERCK Lichrosorb 100 Si 10µm packed by BISCHOFF | Silica | 25 | 4 | 10 | 100 | L3 | no | HPLC Column | SS | 25 x 4,0 mm
Lichrosorb | 0246E000LB100 | MERCK Lichrosorb 100 Si 10µm packed by BISCHOFF | Silica | 25 | 4.6 | 10 | 100 | L3 | no | HPLC Column | SS | 25 x 4,6 mm
Lichrosorb | 0302E000LB100 | MERCK Lichrosorb 100 Si 10µm packed by BISCHOFF | Silica | 30 | 2 | 10 | 100 | L3 | no | HPLC Column | SS | 30 x 2,0 mm
Lichrosorb | 0303E000LB100 | MERCK Lichrosorb 100 Si 10µm packed by BISCHOFF | Silica | 30 | 3 | 10 | 100 | L3 | no | HPLC Column | SS | 30 x 3,0 mm
Lichrosorb | 0304E000LB100 | MERCK Lichrosorb 100 Si 10µm packed by BISCHOFF | Silica | 30 | 4 | 10 | 100 | L3 | no | HPLC Column | SS | 30 x 4,0 mm
Lichrosorb | 0346E000LB100 | MERCK Lichrosorb 100 Si 10µm packed by BISCHOFF | Silica | 30 | 4.6 | 10 | 100 | L3 | no | HPLC Column | SS | 30 x 4,6 mm
Lichrosorb | 0402E000LB100 | MERCK Lichrosorb 100 Si 10µm packed by BISCHOFF | Silica | 33 | 2 | 10 | 100 | L3 | no | HPLC Column | SS | 33 x 2,0 mm
Lichrosorb | 0403E000LB100 | MERCK Lichrosorb 100 Si 10µm packed by BISCHOFF | Silica | 33 | 3 | 10 | 100 | L3 | no | HPLC Column | SS | 33 x 3,0 mm
Lichrosorb | 0404E000LB100 | MERCK Lichrosorb 100 Si 10µm packed by BISCHOFF | Silica | 33 | 4 | 10 | 100 | L3 | no | HPLC Column | SS | 33 x 4,0 mm
Lichrosorb | 0446E000LB100 | MERCK Lichrosorb 100 Si 10µm packed by BISCHOFF | Silica | 33 | 4.6 | 10 | 100 | L3 | no | HPLC Column | SS | 33 x 4,6 mm
Lichrosorb | A402E000LB100 | MERCK Lichrosorb 100 Si 10µm packed by BISCHOFF | Silica | 40 | 2 | 10 | 100 | L3 | no | HPLC Column | SS | 40 x 2,0 mm
Lichrosorb | A403E000LB100 | MERCK Lichrosorb 100 Si 10µm packed by BISCHOFF | Silica | 40 | 3 | 10 | 100 | L3 | no | HPLC Column | SS | 40 x 3,0 mm
Lichrosorb | A404E000LB100 | MERCK Lichrosorb 100 Si 10µm packed by BISCHOFF | Silica | 40 | 4 | 10 | 100 | L3 | no | HPLC Column | SS | 40 x 4,0 mm
Lichrosorb | A446E000LB100 | MERCK Lichrosorb 100 Si 10µm packed by BISCHOFF | Silica | 40 | 4.6 | 10 | 100 | L3 | no | HPLC Column | SS | 40 x 4,6 mm
Lichrosorb | 0502E000LB100 | MERCK Lichrosorb 100 Si 10µm packed by BISCHOFF | Silica | 50 | 2 | 10 | 100 | L3 | no | HPLC Column | SS | 50 x 2,0 mm
Lichrosorb | 0503E000LB100 | MERCK Lichrosorb 100 Si 10µm packed by BISCHOFF | Silica | 50 | 3 | 10 | 100 | L3 | no | HPLC Column | SS | 50 x 3,0 mm
Lichrosorb | 0504E000LB100 | MERCK Lichrosorb 100 Si 10µm packed by BISCHOFF | Silica | 50 | 4 | 10 | 100 | L3 | no | HPLC Column | SS | 50 x 4,0 mm
Lichrosorb | 0546E000LB100 | MERCK Lichrosorb 100 Si 10µm packed by BISCHOFF | Silica | 50 | 4.6 | 10 | 100 | L3 | no | HPLC Column | SS | 50 x 4,6 mm
Lichrosorb | 0602E000LB100 | MERCK Lichrosorb 100 Si 10µm packed by BISCHOFF | Silica | 53 | 2 | 10 | 100 | L3 | no | HPLC Column | SS | 53 x 2,0 mm
Lichrosorb | 0603E000LB100 | MERCK Lichrosorb 100 Si 10µm packed by BISCHOFF | Silica | 53 | 3 | 10 | 100 | L3 | no | HPLC Column | SS | 53 x 3,0 mm
Lichrosorb | 0604E000LB100 | MERCK Lichrosorb 100 Si 10µm packed by BISCHOFF | Silica | 53 | 4 | 10 | 100 | L3 | no | HPLC Column | SS | 53 x 4,0 mm
Lichrosorb | 0646E000LB100 | MERCK Lichrosorb 100 Si 10µm packed by BISCHOFF | Silica | 53 | 4.6 | 10 | 100 | L3 | no | HPLC Column | SS | 53 x 4,6 mm
Lichrosorb | A602E000LB100 | MERCK Lichrosorb 100 Si 10µm packed by BISCHOFF | Silica | 60 | 2 | 10 | 100 | L3 | no | HPLC Column | SS | 60 x 2,0 mm
Lichrosorb | A603E000LB100 | MERCK Lichrosorb 100 Si 10µm packed by BISCHOFF | Silica | 60 | 3 | 10 | 100 | L3 | no | HPLC Column | SS | 60 x 3,0 mm
Lichrosorb | A604E000LB100 | MERCK Lichrosorb 100 Si 10µm packed by BISCHOFF | Silica | 60 | 4 | 10 | 100 | L3 | no | HPLC Column | SS | 60 x 4,0 mm
Lichrosorb | A646E000LB100 | MERCK Lichrosorb 100 Si 10µm packed by BISCHOFF | Silica | 60 | 4.6 | 10 | 100 | L3 | no | HPLC Column | SS | 60 x 4,6 mm
Lichrosorb | 0702E000LB100 | MERCK Lichrosorb 100 Si 10µm packed by BISCHOFF | Silica | 75 | 2 | 10 | 100 | L3 | no | HPLC Column | SS | 75 x 2,0 mm
Lichrosorb | 0703E000LB100 | MERCK Lichrosorb 100 Si 10µm packed by BISCHOFF | Silica | 75 | 3 | 10 | 100 | L3 | no | HPLC Column | SS | 75 x 3,0 mm
Lichrosorb | 0704E000LB100 | MERCK Lichrosorb 100 Si 10µm packed by BISCHOFF | Silica | 75 | 4 | 10 | 100 | L3 | no | HPLC Column | SS | 75 x 4,0 mm
Lichrosorb | 0746E000LB100 | MERCK Lichrosorb 100 Si 10µm packed by BISCHOFF | Silica | 75 | 4.6 | 10 | 100 | L3 | no | HPLC Column | SS | 75 x 4,6 mm
Lichrosorb | 1002E000LB100 | MERCK Lichrosorb 100 Si 10µm packed by BISCHOFF | Silica | 100 | 2 | 10 | 100 | L3 | no | HPLC Column | SS | 100 x 2,0 mm
Lichrosorb | 1003E000LB100 | MERCK Lichrosorb 100 Si 10µm packed by BISCHOFF | Silica | 100 | 3 | 10 | 100 | L3 | no | HPLC Column | SS | 100 x 3,0 mm
Lichrosorb | 1004E000LB100 | MERCK Lichrosorb 100 Si 10µm packed by BISCHOFF | Silica | 100 | 4 | 10 | 100 | L3 | no | HPLC Column | SS | 100 x 4,0 mm
Lichrosorb | 1046E000LB100 | MERCK Lichrosorb 100 Si 10µm packed by BISCHOFF | Silica | 100 | 4.6 | 10 | 100 | L3 | no | HPLC Column | SS | 100 x 4,6 mm
Lichrosorb | 1202E000LB100 | MERCK Lichrosorb 100 Si 10µm packed by BISCHOFF | Silica | 125 | 2 | 10 | 100 | L3 | no | HPLC Column | SS | 125 x 2,0 mm
Lichrosorb | 1203E000LB100 | MERCK Lichrosorb 100 Si 10µm packed by BISCHOFF | Silica | 125 | 3 | 10 | 100 | L3 | no | HPLC Column | SS | 125 x 3,0 mm
Lichrosorb | 1204E000LB100 | MERCK Lichrosorb 100 Si 10µm packed by BISCHOFF | Silica | 125 | 4 | 10 | 100 | L3 | no | HPLC Column | SS | 125 x 4,0 mm
Lichrosorb | 1246E000LB100 | MERCK Lichrosorb 100 Si 10µm packed by BISCHOFF | Silica | 125 | 4.6 | 10 | 100 | L3 | no | HPLC Column | SS | 125 x 4,6 mm
Lichrosorb | 1502E000LB100 | MERCK Lichrosorb 100 Si 10µm packed by BISCHOFF | Silica | 150 | 2 | 10 | 100 | L3 | no | HPLC Column | SS | 150 x 2,0 mm
Lichrosorb | 1503E000LB100 | MERCK Lichrosorb 100 Si 10µm packed by BISCHOFF | Silica | 150 | 3 | 10 | 100 | L3 | no | HPLC Column | SS | 150 x 3,0 mm
Lichrosorb | 1504E000LB100 | MERCK Lichrosorb 100 Si 10µm packed by BISCHOFF | Silica | 150 | 4 | 10 | 100 | L3 | no | HPLC Column | SS | 150 x 4,0 mm
Lichrosorb | 1546E000LB100 | MERCK Lichrosorb 100 Si 10µm packed by BISCHOFF | Silica | 150 | 4.6 | 10 | 100 | L3 | no | HPLC Column | SS | 150 x 4,6 mm
Lichrosorb | 2002E000LB100 | MERCK Lichrosorb 100 Si 10µm packed by BISCHOFF | Silica | 200 | 2 | 10 | 100 | L3 | no | HPLC Column | SS | 200 x 2,0 mm
Lichrosorb | 2003E000LB100 | MERCK Lichrosorb 100 Si 10µm packed by BISCHOFF | Silica | 200 | 3 | 10 | 100 | L3 | no | HPLC Column | SS | 200 x 3,0 mm
Lichrosorb | 2004E000LB100 | MERCK Lichrosorb 100 Si 10µm packed by BISCHOFF | Silica | 200 | 4 | 10 | 100 | L3 | no | HPLC Column | SS | 200 x 4,0 mm
Lichrosorb | 2046E000LB100 | MERCK Lichrosorb 100 Si 10µm packed by BISCHOFF | Silica | 200 | 4.6 | 10 | 100 | L3 | no | HPLC Column | SS | 200 x 4,6 mm
Lichrosorb | 2502E000LB100 | MERCK Lichrosorb 100 Si 10µm packed by BISCHOFF | Silica | 250 | 2 | 10 | 100 | L3 | no | HPLC Column | SS | 250 x 2,0 mm
Lichrosorb | 2503E000LB100 | MERCK Lichrosorb 100 Si 10µm packed by BISCHOFF | Silica | 250 | 3 | 10 | 100 | L3 | no | HPLC Column | SS | 250 x 3,0 mm
Lichrosorb | 2504E000LB100 | MERCK Lichrosorb 100 Si 10µm packed by BISCHOFF | Silica | 250 | 4 | 10 | 100 | L3 | no | HPLC Column | SS | 250 x 4,0 mm
Lichrosorb | 2546E000LB100 | MERCK Lichrosorb 100 Si 10µm packed by BISCHOFF | Silica | 250 | 4.6 | 10 | 100 | L3 | no | HPLC Column | SS | 250 x 4,6 mm
Lichrosorb | 3002E000LB100 | MERCK Lichrosorb 100 Si 10µm packed by BISCHOFF | Silica | 300 | 2 | 10 | 100 | L3 | no | HPLC Column | SS | 300 x 2,0 mm
Lichrosorb | 3003E000LB100 | MERCK Lichrosorb 100 Si 10µm packed by BISCHOFF | Silica | 300 | 3 | 10 | 100 | L3 | no | HPLC Column | SS | 300 x 3,0 mm
Lichrosorb | 3004E000LB100 | MERCK Lichrosorb 100 Si 10µm packed by BISCHOFF | Silica | 300 | 4 | 10 | 100 | L3 | no | HPLC Column | SS | 300 x 4,0 mm
Lichrosorb | 3046E000LB100 | MERCK Lichrosorb 100 Si 10µm packed by BISCHOFF | Silica | 300 | 4.6 | 10 | 100 | L3 | no | HPLC Column | SS | 300 x 4,6 mm
Lichrosorb | 01P4E000LB100 | MERCK Lichrosorb 100 Si 10µm packed by BISCHOFF | Silica | 14 | 4 | 10 | 100 | L3 | no | HPLC Column | PEEK | 14 x 4,0 mm
Lichrosorb | A2P4E000LB100 | MERCK Lichrosorb 100 Si 10µm packed by BISCHOFF | Silica | 20 | 4 | 10 | 100 | L3 | no | HPLC Column | PEEK | 20 x 4,0 mm
Lichrosorb | 02P4E000LB100 | MERCK Lichrosorb 100 Si 10µm packed by BISCHOFF | Silica | 25 | 4 | 10 | 100 | L3 | no | HPLC Column | PEEK | 25 x 4,0 mm
Lichrosorb | 03P4E000LB100 | MERCK Lichrosorb 100 Si 10µm packed by BISCHOFF | Silica | 30 | 4 | 10 | 100 | L3 | no | HPLC Column | PEEK | 30 x 4,0 mm
Lichrosorb | 04P4E000LB100 | MERCK Lichrosorb 100 Si 10µm packed by BISCHOFF | Silica | 33 | 4 | 10 | 100 | L3 | no | HPLC Column | PEEK | 33 x 4,0 mm
Lichrosorb | A4P4E000LB100 | MERCK Lichrosorb 100 Si 10µm packed by BISCHOFF | Silica | 40 | 4 | 10 | 100 | L3 | no | HPLC Column | PEEK | 40 x 4,0 mm
Lichrosorb | 05P4E000LB100 | MERCK Lichrosorb 100 Si 10µm packed by BISCHOFF | Silica | 50 | 4 | 10 | 100 | L3 | no | HPLC Column | PEEK | 50 x 4,0 mm
Lichrosorb | 06P4E000LB100 | MERCK Lichrosorb 100 Si 10µm packed by BISCHOFF | Silica | 53 | 4 | 10 | 100 | L3 | no | HPLC Column | PEEK | 53 x 4,0 mm
Lichrosorb | A6P4E000LB100 | MERCK Lichrosorb 100 Si 10µm packed by BISCHOFF | Silica | 60 | 4 | 10 | 100 | L3 | no | HPLC Column | PEEK | 60 x 4,0 mm
Lichrosorb | 07P4E000LB100 | MERCK Lichrosorb 100 Si 10µm packed by BISCHOFF | Silica | 75 | 4 | 10 | 100 | L3 | no | HPLC Column | PEEK | 75 x 4,0 mm
Lichrosorb | 10P4E000LB100 | MERCK Lichrosorb 100 Si 10µm packed by BISCHOFF | Silica | 100 | 4 | 10 | 100 | L3 | no | HPLC Column | PEEK | 100 x 4,0 mm
Lichrosorb | 12P4E000LB100 | MERCK Lichrosorb 100 Si 10µm packed by BISCHOFF | Silica | 125 | 4 | 10 | 100 | L3 | no | HPLC Column | PEEK | 125 x 4,0 mm
Lichrosorb | 15P4E000LB100 | MERCK Lichrosorb 100 Si 10µm packed by BISCHOFF | Silica | 150 | 4 | 10 | 100 | L3 | no | HPLC Column | PEEK | 150 x 4,0 mm
Lichrosorb | 20P4E000LB100 | MERCK Lichrosorb 100 Si 10µm packed by BISCHOFF | Silica | 200 | 4 | 10 | 100 | L3 | no | HPLC Column | PEEK | 200 x 4,0 mm
Lichrosorb | 25P4E000LB100 | MERCK Lichrosorb 100 Si 10µm packed by BISCHOFF | Silica | 250 | 4 | 10 | 100 | L3 | no | HPLC Column | PEEK | 250 x 4,0 mm
Lichrosorb | 30P4E000LB100 | MERCK Lichrosorb 100 Si 10µm packed by BISCHOFF | Silica | 300 | 4 | 10 | 100 | L3 | no | HPLC Column | PEEK | 300 x 4,0 mm
Lichrosorb | 6305E000LB100 | MERCK Lichrosorb 100 Si 10µm packed by BISCHOFF | Silica | 5 | 4 | 10 | 100 | L3 | no | Cartridges (5 pcs.) | SS | 5 x 4,0 mm
Lichrosorb | 6301E000LB100 | MERCK Lichrosorb 100 Si 10µm packed by BISCHOFF | Silica | 10 | 4 | 10 | 100 | L3 | no | Cartridges (5 pcs.) | SS | 10 x 4,0 mm
Lichrosorb | 6302E000LB100 | MERCK Lichrosorb 100 Si 10µm packed by BISCHOFF | Silica | 20 | 4 | 10 | 100 | L3 | no | Cartridges (5 pcs.) | SS | 20 x 4,0 mm
Lichrosorb | 63P1E000LB100 | MERCK Lichrosorb 100 Si 10µm packed by BISCHOFF | Silica | 10 | 4 | 10 | 100 | L3 | no | Cartridges (5 pcs.) | PEEK | 10 x 4,0 mm
Lichrosorb | 63P2E000LB100 | MERCK Lichrosorb 100 Si 10µm packed by BISCHOFF | Silica | 20 | 4 | 10 | 100 | L3 | no | Cartridges (5 pcs.) | PEEK | 20 x 4,0 mm
Lichrosorb | 6335E000LB100 | MERCK Lichrosorb 100 Si 10µm packed by BISCHOFF | Silica | 5 | 3 | 10 | 100 | L3 | no | Cartridges (5 pcs.) | SS | 5 x 3,0 mm
Lichrosorb | 6331E000LB100 | MERCK Lichrosorb 100 Si 10µm packed by BISCHOFF | Silica | 10 | 3 | 10 | 100 | L3 | no | Cartridges (5 pcs.) | SS | 10 x 3,0 mm
Lichrosorb | 6332E000LB100 | MERCK Lichrosorb 100 Si 10µm packed by BISCHOFF | Silica | 20 | 3 | 10 | 100 | L3 | no | Cartridges (5 pcs.) | SS | 20 x 3,0 mm
Lichrosorb | 6325E000LB100 | MERCK Lichrosorb 100 Si 10µm packed by BISCHOFF | Silica | 5 | 2 | 10 | 100 | L3 | no | Cartridges (5 pcs.) | SS | 5 x 2,0 mm
Lichrosorb | 6321E000LB100 | MERCK Lichrosorb 100 Si 10µm packed by BISCHOFF | Silica | 10 | 2 | 10 | 100 | L3 | no | Cartridges (5 pcs.) | SS | 10 x 2,0 mm
Lichrosorb | 6322E000LB100 | MERCK Lichrosorb 100 Si 10µm packed by BISCHOFF | Silica | 20 | 2 | 10 | 100 | L3 | no | Cartridges (5 pcs.) | SS | 20 x 2,0 mm
Superspher | 0102E180SS040 | MERCK Superspher 100 RP18 4µm packed by BISCHOFF | C18 | 14 | 2 | 4 | 100 | L1 | no | HPLC Column | SS | 14 x 2,0 mm
Superspher | 0103E180SS040 | MERCK Superspher 100 RP18 4µm packed by BISCHOFF | C18 | 14 | 3 | 4 | 100 | L1 | no | HPLC Column | SS | 14 x 3,0 mm
Superspher | 0104E180SS040 | MERCK Superspher 100 RP18 4µm packed by BISCHOFF | C18 | 14 | 4 | 4 | 100 | L1 | no | HPLC Column | SS | 14 x 4,0 mm
Superspher | 0146E180SS040 | MERCK Superspher 100 RP18 4µm packed by BISCHOFF | C18 | 14 | 4.6 | 4 | 100 | L1 | no | HPLC Column | SS | 14 x 4,6 mm
Superspher | A202E180SS040 | MERCK Superspher 100 RP18 4µm packed by BISCHOFF | C18 | 20 | 2 | 4 | 100 | L1 | no | HPLC Column | SS | 20 x 2,0 mm
Superspher | A203E180SS040 | MERCK Superspher 100 RP18 4µm packed by BISCHOFF | C18 | 20 | 3 | 4 | 100 | L1 | no | HPLC Column | SS | 20 x 3,0 mm
Superspher | A204E180SS040 | MERCK Superspher 100 RP18 4µm packed by BISCHOFF | C18 | 20 | 4 | 4 | 100 | L1 | no | HPLC Column | SS | 20 x 4,0 mm
Superspher | A246E180SS040 | MERCK Superspher 100 RP18 4µm packed by BISCHOFF | C18 | 20 | 4.6 | 4 | 100 | L1 | no | HPLC Column | SS | 20 x 4,6 mm
Superspher | 0202E180SS040 | MERCK Superspher 100 RP18 4µm packed by BISCHOFF | C18 | 25 | 2 | 4 | 100 | L1 | no | HPLC Column | SS | 25 x 2,0 mm
Superspher | 0203E180SS040 | MERCK Superspher 100 RP18 4µm packed by BISCHOFF | C18 | 25 | 3 | 4 | 100 | L1 | no | HPLC Column | SS | 25 x 3,0 mm
Superspher | 0204E180SS040 | MERCK Superspher 100 RP18 4µm packed by BISCHOFF | C18 | 25 | 4 | 4 | 100 | L1 | no | HPLC Column | SS | 25 x 4,0 mm
Superspher | 0246E180SS040 | MERCK Superspher 100 RP18 4µm packed by BISCHOFF | C18 | 25 | 4.6 | 4 | 100 | L1 | no | HPLC Column | SS | 25 x 4,6 mm
Superspher | 0302E180SS040 | MERCK Superspher 100 RP18 4µm packed by BISCHOFF | C18 | 30 | 2 | 4 | 100 | L1 | no | HPLC Column | SS | 30 x 2,0 mm
Superspher | 0303E180SS040 | MERCK Superspher 100 RP18 4µm packed by BISCHOFF | C18 | 30 | 3 | 4 | 100 | L1 | no | HPLC Column | SS | 30 x 3,0 mm
Superspher | 0304E180SS040 | MERCK Superspher 100 RP18 4µm packed by BISCHOFF | C18 | 30 | 4 | 4 | 100 | L1 | no | HPLC Column | SS | 30 x 4,0 mm
Superspher | 0346E180SS040 | MERCK Superspher 100 RP18 4µm packed by BISCHOFF | C18 | 30 | 4.6 | 4 | 100 | L1 | no | HPLC Column | SS | 30 x 4,6 mm
Superspher | 0402E180SS040 | MERCK Superspher 100 RP18 4µm packed by BISCHOFF | C18 | 33 | 2 | 4 | 100 | L1 | no | HPLC Column | SS | 33 x 2,0 mm
Superspher | 0403E180SS040 | MERCK Superspher 100 RP18 4µm packed by BISCHOFF | C18 | 33 | 3 | 4 | 100 | L1 | no | HPLC Column | SS | 33 x 3,0 mm
Superspher | 0404E180SS040 | MERCK Superspher 100 RP18 4µm packed by BISCHOFF | C18 | 33 | 4 | 4 | 100 | L1 | no | HPLC Column | SS | 33 x 4,0 mm
Superspher | 0446E180SS040 | MERCK Superspher 100 RP18 4µm packed by BISCHOFF | C18 | 33 | 4.6 | 4 | 100 | L1 | no | HPLC Column | SS | 33 x 4,6 mm
Superspher | A402E180SS040 | MERCK Superspher 100 RP18 4µm packed by BISCHOFF | C18 | 40 | 2 | 4 | 100 | L1 | no | HPLC Column | SS | 40 x 2,0 mm
Superspher | A403E180SS040 | MERCK Superspher 100 RP18 4µm packed by BISCHOFF | C18 | 40 | 3 | 4 | 100 | L1 | no | HPLC Column | SS | 40 x 3,0 mm
Superspher | A404E180SS040 | MERCK Superspher 100 RP18 4µm packed by BISCHOFF | C18 | 40 | 4 | 4 | 100 | L1 | no | HPLC Column | SS | 40 x 4,0 mm
Superspher | A446E180SS040 | MERCK Superspher 100 RP18 4µm packed by BISCHOFF | C18 | 40 | 4.6 | 4 | 100 | L1 | no | HPLC Column | SS | 40 x 4,6 mm
Superspher | 0502E180SS040 | MERCK Superspher 100 RP18 4µm packed by BISCHOFF | C18 | 50 | 2 | 4 | 100 | L1 | no | HPLC Column | SS | 50 x 2,0 mm
Superspher | 0503E180SS040 | MERCK Superspher 100 RP18 4µm packed by BISCHOFF | C18 | 50 | 3 | 4 | 100 | L1 | no | HPLC Column | SS | 50 x 3,0 mm
Superspher | 0504E180SS040 | MERCK Superspher 100 RP18 4µm packed by BISCHOFF | C18 | 50 | 4 | 4 | 100 | L1 | no | HPLC Column | SS | 50 x 4,0 mm
Superspher | 0546E180SS040 | MERCK Superspher 100 RP18 4µm packed by BISCHOFF | C18 | 50 | 4.6 | 4 | 100 | L1 | no | HPLC Column | SS | 50 x 4,6 mm
Superspher | 0602E180SS040 | MERCK Superspher 100 RP18 4µm packed by BISCHOFF | C18 | 53 | 2 | 4 | 100 | L1 | no | HPLC Column | SS | 53 x 2,0 mm
Superspher | 0603E180SS040 | MERCK Superspher 100 RP18 4µm packed by BISCHOFF | C18 | 53 | 3 | 4 | 100 | L1 | no | HPLC Column | SS | 53 x 3,0 mm
Superspher | 0604E180SS040 | MERCK Superspher 100 RP18 4µm packed by BISCHOFF | C18 | 53 | 4 | 4 | 100 | L1 | no | HPLC Column | SS | 53 x 4,0 mm
Superspher | 0646E180SS040 | MERCK Superspher 100 RP18 4µm packed by BISCHOFF | C18 | 53 | 4.6 | 4 | 100 | L1 | no | HPLC Column | SS | 53 x 4,6 mm
Superspher | A602E180SS040 | MERCK Superspher 100 RP18 4µm packed by BISCHOFF | C18 | 60 | 2 | 4 | 100 | L1 | no | HPLC Column | SS | 60 x 2,0 mm
Superspher | A603E180SS040 | MERCK Superspher 100 RP18 4µm packed by BISCHOFF | C18 | 60 | 3 | 4 | 100 | L1 | no | HPLC Column | SS | 60 x 3,0 mm
Superspher | A604E180SS040 | MERCK Superspher 100 RP18 4µm packed by BISCHOFF | C18 | 60 | 4 | 4 | 100 | L1 | no | HPLC Column | SS | 60 x 4,0 mm
Superspher | A646E180SS040 | MERCK Superspher 100 RP18 4µm packed by BISCHOFF | C18 | 60 | 4.6 | 4 | 100 | L1 | no | HPLC Column | SS | 60 x 4,6 mm
Superspher | 0702E180SS040 | MERCK Superspher 100 RP18 4µm packed by BISCHOFF | C18 | 75 | 2 | 4 | 100 | L1 | no | HPLC Column | SS | 75 x 2,0 mm
Superspher | 0703E180SS040 | MERCK Superspher 100 RP18 4µm packed by BISCHOFF | C18 | 75 | 3 | 4 | 100 | L1 | no | HPLC Column | SS | 75 x 3,0 mm
Superspher | 0704E180SS040 | MERCK Superspher 100 RP18 4µm packed by BISCHOFF | C18 | 75 | 4 | 4 | 100 | L1 | no | HPLC Column | SS | 75 x 4,0 mm
Superspher | 0746E180SS040 | MERCK Superspher 100 RP18 4µm packed by BISCHOFF | C18 | 75 | 4.6 | 4 | 100 | L1 | no | HPLC Column | SS | 75 x 4,6 mm
Superspher | 1002E180SS040 | MERCK Superspher 100 RP18 4µm packed by BISCHOFF | C18 | 100 | 2 | 4 | 100 | L1 | no | HPLC Column | SS | 100 x 2,0 mm
Superspher | 1003E180SS040 | MERCK Superspher 100 RP18 4µm packed by BISCHOFF | C18 | 100 | 3 | 4 | 100 | L1 | no | HPLC Column | SS | 100 x 3,0 mm
Superspher | 1004E180SS040 | MERCK Superspher 100 RP18 4µm packed by BISCHOFF | C18 | 100 | 4 | 4 | 100 | L1 | no | HPLC Column | SS | 100 x 4,0 mm
Superspher | 1046E180SS040 | MERCK Superspher 100 RP18 4µm packed by BISCHOFF | C18 | 100 | 4.6 | 4 | 100 | L1 | no | HPLC Column | SS | 100 x 4,6 mm
Superspher | 1202E180SS040 | MERCK Superspher 100 RP18 4µm packed by BISCHOFF | C18 | 125 | 2 | 4 | 100 | L1 | no | HPLC Column | SS | 125 x 2,0 mm
Superspher | 1203E180SS040 | MERCK Superspher 100 RP18 4µm packed by BISCHOFF | C18 | 125 | 3 | 4 | 100 | L1 | no | HPLC Column | SS | 125 x 3,0 mm
Superspher | 1204E180SS040 | MERCK Superspher 100 RP18 4µm packed by BISCHOFF | C18 | 125 | 4 | 4 | 100 | L1 | no | HPLC Column | SS | 125 x 4,0 mm
Superspher | 1246E180SS040 | MERCK Superspher 100 RP18 4µm packed by BISCHOFF | C18 | 125 | 4.6 | 4 | 100 | L1 | no | HPLC Column | SS | 125 x 4,6 mm
Superspher | 1502E180SS040 | MERCK Superspher 100 RP18 4µm packed by BISCHOFF | C18 | 150 | 2 | 4 | 100 | L1 | no | HPLC Column | SS | 150 x 2,0 mm
Superspher | 1503E180SS040 | MERCK Superspher 100 RP18 4µm packed by BISCHOFF | C18 | 150 | 3 | 4 | 100 | L1 | no | HPLC Column | SS | 150 x 3,0 mm
Superspher | 1504E180SS040 | MERCK Superspher 100 RP18 4µm packed by BISCHOFF | C18 | 150 | 4 | 4 | 100 | L1 | no | HPLC Column | SS | 150 x 4,0 mm
Superspher | 1546E180SS040 | MERCK Superspher 100 RP18 4µm packed by BISCHOFF | C18 | 150 | 4.6 | 4 | 100 | L1 | no | HPLC Column | SS | 150 x 4,6 mm
Superspher | 2002E180SS040 | MERCK Superspher 100 RP18 4µm packed by BISCHOFF | C18 | 200 | 2 | 4 | 100 | L1 | no | HPLC Column | SS | 200 x 2,0 mm
Superspher | 2003E180SS040 | MERCK Superspher 100 RP18 4µm packed by BISCHOFF | C18 | 200 | 3 | 4 | 100 | L1 | no | HPLC Column | SS | 200 x 3,0 mm
Superspher | 2004E180SS040 | MERCK Superspher 100 RP18 4µm packed by BISCHOFF | C18 | 200 | 4 | 4 | 100 | L1 | no | HPLC Column | SS | 200 x 4,0 mm
Superspher | 2046E180SS040 | MERCK Superspher 100 RP18 4µm packed by BISCHOFF | C18 | 200 | 4.6 | 4 | 100 | L1 | no | HPLC Column | SS | 200 x 4,6 mm
Superspher | 2502E180SS040 | MERCK Superspher 100 RP18 4µm packed by BISCHOFF | C18 | 250 | 2 | 4 | 100 | L1 | no | HPLC Column | SS | 250 x 2,0 mm
Superspher | 2503E180SS040 | MERCK Superspher 100 RP18 4µm packed by BISCHOFF | C18 | 250 | 3 | 4 | 100 | L1 | no | HPLC Column | SS | 250 x 3,0 mm
Superspher | 2504E180SS040 | MERCK Superspher 100 RP18 4µm packed by BISCHOFF | C18 | 250 | 4 | 4 | 100 | L1 | no | HPLC Column | SS | 250 x 4,0 mm
Superspher | 2546E180SS040 | MERCK Superspher 100 RP18 4µm packed by BISCHOFF | C18 | 250 | 4.6 | 4 | 100 | L1 | no | HPLC Column | SS | 250 x 4,6 mm
Superspher | 3002E180SS040 | MERCK Superspher 100 RP18 4µm packed by BISCHOFF | C18 | 300 | 2 | 4 | 100 | L1 | no | HPLC Column | SS | 300 x 2,0 mm
Superspher | 3003E180SS040 | MERCK Superspher 100 RP18 4µm packed by BISCHOFF | C18 | 300 | 3 | 4 | 100 | L1 | no | HPLC Column | SS | 300 x 3,0 mm
Superspher | 3004E180SS040 | MERCK Superspher 100 RP18 4µm packed by BISCHOFF | C18 | 300 | 4 | 4 | 100 | L1 | no | HPLC Column | SS | 300 x 4,0 mm
Superspher | 3046E180SS040 | MERCK Superspher 100 RP18 4µm packed by BISCHOFF | C18 | 300 | 4.6 | 4 | 100 | L1 | no | HPLC Column | SS | 300 x 4,6 mm
Superspher | 01P4E180SS040 | MERCK Superspher 100 RP18 4µm packed by BISCHOFF | C18 | 14 | 4 | 4 | 100 | L1 | no | HPLC Column | PEEK | 14 x 4,0 mm
Superspher | A2P4E180SS040 | MERCK Superspher 100 RP18 4µm packed by BISCHOFF | C18 | 20 | 4 | 4 | 100 | L1 | no | HPLC Column | PEEK | 20 x 4,0 mm
Superspher | 02P4E180SS040 | MERCK Superspher 100 RP18 4µm packed by BISCHOFF | C18 | 25 | 4 | 4 | 100 | L1 | no | HPLC Column | PEEK | 25 x 4,0 mm
Superspher | 03P4E180SS040 | MERCK Superspher 100 RP18 4µm packed by BISCHOFF | C18 | 30 | 4 | 4 | 100 | L1 | no | HPLC Column | PEEK | 30 x 4,0 mm
Superspher | 04P4E180SS040 | MERCK Superspher 100 RP18 4µm packed by BISCHOFF | C18 | 33 | 4 | 4 | 100 | L1 | no | HPLC Column | PEEK | 33 x 4,0 mm
Superspher | A4P4E180SS040 | MERCK Superspher 100 RP18 4µm packed by BISCHOFF | C18 | 40 | 4 | 4 | 100 | L1 | no | HPLC Column | PEEK | 40 x 4,0 mm
Superspher | 05P4E180SS040 | MERCK Superspher 100 RP18 4µm packed by BISCHOFF | C18 | 50 | 4 | 4 | 100 | L1 | no | HPLC Column | PEEK | 50 x 4,0 mm
Superspher | 06P4E180SS040 | MERCK Superspher 100 RP18 4µm packed by BISCHOFF | C18 | 53 | 4 | 4 | 100 | L1 | no | HPLC Column | PEEK | 53 x 4,0 mm
Superspher | A6P4E180SS040 | MERCK Superspher 100 RP18 4µm packed by BISCHOFF | C18 | 60 | 4 | 4 | 100 | L1 | no | HPLC Column | PEEK | 60 x 4,0 mm
Superspher | 07P4E180SS040 | MERCK Superspher 100 RP18 4µm packed by BISCHOFF | C18 | 75 | 4 | 4 | 100 | L1 | no | HPLC Column | PEEK | 75 x 4,0 mm
Superspher | 10P4E180SS040 | MERCK Superspher 100 RP18 4µm packed by BISCHOFF | C18 | 100 | 4 | 4 | 100 | L1 | no | HPLC Column | PEEK | 100 x 4,0 mm
Superspher | 12P4E180SS040 | MERCK Superspher 100 RP18 4µm packed by BISCHOFF | C18 | 125 | 4 | 4 | 100 | L1 | no | HPLC Column | PEEK | 125 x 4,0 mm
Superspher | 15P4E180SS040 | MERCK Superspher 100 RP18 4µm packed by BISCHOFF | C18 | 150 | 4 | 4 | 100 | L1 | no | HPLC Column | PEEK | 150 x 4,0 mm
Superspher | 20P4E180SS040 | MERCK Superspher 100 RP18 4µm packed by BISCHOFF | C18 | 200 | 4 | 4 | 100 | L1 | no | HPLC Column | PEEK | 200 x 4,0 mm
Superspher | 25P4E180SS040 | MERCK Superspher 100 RP18 4µm packed by BISCHOFF | C18 | 250 | 4 | 4 | 100 | L1 | no | HPLC Column | PEEK | 250 x 4,0 mm
Superspher | 30P4E180SS040 | MERCK Superspher 100 RP18 4µm packed by BISCHOFF | C18 | 300 | 4 | 4 | 100 | L1 | no | HPLC Column | PEEK | 300 x 4,0 mm
Superspher | 6305E180SS040 | MERCK Superspher 100 RP18 4µm packed by BISCHOFF | C18 | 5 | 4 | 4 | 100 | L1 | no | Cartridges (5 pcs.) | SS | 5 x 4,0 mm
Superspher | 6301E180SS040 | MERCK Superspher 100 RP18 4µm packed by BISCHOFF | C18 | 10 | 4 | 4 | 100 | L1 | no | Cartridges (5 pcs.) | SS | 10 x 4,0 mm
Superspher | 6302E180SS040 | MERCK Superspher 100 RP18 4µm packed by BISCHOFF | C18 | 20 | 4 | 4 | 100 | L1 | no | Cartridges (5 pcs.) | SS | 20 x 4,0 mm
Superspher | 63P1E180SS040 | MERCK Superspher 100 RP18 4µm packed by BISCHOFF | C18 | 10 | 4 | 4 | 100 | L1 | no | Cartridges (5 pcs.) | PEEK | 10 x 4,0 mm
Superspher | 63P2E180SS040 | MERCK Superspher 100 RP18 4µm packed by BISCHOFF | C18 | 20 | 4 | 4 | 100 | L1 | no | Cartridges (5 pcs.) | PEEK | 20 x 4,0 mm
Superspher | 6335E180SS040 | MERCK Superspher 100 RP18 4µm packed by BISCHOFF | C18 | 5 | 3 | 4 | 100 | L1 | no | Cartridges (5 pcs.) | SS | 5 x 3,0 mm
Superspher | 6331E180SS040 | MERCK Superspher 100 RP18 4µm packed by BISCHOFF | C18 | 10 | 3 | 4 | 100 | L1 | no | Cartridges (5 pcs.) | SS | 10 x 3,0 mm
Superspher | 6332E180SS040 | MERCK Superspher 100 RP18 4µm packed by BISCHOFF | C18 | 20 | 3 | 4 | 100 | L1 | no | Cartridges (5 pcs.) | SS | 20 x 3,0 mm
Superspher | 6325E180SS040 | MERCK Superspher 100 RP18 4µm packed by BISCHOFF | C18 | 5 | 2 | 4 | 100 | L1 | no | Cartridges (5 pcs.) | SS | 5 x 2,0 mm
Superspher | 6321E180SS040 | MERCK Superspher 100 RP18 4µm packed by BISCHOFF | C18 | 10 | 2 | 4 | 100 | L1 | no | Cartridges (5 pcs.) | SS | 10 x 2,0 mm
Superspher | 6322E180SS040 | MERCK Superspher 100 RP18 4µm packed by BISCHOFF | C18 | 20 | 2 | 4 | 100 | L1 | no | Cartridges (5 pcs.) | SS | 20 x 2,0 mm
Superspher | 0102C080SS040 | MERCK Superspher 60 RP8 4µm packed by BISCHOFF | C8 | 14 | 2 | 4 | 60 | L7 | no | HPLC Column | SS | 14 x 2,0 mm
Superspher | 0103C080SS040 | MERCK Superspher 60 RP8 4µm packed by BISCHOFF | C8 | 14 | 3 | 4 | 60 | L7 | no | HPLC Column | SS | 14 x 3,0 mm
Superspher | 0104C080SS040 | MERCK Superspher 60 RP8 4µm packed by BISCHOFF | C8 | 14 | 4 | 4 | 60 | L7 | no | HPLC Column | SS | 14 x 4,0 mm
Superspher | 0146C080SS040 | MERCK Superspher 60 RP8 4µm packed by BISCHOFF | C8 | 14 | 4.6 | 4 | 60 | L7 | no | HPLC Column | SS | 14 x 4,6 mm
Superspher | A202C080SS040 | MERCK Superspher 60 RP8 4µm packed by BISCHOFF | C8 | 20 | 2 | 4 | 60 | L7 | no | HPLC Column | SS | 20 x 2,0 mm
Superspher | A203C080SS040 | MERCK Superspher 60 RP8 4µm packed by BISCHOFF | C8 | 20 | 3 | 4 | 60 | L7 | no | HPLC Column | SS | 20 x 3,0 mm
Superspher | A204C080SS040 | MERCK Superspher 60 RP8 4µm packed by BISCHOFF | C8 | 20 | 4 | 4 | 60 | L7 | no | HPLC Column | SS | 20 x 4,0 mm
Superspher | A246C080SS040 | MERCK Superspher 60 RP8 4µm packed by BISCHOFF | C8 | 20 | 4.6 | 4 | 60 | L7 | no | HPLC Column | SS | 20 x 4,6 mm
Superspher | 0202C080SS040 | MERCK Superspher 60 RP8 4µm packed by BISCHOFF | C8 | 25 | 2 | 4 | 60 | L7 | no | HPLC Column | SS | 25 x 2,0 mm
Superspher | 0203C080SS040 | MERCK Superspher 60 RP8 4µm packed by BISCHOFF | C8 | 25 | 3 | 4 | 60 | L7 | no | HPLC Column | SS | 25 x 3,0 mm
Superspher | 0204C080SS040 | MERCK Superspher 60 RP8 4µm packed by BISCHOFF | C8 | 25 | 4 | 4 | 60 | L7 | no | HPLC Column | SS | 25 x 4,0 mm
Superspher | 0246C080SS040 | MERCK Superspher 60 RP8 4µm packed by BISCHOFF | C8 | 25 | 4.6 | 4 | 60 | L7 | no | HPLC Column | SS | 25 x 4,6 mm
Superspher | 0302C080SS040 | MERCK Superspher 60 RP8 4µm packed by BISCHOFF | C8 | 30 | 2 | 4 | 60 | L7 | no | HPLC Column | SS | 30 x 2,0 mm
Superspher | 0303C080SS040 | MERCK Superspher 60 RP8 4µm packed by BISCHOFF | C8 | 30 | 3 | 4 | 60 | L7 | no | HPLC Column | SS | 30 x 3,0 mm
Superspher | 0304C080SS040 | MERCK Superspher 60 RP8 4µm packed by BISCHOFF | C8 | 30 | 4 | 4 | 60 | L7 | no | HPLC Column | SS | 30 x 4,0 mm
Superspher | 0346C080SS040 | MERCK Superspher 60 RP8 4µm packed by BISCHOFF | C8 | 30 | 4.6 | 4 | 60 | L7 | no | HPLC Column | SS | 30 x 4,6 mm
Superspher | 0402C080SS040 | MERCK Superspher 60 RP8 4µm packed by BISCHOFF | C8 | 33 | 2 | 4 | 60 | L7 | no | HPLC Column | SS | 33 x 2,0 mm
Superspher | 0403C080SS040 | MERCK Superspher 60 RP8 4µm packed by BISCHOFF | C8 | 33 | 3 | 4 | 60 | L7 | no | HPLC Column | SS | 33 x 3,0 mm
Superspher | 0404C080SS040 | MERCK Superspher 60 RP8 4µm packed by BISCHOFF | C8 | 33 | 4 | 4 | 60 | L7 | no | HPLC Column | SS | 33 x 4,0 mm
Superspher | 0446C080SS040 | MERCK Superspher 60 RP8 4µm packed by BISCHOFF | C8 | 33 | 4.6 | 4 | 60 | L7 | no | HPLC Column | SS | 33 x 4,6 mm
Superspher | A402C080SS040 | MERCK Superspher 60 RP8 4µm packed by BISCHOFF | C8 | 40 | 2 | 4 | 60 | L7 | no | HPLC Column | SS | 40 x 2,0 mm
Superspher | A403C080SS040 | MERCK Superspher 60 RP8 4µm packed by BISCHOFF | C8 | 40 | 3 | 4 | 60 | L7 | no | HPLC Column | SS | 40 x 3,0 mm
Superspher | A404C080SS040 | MERCK Superspher 60 RP8 4µm packed by BISCHOFF | C8 | 40 | 4 | 4 | 60 | L7 | no | HPLC Column | SS | 40 x 4,0 mm
Superspher | A446C080SS040 | MERCK Superspher 60 RP8 4µm packed by BISCHOFF | C8 | 40 | 4.6 | 4 | 60 | L7 | no | HPLC Column | SS | 40 x 4,6 mm
Superspher | 0502C080SS040 | MERCK Superspher 60 RP8 4µm packed by BISCHOFF | C8 | 50 | 2 | 4 | 60 | L7 | no | HPLC Column | SS | 50 x 2,0 mm
Superspher | 0503C080SS040 | MERCK Superspher 60 RP8 4µm packed by BISCHOFF | C8 | 50 | 3 | 4 | 60 | L7 | no | HPLC Column | SS | 50 x 3,0 mm
Superspher | 0504C080SS040 | MERCK Superspher 60 RP8 4µm packed by BISCHOFF | C8 | 50 | 4 | 4 | 60 | L7 | no | HPLC Column | SS | 50 x 4,0 mm
Superspher | 0546C080SS040 | MERCK Superspher 60 RP8 4µm packed by BISCHOFF | C8 | 50 | 4.6 | 4 | 60 | L7 | no | HPLC Column | SS | 50 x 4,6 mm
Superspher | 0602C080SS040 | MERCK Superspher 60 RP8 4µm packed by BISCHOFF | C8 | 53 | 2 | 4 | 60 | L7 | no | HPLC Column | SS | 53 x 2,0 mm
Superspher | 0603C080SS040 | MERCK Superspher 60 RP8 4µm packed by BISCHOFF | C8 | 53 | 3 | 4 | 60 | L7 | no | HPLC Column | SS | 53 x 3,0 mm
Superspher | 0604C080SS040 | MERCK Superspher 60 RP8 4µm packed by BISCHOFF | C8 | 53 | 4 | 4 | 60 | L7 | no | HPLC Column | SS | 53 x 4,0 mm
Superspher | 0646C080SS040 | MERCK Superspher 60 RP8 4µm packed by BISCHOFF | C8 | 53 | 4.6 | 4 | 60 | L7 | no | HPLC Column | SS | 53 x 4,6 mm
Superspher | A602C080SS040 | MERCK Superspher 60 RP8 4µm packed by BISCHOFF | C8 | 60 | 2 | 4 | 60 | L7 | no | HPLC Column | SS | 60 x 2,0 mm
Superspher | A603C080SS040 | MERCK Superspher 60 RP8 4µm packed by BISCHOFF | C8 | 60 | 3 | 4 | 60 | L7 | no | HPLC Column | SS | 60 x 3,0 mm
Superspher | A604C080SS040 | MERCK Superspher 60 RP8 4µm packed by BISCHOFF | C8 | 60 | 4 | 4 | 60 | L7 | no | HPLC Column | SS | 60 x 4,0 mm
Superspher | A646C080SS040 | MERCK Superspher 60 RP8 4µm packed by BISCHOFF | C8 | 60 | 4.6 | 4 | 60 | L7 | no | HPLC Column | SS | 60 x 4,6 mm
Superspher | 0702C080SS040 | MERCK Superspher 60 RP8 4µm packed by BISCHOFF | C8 | 75 | 2 | 4 | 60 | L7 | no | HPLC Column | SS | 75 x 2,0 mm
Superspher | 0703C080SS040 | MERCK Superspher 60 RP8 4µm packed by BISCHOFF | C8 | 75 | 3 | 4 | 60 | L7 | no | HPLC Column | SS | 75 x 3,0 mm
Superspher | 0704C080SS040 | MERCK Superspher 60 RP8 4µm packed by BISCHOFF | C8 | 75 | 4 | 4 | 60 | L7 | no | HPLC Column | SS | 75 x 4,0 mm
Superspher | 0746C080SS040 | MERCK Superspher 60 RP8 4µm packed by BISCHOFF | C8 | 75 | 4.6 | 4 | 60 | L7 | no | HPLC Column | SS | 75 x 4,6 mm
Superspher | 1002C080SS040 | MERCK Superspher 60 RP8 4µm packed by BISCHOFF | C8 | 100 | 2 | 4 | 60 | L7 | no | HPLC Column | SS | 100 x 2,0 mm
Superspher | 1003C080SS040 | MERCK Superspher 60 RP8 4µm packed by BISCHOFF | C8 | 100 | 3 | 4 | 60 | L7 | no | HPLC Column | SS | 100 x 3,0 mm
Superspher | 1004C080SS040 | MERCK Superspher 60 RP8 4µm packed by BISCHOFF | C8 | 100 | 4 | 4 | 60 | L7 | no | HPLC Column | SS | 100 x 4,0 mm
Superspher | 1046C080SS040 | MERCK Superspher 60 RP8 4µm packed by BISCHOFF | C8 | 100 | 4.6 | 4 | 60 | L7 | no | HPLC Column | SS | 100 x 4,6 mm
Superspher | 1202C080SS040 | MERCK Superspher 60 RP8 4µm packed by BISCHOFF | C8 | 125 | 2 | 4 | 60 | L7 | no | HPLC Column | SS | 125 x 2,0 mm
Superspher | 1203C080SS040 | MERCK Superspher 60 RP8 4µm packed by BISCHOFF | C8 | 125 | 3 | 4 | 60 | L7 | no | HPLC Column | SS | 125 x 3,0 mm
Superspher | 1204C080SS040 | MERCK Superspher 60 RP8 4µm packed by BISCHOFF | C8 | 125 | 4 | 4 | 60 | L7 | no | HPLC Column | SS | 125 x 4,0 mm
Superspher | 1246C080SS040 | MERCK Superspher 60 RP8 4µm packed by BISCHOFF | C8 | 125 | 4.6 | 4 | 60 | L7 | no | HPLC Column | SS | 125 x 4,6 mm
Superspher | 1502C080SS040 | MERCK Superspher 60 RP8 4µm packed by BISCHOFF | C8 | 150 | 2 | 4 | 60 | L7 | no | HPLC Column | SS | 150 x 2,0 mm
Superspher | 1503C080SS040 | MERCK Superspher 60 RP8 4µm packed by BISCHOFF | C8 | 150 | 3 | 4 | 60 | L7 | no | HPLC Column | SS | 150 x 3,0 mm
Superspher | 1504C080SS040 | MERCK Superspher 60 RP8 4µm packed by BISCHOFF | C8 | 150 | 4 | 4 | 60 | L7 | no | HPLC Column | SS | 150 x 4,0 mm
Superspher | 1546C080SS040 | MERCK Superspher 60 RP8 4µm packed by BISCHOFF | C8 | 150 | 4.6 | 4 | 60 | L7 | no | HPLC Column | SS | 150 x 4,6 mm
Superspher | 2002C080SS040 | MERCK Superspher 60 RP8 4µm packed by BISCHOFF | C8 | 200 | 2 | 4 | 60 | L7 | no | HPLC Column | SS | 200 x 2,0 mm
Superspher | 2003C080SS040 | MERCK Superspher 60 RP8 4µm packed by BISCHOFF | C8 | 200 | 3 | 4 | 60 | L7 | no | HPLC Column | SS | 200 x 3,0 mm
Superspher | 2004C080SS040 | MERCK Superspher 60 RP8 4µm packed by BISCHOFF | C8 | 200 | 4 | 4 | 60 | L7 | no | HPLC Column | SS | 200 x 4,0 mm
Superspher | 2046C080SS040 | MERCK Superspher 60 RP8 4µm packed by BISCHOFF | C8 | 200 | 4.6 | 4 | 60 | L7 | no | HPLC Column | SS | 200 x 4,6 mm
Superspher | 2502C080SS040 | MERCK Superspher 60 RP8 4µm packed by BISCHOFF | C8 | 250 | 2 | 4 | 60 | L7 | no | HPLC Column | SS | 250 x 2,0 mm
Superspher | 2503C080SS040 | MERCK Superspher 60 RP8 4µm packed by BISCHOFF | C8 | 250 | 3 | 4 | 60 | L7 | no | HPLC Column | SS | 250 x 3,0 mm
Superspher | 2504C080SS040 | MERCK Superspher 60 RP8 4µm packed by BISCHOFF | C8 | 250 | 4 | 4 | 60 | L7 | no | HPLC Column | SS | 250 x 4,0 mm
Superspher | 2546C080SS040 | MERCK Superspher 60 RP8 4µm packed by BISCHOFF | C8 | 250 | 4.6 | 4 | 60 | L7 | no | HPLC Column | SS | 250 x 4,6 mm
Superspher | 3002C080SS040 | MERCK Superspher 60 RP8 4µm packed by BISCHOFF | C8 | 300 | 2 | 4 | 60 | L7 | no | HPLC Column | SS | 300 x 2,0 mm
Superspher | 3003C080SS040 | MERCK Superspher 60 RP8 4µm packed by BISCHOFF | C8 | 300 | 3 | 4 | 60 | L7 | no | HPLC Column | SS | 300 x 3,0 mm
Superspher | 3004C080SS040 | MERCK Superspher 60 RP8 4µm packed by BISCHOFF | C8 | 300 | 4 | 4 | 60 | L7 | no | HPLC Column | SS | 300 x 4,0 mm
Superspher | 3046C080SS040 | MERCK Superspher 60 RP8 4µm packed by BISCHOFF | C8 | 300 | 4.6 | 4 | 60 | L7 | no | HPLC Column | SS | 300 x 4,6 mm
Superspher | 01P4C080SS040 | MERCK Superspher 60 RP8 4µm packed by BISCHOFF | C8 | 14 | 4 | 4 | 60 | L7 | no | HPLC Column | PEEK | 14 x 4,0 mm
Superspher | A2P4C080SS040 | MERCK Superspher 60 RP8 4µm packed by BISCHOFF | C8 | 20 | 4 | 4 | 60 | L7 | no | HPLC Column | PEEK | 20 x 4,0 mm
Superspher | 02P4C080SS040 | MERCK Superspher 60 RP8 4µm packed by BISCHOFF | C8 | 25 | 4 | 4 | 60 | L7 | no | HPLC Column | PEEK | 25 x 4,0 mm
Superspher | 03P4C080SS040 | MERCK Superspher 60 RP8 4µm packed by BISCHOFF | C8 | 30 | 4 | 4 | 60 | L7 | no | HPLC Column | PEEK | 30 x 4,0 mm
Superspher | 04P4C080SS040 | MERCK Superspher 60 RP8 4µm packed by BISCHOFF | C8 | 33 | 4 | 4 | 60 | L7 | no | HPLC Column | PEEK | 33 x 4,0 mm
Superspher | A4P4C080SS040 | MERCK Superspher 60 RP8 4µm packed by BISCHOFF | C8 | 40 | 4 | 4 | 60 | L7 | no | HPLC Column | PEEK | 40 x 4,0 mm
Superspher | 05P4C080SS040 | MERCK Superspher 60 RP8 4µm packed by BISCHOFF | C8 | 50 | 4 | 4 | 60 | L7 | no | HPLC Column | PEEK | 50 x 4,0 mm
Superspher | 06P4C080SS040 | MERCK Superspher 60 RP8 4µm packed by BISCHOFF | C8 | 53 | 4 | 4 | 60 | L7 | no | HPLC Column | PEEK | 53 x 4,0 mm
Superspher | A6P4C080SS040 | MERCK Superspher 60 RP8 4µm packed by BISCHOFF | C8 | 60 | 4 | 4 | 60 | L7 | no | HPLC Column | PEEK | 60 x 4,0 mm
Superspher | 07P4C080SS040 | MERCK Superspher 60 RP8 4µm packed by BISCHOFF | C8 | 75 | 4 | 4 | 60 | L7 | no | HPLC Column | PEEK | 75 x 4,0 mm
Superspher | 10P4C080SS040 | MERCK Superspher 60 RP8 4µm packed by BISCHOFF | C8 | 100 | 4 | 4 | 60 | L7 | no | HPLC Column | PEEK | 100 x 4,0 mm
Superspher | 12P4C080SS040 | MERCK Superspher 60 RP8 4µm packed by BISCHOFF | C8 | 125 | 4 | 4 | 60 | L7 | no | HPLC Column | PEEK | 125 x 4,0 mm
Superspher | 15P4C080SS040 | MERCK Superspher 60 RP8 4µm packed by BISCHOFF | C8 | 150 | 4 | 4 | 60 | L7 | no | HPLC Column | PEEK | 150 x 4,0 mm
Superspher | 20P4C080SS040 | MERCK Superspher 60 RP8 4µm packed by BISCHOFF | C8 | 200 | 4 | 4 | 60 | L7 | no | HPLC Column | PEEK | 200 x 4,0 mm
Superspher | 25P4C080SS040 | MERCK Superspher 60 RP8 4µm packed by BISCHOFF | C8 | 250 | 4 | 4 | 60 | L7 | no | HPLC Column | PEEK | 250 x 4,0 mm
Superspher | 30P4C080SS040 | MERCK Superspher 60 RP8 4µm packed by BISCHOFF | C8 | 300 | 4 | 4 | 60 | L7 | no | HPLC Column | PEEK | 300 x 4,0 mm
Superspher | 6305C080SS040 | MERCK Superspher 60 RP8 4µm packed by BISCHOFF | C8 | 5 | 4 | 4 | 60 | L7 | no | Cartridges (5 pcs.) | SS | 5 x 4,0 mm
Superspher | 6301C080SS040 | MERCK Superspher 60 RP8 4µm packed by BISCHOFF | C8 | 10 | 4 | 4 | 60 | L7 | no | Cartridges (5 pcs.) | SS | 10 x 4,0 mm
Superspher | 6302C080SS040 | MERCK Superspher 60 RP8 4µm packed by BISCHOFF | C8 | 20 | 4 | 4 | 60 | L7 | no | Cartridges (5 pcs.) | SS | 20 x 4,0 mm
Superspher | 63P1C080SS040 | MERCK Superspher 60 RP8 4µm packed by BISCHOFF | C8 | 10 | 4 | 4 | 60 | L7 | no | Cartridges (5 pcs.) | PEEK | 10 x 4,0 mm
Superspher | 63P2C080SS040 | MERCK Superspher 60 RP8 4µm packed by BISCHOFF | C8 | 20 | 4 | 4 | 60 | L7 | no | Cartridges (5 pcs.) | PEEK | 20 x 4,0 mm
Superspher | 6335C080SS040 | MERCK Superspher 60 RP8 4µm packed by BISCHOFF | C8 | 5 | 3 | 4 | 60 | L7 | no | Cartridges (5 pcs.) | SS | 5 x 3,0 mm
Superspher | 6331C080SS040 | MERCK Superspher 60 RP8 4µm packed by BISCHOFF | C8 | 10 | 3 | 4 | 60 | L7 | no | Cartridges (5 pcs.) | SS | 10 x 3,0 mm
Superspher | 6332C080SS040 | MERCK Superspher 60 RP8 4µm packed by BISCHOFF | C8 | 20 | 3 | 4 | 60 | L7 | no | Cartridges (5 pcs.) | SS | 20 x 3,0 mm
Superspher | 6325C080SS040 | MERCK Superspher 60 RP8 4µm packed by BISCHOFF | C8 | 5 | 2 | 4 | 60 | L7 | no | Cartridges (5 pcs.) | SS | 5 x 2,0 mm
Superspher | 6321C080SS040 | MERCK Superspher 60 RP8 4µm packed by BISCHOFF | C8 | 10 | 2 | 4 | 60 | L7 | no | Cartridges (5 pcs.) | SS | 10 x 2,0 mm
Superspher | 6322C080SS040 | MERCK Superspher 60 RP8 4µm packed by BISCHOFF | C8 | 20 | 2 | 4 | 60 | L7 | no | Cartridges (5 pcs.) | SS | 20 x 2,0 mm
Superspher | 0102C081SS040 | MERCK Superspher 60 RP8e 4µm packed by BISCHOFF | C8 | 14 | 2 | 4 | 60 | L7 | fully | HPLC Column | SS | 14 x 2,0 mm
Superspher | 0103C081SS040 | MERCK Superspher 60 RP8e 4µm packed by BISCHOFF | C8 | 14 | 3 | 4 | 60 | L7 | fully | HPLC Column | SS | 14 x 3,0 mm
Superspher | 0104C081SS040 | MERCK Superspher 60 RP8e 4µm packed by BISCHOFF | C8 | 14 | 4 | 4 | 60 | L7 | fully | HPLC Column | SS | 14 x 4,0 mm
Superspher | 0146C081SS040 | MERCK Superspher 60 RP8e 4µm packed by BISCHOFF | C8 | 14 | 4.6 | 4 | 60 | L7 | fully | HPLC Column | SS | 14 x 4,6 mm
Superspher | A202C081SS040 | MERCK Superspher 60 RP8e 4µm packed by BISCHOFF | C8 | 20 | 2 | 4 | 60 | L7 | fully | HPLC Column | SS | 20 x 2,0 mm
Superspher | A203C081SS040 | MERCK Superspher 60 RP8e 4µm packed by BISCHOFF | C8 | 20 | 3 | 4 | 60 | L7 | fully | HPLC Column | SS | 20 x 3,0 mm
Superspher | A204C081SS040 | MERCK Superspher 60 RP8e 4µm packed by BISCHOFF | C8 | 20 | 4 | 4 | 60 | L7 | fully | HPLC Column | SS | 20 x 4,0 mm
Superspher | A246C081SS040 | MERCK Superspher 60 RP8e 4µm packed by BISCHOFF | C8 | 20 | 4.6 | 4 | 60 | L7 | fully | HPLC Column | SS | 20 x 4,6 mm
Superspher | 0202C081SS040 | MERCK Superspher 60 RP8e 4µm packed by BISCHOFF | C8 | 25 | 2 | 4 | 60 | L7 | fully | HPLC Column | SS | 25 x 2,0 mm
Superspher | 0203C081SS040 | MERCK Superspher 60 RP8e 4µm packed by BISCHOFF | C8 | 25 | 3 | 4 | 60 | L7 | fully | HPLC Column | SS | 25 x 3,0 mm
Superspher | 0204C081SS040 | MERCK Superspher 60 RP8e 4µm packed by BISCHOFF | C8 | 25 | 4 | 4 | 60 | L7 | fully | HPLC Column | SS | 25 x 4,0 mm
Superspher | 0246C081SS040 | MERCK Superspher 60 RP8e 4µm packed by BISCHOFF | C8 | 25 | 4.6 | 4 | 60 | L7 | fully | HPLC Column | SS | 25 x 4,6 mm
Superspher | 0302C081SS040 | MERCK Superspher 60 RP8e 4µm packed by BISCHOFF | C8 | 30 | 2 | 4 | 60 | L7 | fully | HPLC Column | SS | 30 x 2,0 mm
Superspher | 0303C081SS040 | MERCK Superspher 60 RP8e 4µm packed by BISCHOFF | C8 | 30 | 3 | 4 | 60 | L7 | fully | HPLC Column | SS | 30 x 3,0 mm
Superspher | 0304C081SS040 | MERCK Superspher 60 RP8e 4µm packed by BISCHOFF | C8 | 30 | 4 | 4 | 60 | L7 | fully | HPLC Column | SS | 30 x 4,0 mm
Superspher | 0346C081SS040 | MERCK Superspher 60 RP8e 4µm packed by BISCHOFF | C8 | 30 | 4.6 | 4 | 60 | L7 | fully | HPLC Column | SS | 30 x 4,6 mm
Superspher | 0402C081SS040 | MERCK Superspher 60 RP8e 4µm packed by BISCHOFF | C8 | 33 | 2 | 4 | 60 | L7 | fully | HPLC Column | SS | 33 x 2,0 mm
Superspher | 0403C081SS040 | MERCK Superspher 60 RP8e 4µm packed by BISCHOFF | C8 | 33 | 3 | 4 | 60 | L7 | fully | HPLC Column | SS | 33 x 3,0 mm
Superspher | 0404C081SS040 | MERCK Superspher 60 RP8e 4µm packed by BISCHOFF | C8 | 33 | 4 | 4 | 60 | L7 | fully | HPLC Column | SS | 33 x 4,0 mm
Superspher | 0446C081SS040 | MERCK Superspher 60 RP8e 4µm packed by BISCHOFF | C8 | 33 | 4.6 | 4 | 60 | L7 | fully | HPLC Column | SS | 33 x 4,6 mm
Superspher | A402C081SS040 | MERCK Superspher 60 RP8e 4µm packed by BISCHOFF | C8 | 40 | 2 | 4 | 60 | L7 | fully | HPLC Column | SS | 40 x 2,0 mm
Superspher | A403C081SS040 | MERCK Superspher 60 RP8e 4µm packed by BISCHOFF | C8 | 40 | 3 | 4 | 60 | L7 | fully | HPLC Column | SS | 40 x 3,0 mm
Superspher | A404C081SS040 | MERCK Superspher 60 RP8e 4µm packed by BISCHOFF | C8 | 40 | 4 | 4 | 60 | L7 | fully | HPLC Column | SS | 40 x 4,0 mm
Superspher | A446C081SS040 | MERCK Superspher 60 RP8e 4µm packed by BISCHOFF | C8 | 40 | 4.6 | 4 | 60 | L7 | fully | HPLC Column | SS | 40 x 4,6 mm
Superspher | 0502C081SS040 | MERCK Superspher 60 RP8e 4µm packed by BISCHOFF | C8 | 50 | 2 | 4 | 60 | L7 | fully | HPLC Column | SS | 50 x 2,0 mm
Superspher | 0503C081SS040 | MERCK Superspher 60 RP8e 4µm packed by BISCHOFF | C8 | 50 | 3 | 4 | 60 | L7 | fully | HPLC Column | SS | 50 x 3,0 mm
Superspher | 0504C081SS040 | MERCK Superspher 60 RP8e 4µm packed by BISCHOFF | C8 | 50 | 4 | 4 | 60 | L7 | fully | HPLC Column | SS | 50 x 4,0 mm
Superspher | 0546C081SS040 | MERCK Superspher 60 RP8e 4µm packed by BISCHOFF | C8 | 50 | 4.6 | 4 | 60 | L7 | fully | HPLC Column | SS | 50 x 4,6 mm
Superspher | 0602C081SS040 | MERCK Superspher 60 RP8e 4µm packed by BISCHOFF | C8 | 53 | 2 | 4 | 60 | L7 | fully | HPLC Column | SS | 53 x 2,0 mm
Superspher | 0603C081SS040 | MERCK Superspher 60 RP8e 4µm packed by BISCHOFF | C8 | 53 | 3 | 4 | 60 | L7 | fully | HPLC Column | SS | 53 x 3,0 mm
Superspher | 0604C081SS040 | MERCK Superspher 60 RP8e 4µm packed by BISCHOFF | C8 | 53 | 4 | 4 | 60 | L7 | fully | HPLC Column | SS | 53 x 4,0 mm
Superspher | 0646C081SS040 | MERCK Superspher 60 RP8e 4µm packed by BISCHOFF | C8 | 53 | 4.6 | 4 | 60 | L7 | fully | HPLC Column | SS | 53 x 4,6 mm
Superspher | A602C081SS040 | MERCK Superspher 60 RP8e 4µm packed by BISCHOFF | C8 | 60 | 2 | 4 | 60 | L7 | fully | HPLC Column | SS | 60 x 2,0 mm
Superspher | A603C081SS040 | MERCK Superspher 60 RP8e 4µm packed by BISCHOFF | C8 | 60 | 3 | 4 | 60 | L7 | fully | HPLC Column | SS | 60 x 3,0 mm
Superspher | A604C081SS040 | MERCK Superspher 60 RP8e 4µm packed by BISCHOFF | C8 | 60 | 4 | 4 | 60 | L7 | fully | HPLC Column | SS | 60 x 4,0 mm
Superspher | A646C081SS040 | MERCK Superspher 60 RP8e 4µm packed by BISCHOFF | C8 | 60 | 4.6 | 4 | 60 | L7 | fully | HPLC Column | SS | 60 x 4,6 mm
Superspher | 0702C081SS040 | MERCK Superspher 60 RP8e 4µm packed by BISCHOFF | C8 | 75 | 2 | 4 | 60 | L7 | fully | HPLC Column | SS | 75 x 2,0 mm
Superspher | 0703C081SS040 | MERCK Superspher 60 RP8e 4µm packed by BISCHOFF | C8 | 75 | 3 | 4 | 60 | L7 | fully | HPLC Column | SS | 75 x 3,0 mm
Superspher | 0704C081SS040 | MERCK Superspher 60 RP8e 4µm packed by BISCHOFF | C8 | 75 | 4 | 4 | 60 | L7 | fully | HPLC Column | SS | 75 x 4,0 mm
Superspher | 0746C081SS040 | MERCK Superspher 60 RP8e 4µm packed by BISCHOFF | C8 | 75 | 4.6 | 4 | 60 | L7 | fully | HPLC Column | SS | 75 x 4,6 mm
Superspher | 1002C081SS040 | MERCK Superspher 60 RP8e 4µm packed by BISCHOFF | C8 | 100 | 2 | 4 | 60 | L7 | fully | HPLC Column | SS | 100 x 2,0 mm
Superspher | 1003C081SS040 | MERCK Superspher 60 RP8e 4µm packed by BISCHOFF | C8 | 100 | 3 | 4 | 60 | L7 | fully | HPLC Column | SS | 100 x 3,0 mm
Superspher | 1004C081SS040 | MERCK Superspher 60 RP8e 4µm packed by BISCHOFF | C8 | 100 | 4 | 4 | 60 | L7 | fully | HPLC Column | SS | 100 x 4,0 mm
Superspher | 1046C081SS040 | MERCK Superspher 60 RP8e 4µm packed by BISCHOFF | C8 | 100 | 4.6 | 4 | 60 | L7 | fully | HPLC Column | SS | 100 x 4,6 mm
Superspher | 1202C081SS040 | MERCK Superspher 60 RP8e 4µm packed by BISCHOFF | C8 | 125 | 2 | 4 | 60 | L7 | fully | HPLC Column | SS | 125 x 2,0 mm
Superspher | 1203C081SS040 | MERCK Superspher 60 RP8e 4µm packed by BISCHOFF | C8 | 125 | 3 | 4 | 60 | L7 | fully | HPLC Column | SS | 125 x 3,0 mm
Superspher | 1204C081SS040 | MERCK Superspher 60 RP8e 4µm packed by BISCHOFF | C8 | 125 | 4 | 4 | 60 | L7 | fully | HPLC Column | SS | 125 x 4,0 mm
Superspher | 1246C081SS040 | MERCK Superspher 60 RP8e 4µm packed by BISCHOFF | C8 | 125 | 4.6 | 4 | 60 | L7 | fully | HPLC Column | SS | 125 x 4,6 mm
Superspher | 1502C081SS040 | MERCK Superspher 60 RP8e 4µm packed by BISCHOFF | C8 | 150 | 2 | 4 | 60 | L7 | fully | HPLC Column | SS | 150 x 2,0 mm
Superspher | 1503C081SS040 | MERCK Superspher 60 RP8e 4µm packed by BISCHOFF | C8 | 150 | 3 | 4 | 60 | L7 | fully | HPLC Column | SS | 150 x 3,0 mm
Superspher | 1504C081SS040 | MERCK Superspher 60 RP8e 4µm packed by BISCHOFF | C8 | 150 | 4 | 4 | 60 | L7 | fully | HPLC Column | SS | 150 x 4,0 mm
Superspher | 1546C081SS040 | MERCK Superspher 60 RP8e 4µm packed by BISCHOFF | C8 | 150 | 4.6 | 4 | 60 | L7 | fully | HPLC Column | SS | 150 x 4,6 mm
Superspher | 2002C081SS040 | MERCK Superspher 60 RP8e 4µm packed by BISCHOFF | C8 | 200 | 2 | 4 | 60 | L7 | fully | HPLC Column | SS | 200 x 2,0 mm
Superspher | 2003C081SS040 | MERCK Superspher 60 RP8e 4µm packed by BISCHOFF | C8 | 200 | 3 | 4 | 60 | L7 | fully | HPLC Column | SS | 200 x 3,0 mm
Superspher | 2004C081SS040 | MERCK Superspher 60 RP8e 4µm packed by BISCHOFF | C8 | 200 | 4 | 4 | 60 | L7 | fully | HPLC Column | SS | 200 x 4,0 mm
Superspher | 2046C081SS040 | MERCK Superspher 60 RP8e 4µm packed by BISCHOFF | C8 | 200 | 4.6 | 4 | 60 | L7 | fully | HPLC Column | SS | 200 x 4,6 mm
Superspher | 2502C081SS040 | MERCK Superspher 60 RP8e 4µm packed by BISCHOFF | C8 | 250 | 2 | 4 | 60 | L7 | fully | HPLC Column | SS | 250 x 2,0 mm
Superspher | 2503C081SS040 | MERCK Superspher 60 RP8e 4µm packed by BISCHOFF | C8 | 250 | 3 | 4 | 60 | L7 | fully | HPLC Column | SS | 250 x 3,0 mm
Superspher | 2504C081SS040 | MERCK Superspher 60 RP8e 4µm packed by BISCHOFF | C8 | 250 | 4 | 4 | 60 | L7 | fully | HPLC Column | SS | 250 x 4,0 mm
Superspher | 2546C081SS040 | MERCK Superspher 60 RP8e 4µm packed by BISCHOFF | C8 | 250 | 4.6 | 4 | 60 | L7 | fully | HPLC Column | SS | 250 x 4,6 mm
Superspher | 3002C081SS040 | MERCK Superspher 60 RP8e 4µm packed by BISCHOFF | C8 | 300 | 2 | 4 | 60 | L7 | fully | HPLC Column | SS | 300 x 2,0 mm
Superspher | 3003C081SS040 | MERCK Superspher 60 RP8e 4µm packed by BISCHOFF | C8 | 300 | 3 | 4 | 60 | L7 | fully | HPLC Column | SS | 300 x 3,0 mm
Superspher | 3004C081SS040 | MERCK Superspher 60 RP8e 4µm packed by BISCHOFF | C8 | 300 | 4 | 4 | 60 | L7 | fully | HPLC Column | SS | 300 x 4,0 mm
Superspher | 3046C081SS040 | MERCK Superspher 60 RP8e 4µm packed by BISCHOFF | C8 | 300 | 4.6 | 4 | 60 | L7 | fully | HPLC Column | SS | 300 x 4,6 mm
Superspher | 01P4C081SS040 | MERCK Superspher 60 RP8e 4µm packed by BISCHOFF | C8 | 14 | 4 | 4 | 60 | L7 | fully | HPLC Column | PEEK | 14 x 4,0 mm
Superspher | A2P4C081SS040 | MERCK Superspher 60 RP8e 4µm packed by BISCHOFF | C8 | 20 | 4 | 4 | 60 | L7 | fully | HPLC Column | PEEK | 20 x 4,0 mm
Superspher | 02P4C081SS040 | MERCK Superspher 60 RP8e 4µm packed by BISCHOFF | C8 | 25 | 4 | 4 | 60 | L7 | fully | HPLC Column | PEEK | 25 x 4,0 mm
Superspher | 03P4C081SS040 | MERCK Superspher 60 RP8e 4µm packed by BISCHOFF | C8 | 30 | 4 | 4 | 60 | L7 | fully | HPLC Column | PEEK | 30 x 4,0 mm
Superspher | 04P4C081SS040 | MERCK Superspher 60 RP8e 4µm packed by BISCHOFF | C8 | 33 | 4 | 4 | 60 | L7 | fully | HPLC Column | PEEK | 33 x 4,0 mm
Superspher | A4P4C081SS040 | MERCK Superspher 60 RP8e 4µm packed by BISCHOFF | C8 | 40 | 4 | 4 | 60 | L7 | fully | HPLC Column | PEEK | 40 x 4,0 mm
Superspher | 05P4C081SS040 | MERCK Superspher 60 RP8e 4µm packed by BISCHOFF | C8 | 50 | 4 | 4 | 60 | L7 | fully | HPLC Column | PEEK | 50 x 4,0 mm
Superspher | 06P4C081SS040 | MERCK Superspher 60 RP8e 4µm packed by BISCHOFF | C8 | 53 | 4 | 4 | 60 | L7 | fully | HPLC Column | PEEK | 53 x 4,0 mm
Superspher | A6P4C081SS040 | MERCK Superspher 60 RP8e 4µm packed by BISCHOFF | C8 | 60 | 4 | 4 | 60 | L7 | fully | HPLC Column | PEEK | 60 x 4,0 mm
Superspher | 07P4C081SS040 | MERCK Superspher 60 RP8e 4µm packed by BISCHOFF | C8 | 75 | 4 | 4 | 60 | L7 | fully | HPLC Column | PEEK | 75 x 4,0 mm
Superspher | 10P4C081SS040 | MERCK Superspher 60 RP8e 4µm packed by BISCHOFF | C8 | 100 | 4 | 4 | 60 | L7 | fully | HPLC Column | PEEK | 100 x 4,0 mm
Superspher | 12P4C081SS040 | MERCK Superspher 60 RP8e 4µm packed by BISCHOFF | C8 | 125 | 4 | 4 | 60 | L7 | fully | HPLC Column | PEEK | 125 x 4,0 mm
Superspher | 15P4C081SS040 | MERCK Superspher 60 RP8e 4µm packed by BISCHOFF | C8 | 150 | 4 | 4 | 60 | L7 | fully | HPLC Column | PEEK | 150 x 4,0 mm
Superspher | 20P4C081SS040 | MERCK Superspher 60 RP8e 4µm packed by BISCHOFF | C8 | 200 | 4 | 4 | 60 | L7 | fully | HPLC Column | PEEK | 200 x 4,0 mm
Superspher | 25P4C081SS040 | MERCK Superspher 60 RP8e 4µm packed by BISCHOFF | C8 | 250 | 4 | 4 | 60 | L7 | fully | HPLC Column | PEEK | 250 x 4,0 mm
Superspher | 30P4C081SS040 | MERCK Superspher 60 RP8e 4µm packed by BISCHOFF | C8 | 300 | 4 | 4 | 60 | L7 | fully | HPLC Column | PEEK | 300 x 4,0 mm
Superspher | 6305C081SS040 | MERCK Superspher 60 RP8e 4µm packed by BISCHOFF | C8 | 5 | 4 | 4 | 60 | L7 | fully | Cartridges (5 pcs.) | SS | 5 x 4,0 mm
Superspher | 6301C081SS040 | MERCK Superspher 60 RP8e 4µm packed by BISCHOFF | C8 | 10 | 4 | 4 | 60 | L7 | fully | Cartridges (5 pcs.) | SS | 10 x 4,0 mm
Superspher | 6302C081SS040 | MERCK Superspher 60 RP8e 4µm packed by BISCHOFF | C8 | 20 | 4 | 4 | 60 | L7 | fully | Cartridges (5 pcs.) | SS | 20 x 4,0 mm
Superspher | 63P1C081SS040 | MERCK Superspher 60 RP8e 4µm packed by BISCHOFF | C8 | 10 | 4 | 4 | 60 | L7 | fully | Cartridges (5 pcs.) | PEEK | 10 x 4,0 mm
Superspher | 63P2C081SS040 | MERCK Superspher 60 RP8e 4µm packed by BISCHOFF | C8 | 20 | 4 | 4 | 60 | L7 | fully | Cartridges (5 pcs.) | PEEK | 20 x 4,0 mm
Superspher | 6335C081SS040 | MERCK Superspher 60 RP8e 4µm packed by BISCHOFF | C8 | 5 | 3 | 4 | 60 | L7 | fully | Cartridges (5 pcs.) | SS | 5 x 3,0 mm
Superspher | 6331C081SS040 | MERCK Superspher 60 RP8e 4µm packed by BISCHOFF | C8 | 10 | 3 | 4 | 60 | L7 | fully | Cartridges (5 pcs.) | SS | 10 x 3,0 mm
Superspher | 6332C081SS040 | MERCK Superspher 60 RP8e 4µm packed by BISCHOFF | C8 | 20 | 3 | 4 | 60 | L7 | fully | Cartridges (5 pcs.) | SS | 20 x 3,0 mm
Superspher | 6325C081SS040 | MERCK Superspher 60 RP8e 4µm packed by BISCHOFF | C8 | 5 | 2 | 4 | 60 | L7 | fully | Cartridges (5 pcs.) | SS | 5 x 2,0 mm
Superspher | 6321C081SS040 | MERCK Superspher 60 RP8e 4µm packed by BISCHOFF | C8 | 10 | 2 | 4 | 60 | L7 | fully | Cartridges (5 pcs.) | SS | 10 x 2,0 mm
Superspher | 6322C081SS040 | MERCK Superspher 60 RP8e 4µm packed by BISCHOFF | C8 | 20 | 2 | 4 | 60 | L7 | fully | Cartridges (5 pcs.) | SS | 20 x 2,0 mm
Superspher | 0102C000SS040 | MERCK Superspher 60 Si 4µm packed by BISCHOFF | Silica | 14 | 2 | 4 | 60 | L3 | no | HPLC Column | SS | 14 x 2,0 mm
Superspher | 0103C000SS040 | MERCK Superspher 60 Si 4µm packed by BISCHOFF | Silica | 14 | 3 | 4 | 60 | L3 | no | HPLC Column | SS | 14 x 3,0 mm
Superspher | 0104C000SS040 | MERCK Superspher 60 Si 4µm packed by BISCHOFF | Silica | 14 | 4 | 4 | 60 | L3 | no | HPLC Column | SS | 14 x 4,0 mm
Superspher | 0146C000SS040 | MERCK Superspher 60 Si 4µm packed by BISCHOFF | Silica | 14 | 4.6 | 4 | 60 | L3 | no | HPLC Column | SS | 14 x 4,6 mm
Superspher | A202C000SS040 | MERCK Superspher 60 Si 4µm packed by BISCHOFF | Silica | 20 | 2 | 4 | 60 | L3 | no | HPLC Column | SS | 20 x 2,0 mm
Superspher | A203C000SS040 | MERCK Superspher 60 Si 4µm packed by BISCHOFF | Silica | 20 | 3 | 4 | 60 | L3 | no | HPLC Column | SS | 20 x 3,0 mm
Superspher | A204C000SS040 | MERCK Superspher 60 Si 4µm packed by BISCHOFF | Silica | 20 | 4 | 4 | 60 | L3 | no | HPLC Column | SS | 20 x 4,0 mm
Superspher | A246C000SS040 | MERCK Superspher 60 Si 4µm packed by BISCHOFF | Silica | 20 | 4.6 | 4 | 60 | L3 | no | HPLC Column | SS | 20 x 4,6 mm
Superspher | 0202C000SS040 | MERCK Superspher 60 Si 4µm packed by BISCHOFF | Silica | 25 | 2 | 4 | 60 | L3 | no | HPLC Column | SS | 25 x 2,0 mm
Superspher | 0203C000SS040 | MERCK Superspher 60 Si 4µm packed by BISCHOFF | Silica | 25 | 3 | 4 | 60 | L3 | no | HPLC Column | SS | 25 x 3,0 mm
Superspher | 0204C000SS040 | MERCK Superspher 60 Si 4µm packed by BISCHOFF | Silica | 25 | 4 | 4 | 60 | L3 | no | HPLC Column | SS | 25 x 4,0 mm
Superspher | 0246C000SS040 | MERCK Superspher 60 Si 4µm packed by BISCHOFF | Silica | 25 | 4.6 | 4 | 60 | L3 | no | HPLC Column | SS | 25 x 4,6 mm
Superspher | 0302C000SS040 | MERCK Superspher 60 Si 4µm packed by BISCHOFF | Silica | 30 | 2 | 4 | 60 | L3 | no | HPLC Column | SS | 30 x 2,0 mm
Superspher | 0303C000SS040 | MERCK Superspher 60 Si 4µm packed by BISCHOFF | Silica | 30 | 3 | 4 | 60 | L3 | no | HPLC Column | SS | 30 x 3,0 mm
Superspher | 0304C000SS040 | MERCK Superspher 60 Si 4µm packed by BISCHOFF | Silica | 30 | 4 | 4 | 60 | L3 | no | HPLC Column | SS | 30 x 4,0 mm
Superspher | 0346C000SS040 | MERCK Superspher 60 Si 4µm packed by BISCHOFF | Silica | 30 | 4.6 | 4 | 60 | L3 | no | HPLC Column | SS | 30 x 4,6 mm
Superspher | 0402C000SS040 | MERCK Superspher 60 Si 4µm packed by BISCHOFF | Silica | 33 | 2 | 4 | 60 | L3 | no | HPLC Column | SS | 33 x 2,0 mm
Superspher | 0403C000SS040 | MERCK Superspher 60 Si 4µm packed by BISCHOFF | Silica | 33 | 3 | 4 | 60 | L3 | no | HPLC Column | SS | 33 x 3,0 mm
Superspher | 0404C000SS040 | MERCK Superspher 60 Si 4µm packed by BISCHOFF | Silica | 33 | 4 | 4 | 60 | L3 | no | HPLC Column | SS | 33 x 4,0 mm
Superspher | 0446C000SS040 | MERCK Superspher 60 Si 4µm packed by BISCHOFF | Silica | 33 | 4.6 | 4 | 60 | L3 | no | HPLC Column | SS | 33 x 4,6 mm
Superspher | A402C000SS040 | MERCK Superspher 60 Si 4µm packed by BISCHOFF | Silica | 40 | 2 | 4 | 60 | L3 | no | HPLC Column | SS | 40 x 2,0 mm
Superspher | A403C000SS040 | MERCK Superspher 60 Si 4µm packed by BISCHOFF | Silica | 40 | 3 | 4 | 60 | L3 | no | HPLC Column | SS | 40 x 3,0 mm
Superspher | A404C000SS040 | MERCK Superspher 60 Si 4µm packed by BISCHOFF | Silica | 40 | 4 | 4 | 60 | L3 | no | HPLC Column | SS | 40 x 4,0 mm
Superspher | A446C000SS040 | MERCK Superspher 60 Si 4µm packed by BISCHOFF | Silica | 40 | 4.6 | 4 | 60 | L3 | no | HPLC Column | SS | 40 x 4,6 mm
Superspher | 0502C000SS040 | MERCK Superspher 60 Si 4µm packed by BISCHOFF | Silica | 50 | 2 | 4 | 60 | L3 | no | HPLC Column | SS | 50 x 2,0 mm
Superspher | 0503C000SS040 | MERCK Superspher 60 Si 4µm packed by BISCHOFF | Silica | 50 | 3 | 4 | 60 | L3 | no | HPLC Column | SS | 50 x 3,0 mm
Superspher | 0504C000SS040 | MERCK Superspher 60 Si 4µm packed by BISCHOFF | Silica | 50 | 4 | 4 | 60 | L3 | no | HPLC Column | SS | 50 x 4,0 mm
Superspher | 0546C000SS040 | MERCK Superspher 60 Si 4µm packed by BISCHOFF | Silica | 50 | 4.6 | 4 | 60 | L3 | no | HPLC Column | SS | 50 x 4,6 mm
Superspher | 0602C000SS040 | MERCK Superspher 60 Si 4µm packed by BISCHOFF | Silica | 53 | 2 | 4 | 60 | L3 | no | HPLC Column | SS | 53 x 2,0 mm
Superspher | 0603C000SS040 | MERCK Superspher 60 Si 4µm packed by BISCHOFF | Silica | 53 | 3 | 4 | 60 | L3 | no | HPLC Column | SS | 53 x 3,0 mm
Superspher | 0604C000SS040 | MERCK Superspher 60 Si 4µm packed by BISCHOFF | Silica | 53 | 4 | 4 | 60 | L3 | no | HPLC Column | SS | 53 x 4,0 mm
Superspher | 0646C000SS040 | MERCK Superspher 60 Si 4µm packed by BISCHOFF | Silica | 53 | 4.6 | 4 | 60 | L3 | no | HPLC Column | SS | 53 x 4,6 mm
Superspher | A602C000SS040 | MERCK Superspher 60 Si 4µm packed by BISCHOFF | Silica | 60 | 2 | 4 | 60 | L3 | no | HPLC Column | SS | 60 x 2,0 mm
Superspher | A603C000SS040 | MERCK Superspher 60 Si 4µm packed by BISCHOFF | Silica | 60 | 3 | 4 | 60 | L3 | no | HPLC Column | SS | 60 x 3,0 mm
Superspher | A604C000SS040 | MERCK Superspher 60 Si 4µm packed by BISCHOFF | Silica | 60 | 4 | 4 | 60 | L3 | no | HPLC Column | SS | 60 x 4,0 mm
Superspher | A646C000SS040 | MERCK Superspher 60 Si 4µm packed by BISCHOFF | Silica | 60 | 4.6 | 4 | 60 | L3 | no | HPLC Column | SS | 60 x 4,6 mm
Superspher | 0702C000SS040 | MERCK Superspher 60 Si 4µm packed by BISCHOFF | Silica | 75 | 2 | 4 | 60 | L3 | no | HPLC Column | SS | 75 x 2,0 mm
Superspher | 0703C000SS040 | MERCK Superspher 60 Si 4µm packed by BISCHOFF | Silica | 75 | 3 | 4 | 60 | L3 | no | HPLC Column | SS | 75 x 3,0 mm
Superspher | 0704C000SS040 | MERCK Superspher 60 Si 4µm packed by BISCHOFF | Silica | 75 | 4 | 4 | 60 | L3 | no | HPLC Column | SS | 75 x 4,0 mm
Superspher | 0746C000SS040 | MERCK Superspher 60 Si 4µm packed by BISCHOFF | Silica | 75 | 4.6 | 4 | 60 | L3 | no | HPLC Column | SS | 75 x 4,6 mm
Superspher | 1002C000SS040 | MERCK Superspher 60 Si 4µm packed by BISCHOFF | Silica | 100 | 2 | 4 | 60 | L3 | no | HPLC Column | SS | 100 x 2,0 mm
Superspher | 1003C000SS040 | MERCK Superspher 60 Si 4µm packed by BISCHOFF | Silica | 100 | 3 | 4 | 60 | L3 | no | HPLC Column | SS | 100 x 3,0 mm
Superspher | 1004C000SS040 | MERCK Superspher 60 Si 4µm packed by BISCHOFF | Silica | 100 | 4 | 4 | 60 | L3 | no | HPLC Column | SS | 100 x 4,0 mm
Superspher | 1046C000SS040 | MERCK Superspher 60 Si 4µm packed by BISCHOFF | Silica | 100 | 4.6 | 4 | 60 | L3 | no | HPLC Column | SS | 100 x 4,6 mm
Superspher | 1202C000SS040 | MERCK Superspher 60 Si 4µm packed by BISCHOFF | Silica | 125 | 2 | 4 | 60 | L3 | no | HPLC Column | SS | 125 x 2,0 mm
Superspher | 1203C000SS040 | MERCK Superspher 60 Si 4µm packed by BISCHOFF | Silica | 125 | 3 | 4 | 60 | L3 | no | HPLC Column | SS | 125 x 3,0 mm
Superspher | 1204C000SS040 | MERCK Superspher 60 Si 4µm packed by BISCHOFF | Silica | 125 | 4 | 4 | 60 | L3 | no | HPLC Column | SS | 125 x 4,0 mm
Superspher | 1246C000SS040 | MERCK Superspher 60 Si 4µm packed by BISCHOFF | Silica | 125 | 4.6 | 4 | 60 | L3 | no | HPLC Column | SS | 125 x 4,6 mm
Superspher | 1502C000SS040 | MERCK Superspher 60 Si 4µm packed by BISCHOFF | Silica | 150 | 2 | 4 | 60 | L3 | no | HPLC Column | SS | 150 x 2,0 mm
Superspher | 1503C000SS040 | MERCK Superspher 60 Si 4µm packed by BISCHOFF | Silica | 150 | 3 | 4 | 60 | L3 | no | HPLC Column | SS | 150 x 3,0 mm
Superspher | 1504C000SS040 | MERCK Superspher 60 Si 4µm packed by BISCHOFF | Silica | 150 | 4 | 4 | 60 | L3 | no | HPLC Column | SS | 150 x 4,0 mm
Superspher | 1546C000SS040 | MERCK Superspher 60 Si 4µm packed by BISCHOFF | Silica | 150 | 4.6 | 4 | 60 | L3 | no | HPLC Column | SS | 150 x 4,6 mm
Superspher | 2002C000SS040 | MERCK Superspher 60 Si 4µm packed by BISCHOFF | Silica | 200 | 2 | 4 | 60 | L3 | no | HPLC Column | SS | 200 x 2,0 mm
Superspher | 2003C000SS040 | MERCK Superspher 60 Si 4µm packed by BISCHOFF | Silica | 200 | 3 | 4 | 60 | L3 | no | HPLC Column | SS | 200 x 3,0 mm
Superspher | 2004C000SS040 | MERCK Superspher 60 Si 4µm packed by BISCHOFF | Silica | 200 | 4 | 4 | 60 | L3 | no | HPLC Column | SS | 200 x 4,0 mm
Superspher | 2046C000SS040 | MERCK Superspher 60 Si 4µm packed by BISCHOFF | Silica | 200 | 4.6 | 4 | 60 | L3 | no | HPLC Column | SS | 200 x 4,6 mm
Superspher | 2502C000SS040 | MERCK Superspher 60 Si 4µm packed by BISCHOFF | Silica | 250 | 2 | 4 | 60 | L3 | no | HPLC Column | SS | 250 x 2,0 mm
Superspher | 2503C000SS040 | MERCK Superspher 60 Si 4µm packed by BISCHOFF | Silica | 250 | 3 | 4 | 60 | L3 | no | HPLC Column | SS | 250 x 3,0 mm
Superspher | 2504C000SS040 | MERCK Superspher 60 Si 4µm packed by BISCHOFF | Silica | 250 | 4 | 4 | 60 | L3 | no | HPLC Column | SS | 250 x 4,0 mm
Superspher | 2546C000SS040 | MERCK Superspher 60 Si 4µm packed by BISCHOFF | Silica | 250 | 4.6 | 4 | 60 | L3 | no | HPLC Column | SS | 250 x 4,6 mm
Superspher | 3002C000SS040 | MERCK Superspher 60 Si 4µm packed by BISCHOFF | Silica | 300 | 2 | 4 | 60 | L3 | no | HPLC Column | SS | 300 x 2,0 mm
Superspher | 3003C000SS040 | MERCK Superspher 60 Si 4µm packed by BISCHOFF | Silica | 300 | 3 | 4 | 60 | L3 | no | HPLC Column | SS | 300 x 3,0 mm
Superspher | 3004C000SS040 | MERCK Superspher 60 Si 4µm packed by BISCHOFF | Silica | 300 | 4 | 4 | 60 | L3 | no | HPLC Column | SS | 300 x 4,0 mm
Superspher | 3046C000SS040 | MERCK Superspher 60 Si 4µm packed by BISCHOFF | Silica | 300 | 4.6 | 4 | 60 | L3 | no | HPLC Column | SS | 300 x 4,6 mm
Superspher | 01P4C000SS040 | MERCK Superspher 60 Si 4µm packed by BISCHOFF | Silica | 14 | 4 | 4 | 60 | L3 | no | HPLC Column | PEEK | 14 x 4,0 mm
Superspher | A2P4C000SS040 | MERCK Superspher 60 Si 4µm packed by BISCHOFF | Silica | 20 | 4 | 4 | 60 | L3 | no | HPLC Column | PEEK | 20 x 4,0 mm
Superspher | 02P4C000SS040 | MERCK Superspher 60 Si 4µm packed by BISCHOFF | Silica | 25 | 4 | 4 | 60 | L3 | no | HPLC Column | PEEK | 25 x 4,0 mm
Superspher | 03P4C000SS040 | MERCK Superspher 60 Si 4µm packed by BISCHOFF | Silica | 30 | 4 | 4 | 60 | L3 | no | HPLC Column | PEEK | 30 x 4,0 mm
Superspher | 04P4C000SS040 | MERCK Superspher 60 Si 4µm packed by BISCHOFF | Silica | 33 | 4 | 4 | 60 | L3 | no | HPLC Column | PEEK | 33 x 4,0 mm
Superspher | A4P4C000SS040 | MERCK Superspher 60 Si 4µm packed by BISCHOFF | Silica | 40 | 4 | 4 | 60 | L3 | no | HPLC Column | PEEK | 40 x 4,0 mm
Superspher | 05P4C000SS040 | MERCK Superspher 60 Si 4µm packed by BISCHOFF | Silica | 50 | 4 | 4 | 60 | L3 | no | HPLC Column | PEEK | 50 x 4,0 mm
Superspher | 06P4C000SS040 | MERCK Superspher 60 Si 4µm packed by BISCHOFF | Silica | 53 | 4 | 4 | 60 | L3 | no | HPLC Column | PEEK | 53 x 4,0 mm
Superspher | A6P4C000SS040 | MERCK Superspher 60 Si 4µm packed by BISCHOFF | Silica | 60 | 4 | 4 | 60 | L3 | no | HPLC Column | PEEK | 60 x 4,0 mm
Superspher | 07P4C000SS040 | MERCK Superspher 60 Si 4µm packed by BISCHOFF | Silica | 75 | 4 | 4 | 60 | L3 | no | HPLC Column | PEEK | 75 x 4,0 mm
Superspher | 10P4C000SS040 | MERCK Superspher 60 Si 4µm packed by BISCHOFF | Silica | 100 | 4 | 4 | 60 | L3 | no | HPLC Column | PEEK | 100 x 4,0 mm
Superspher | 12P4C000SS040 | MERCK Superspher 60 Si 4µm packed by BISCHOFF | Silica | 125 | 4 | 4 | 60 | L3 | no | HPLC Column | PEEK | 125 x 4,0 mm
Superspher | 15P4C000SS040 | MERCK Superspher 60 Si 4µm packed by BISCHOFF | Silica | 150 | 4 | 4 | 60 | L3 | no | HPLC Column | PEEK | 150 x 4,0 mm
Superspher | 20P4C000SS040 | MERCK Superspher 60 Si 4µm packed by BISCHOFF | Silica | 200 | 4 | 4 | 60 | L3 | no | HPLC Column | PEEK | 200 x 4,0 mm
Superspher | 25P4C000SS040 | MERCK Superspher 60 Si 4µm packed by BISCHOFF | Silica | 250 | 4 | 4 | 60 | L3 | no | HPLC Column | PEEK | 250 x 4,0 mm
Superspher | 30P4C000SS040 | MERCK Superspher 60 Si 4µm packed by BISCHOFF | Silica | 300 | 4 | 4 | 60 | L3 | no | HPLC Column | PEEK | 300 x 4,0 mm
Superspher | 6305C000SS040 | MERCK Superspher 60 Si 4µm packed by BISCHOFF | Silica | 5 | 4 | 4 | 60 | L3 | no | Cartridges (5 pcs.) | SS | 5 x 4,0 mm
Superspher | 6301C000SS040 | MERCK Superspher 60 Si 4µm packed by BISCHOFF | Silica | 10 | 4 | 4 | 60 | L3 | no | Cartridges (5 pcs.) | SS | 10 x 4,0 mm
Superspher | 6302C000SS040 | MERCK Superspher 60 Si 4µm packed by BISCHOFF | Silica | 20 | 4 | 4 | 60 | L3 | no | Cartridges (5 pcs.) | SS | 20 x 4,0 mm
Superspher | 63P1C000SS040 | MERCK Superspher 60 Si 4µm packed by BISCHOFF | Silica | 10 | 4 | 4 | 60 | L3 | no | Cartridges (5 pcs.) | PEEK | 10 x 4,0 mm
Superspher | 63P2C000SS040 | MERCK Superspher 60 Si 4µm packed by BISCHOFF | Silica | 20 | 4 | 4 | 60 | L3 | no | Cartridges (5 pcs.) | PEEK | 20 x 4,0 mm
Superspher | 6335C000SS040 | MERCK Superspher 60 Si 4µm packed by BISCHOFF | Silica | 5 | 3 | 4 | 60 | L3 | no | Cartridges (5 pcs.) | SS | 5 x 3,0 mm
Superspher | 6331C000SS040 | MERCK Superspher 60 Si 4µm packed by BISCHOFF | Silica | 10 | 3 | 4 | 60 | L3 | no | Cartridges (5 pcs.) | SS | 10 x 3,0 mm
Superspher | 6332C000SS040 | MERCK Superspher 60 Si 4µm packed by BISCHOFF | Silica | 20 | 3 | 4 | 60 | L3 | no | Cartridges (5 pcs.) | SS | 20 x 3,0 mm
Superspher | 6325C000SS040 | MERCK Superspher 60 Si 4µm packed by BISCHOFF | Silica | 5 | 2 | 4 | 60 | L3 | no | Cartridges (5 pcs.) | SS | 5 x 2,0 mm
Superspher | 6321C000SS040 | MERCK Superspher 60 Si 4µm packed by BISCHOFF | Silica | 10 | 2 | 4 | 60 | L3 | no | Cartridges (5 pcs.) | SS | 10 x 2,0 mm
Superspher | 6322C000SS040 | MERCK Superspher 60 Si 4µm packed by BISCHOFF | Silica | 20 | 2 | 4 | 60 | L3 | no | Cartridges (5 pcs.) | SS | 20 x 2,0 mm
Superspher | 0102C087SS040 | MERCK Superspher 60 RP Select B 4µm packed by BISCHOFF | C8 | 14 | 2 | 4 | 60 | L7 | no | HPLC Column | SS | 14 x 2,0 mm
Superspher | 0103C087SS040 | MERCK Superspher 60 RP Select B 4µm packed by BISCHOFF | C8 | 14 | 3 | 4 | 60 | L7 | no | HPLC Column | SS | 14 x 3,0 mm
Superspher | 0104C087SS040 | MERCK Superspher 60 RP Select B 4µm packed by BISCHOFF | C8 | 14 | 4 | 4 | 60 | L7 | no | HPLC Column | SS | 14 x 4,0 mm
Superspher | 0146C087SS040 | MERCK Superspher 60 RP Select B 4µm packed by BISCHOFF | C8 | 14 | 4.6 | 4 | 60 | L7 | no | HPLC Column | SS | 14 x 4,6 mm
Superspher | A202C087SS040 | MERCK Superspher 60 RP Select B 4µm packed by BISCHOFF | C8 | 20 | 2 | 4 | 60 | L7 | no | HPLC Column | SS | 20 x 2,0 mm
Superspher | A203C087SS040 | MERCK Superspher 60 RP Select B 4µm packed by BISCHOFF | C8 | 20 | 3 | 4 | 60 | L7 | no | HPLC Column | SS | 20 x 3,0 mm
Superspher | A204C087SS040 | MERCK Superspher 60 RP Select B 4µm packed by BISCHOFF | C8 | 20 | 4 | 4 | 60 | L7 | no | HPLC Column | SS | 20 x 4,0 mm
Superspher | A246C087SS040 | MERCK Superspher 60 RP Select B 4µm packed by BISCHOFF | C8 | 20 | 4.6 | 4 | 60 | L7 | no | HPLC Column | SS | 20 x 4,6 mm
Superspher | 0202C087SS040 | MERCK Superspher 60 RP Select B 4µm packed by BISCHOFF | C8 | 25 | 2 | 4 | 60 | L7 | no | HPLC Column | SS | 25 x 2,0 mm
Superspher | 0203C087SS040 | MERCK Superspher 60 RP Select B 4µm packed by BISCHOFF | C8 | 25 | 3 | 4 | 60 | L7 | no | HPLC Column | SS | 25 x 3,0 mm
Superspher | 0204C087SS040 | MERCK Superspher 60 RP Select B 4µm packed by BISCHOFF | C8 | 25 | 4 | 4 | 60 | L7 | no | HPLC Column | SS | 25 x 4,0 mm
Superspher | 0246C087SS040 | MERCK Superspher 60 RP Select B 4µm packed by BISCHOFF | C8 | 25 | 4.6 | 4 | 60 | L7 | no | HPLC Column | SS | 25 x 4,6 mm
Superspher | 0302C087SS040 | MERCK Superspher 60 RP Select B 4µm packed by BISCHOFF | C8 | 30 | 2 | 4 | 60 | L7 | no | HPLC Column | SS | 30 x 2,0 mm
Superspher | 0303C087SS040 | MERCK Superspher 60 RP Select B 4µm packed by BISCHOFF | C8 | 30 | 3 | 4 | 60 | L7 | no | HPLC Column | SS | 30 x 3,0 mm
Superspher | 0304C087SS040 | MERCK Superspher 60 RP Select B 4µm packed by BISCHOFF | C8 | 30 | 4 | 4 | 60 | L7 | no | HPLC Column | SS | 30 x 4,0 mm
Superspher | 0346C087SS040 | MERCK Superspher 60 RP Select B 4µm packed by BISCHOFF | C8 | 30 | 4.6 | 4 | 60 | L7 | no | HPLC Column | SS | 30 x 4,6 mm
Superspher | 0402C087SS040 | MERCK Superspher 60 RP Select B 4µm packed by BISCHOFF | C8 | 33 | 2 | 4 | 60 | L7 | no | HPLC Column | SS | 33 x 2,0 mm
Superspher | 0403C087SS040 | MERCK Superspher 60 RP Select B 4µm packed by BISCHOFF | C8 | 33 | 3 | 4 | 60 | L7 | no | HPLC Column | SS | 33 x 3,0 mm
Superspher | 0404C087SS040 | MERCK Superspher 60 RP Select B 4µm packed by BISCHOFF | C8 | 33 | 4 | 4 | 60 | L7 | no | HPLC Column | SS | 33 x 4,0 mm
Superspher | 0446C087SS040 | MERCK Superspher 60 RP Select B 4µm packed by BISCHOFF | C8 | 33 | 4.6 | 4 | 60 | L7 | no | HPLC Column | SS | 33 x 4,6 mm
Superspher | A402C087SS040 | MERCK Superspher 60 RP Select B 4µm packed by BISCHOFF | C8 | 40 | 2 | 4 | 60 | L7 | no | HPLC Column | SS | 40 x 2,0 mm
Superspher | A403C087SS040 | MERCK Superspher 60 RP Select B 4µm packed by BISCHOFF | C8 | 40 | 3 | 4 | 60 | L7 | no | HPLC Column | SS | 40 x 3,0 mm
Superspher | A404C087SS040 | MERCK Superspher 60 RP Select B 4µm packed by BISCHOFF | C8 | 40 | 4 | 4 | 60 | L7 | no | HPLC Column | SS | 40 x 4,0 mm
Superspher | A446C087SS040 | MERCK Superspher 60 RP Select B 4µm packed by BISCHOFF | C8 | 40 | 4.6 | 4 | 60 | L7 | no | HPLC Column | SS | 40 x 4,6 mm
Superspher | 0502C087SS040 | MERCK Superspher 60 RP Select B 4µm packed by BISCHOFF | C8 | 50 | 2 | 4 | 60 | L7 | no | HPLC Column | SS | 50 x 2,0 mm
Superspher | 0503C087SS040 | MERCK Superspher 60 RP Select B 4µm packed by BISCHOFF | C8 | 50 | 3 | 4 | 60 | L7 | no | HPLC Column | SS | 50 x 3,0 mm
Superspher | 0504C087SS040 | MERCK Superspher 60 RP Select B 4µm packed by BISCHOFF | C8 | 50 | 4 | 4 | 60 | L7 | no | HPLC Column | SS | 50 x 4,0 mm
Superspher | 0546C087SS040 | MERCK Superspher 60 RP Select B 4µm packed by BISCHOFF | C8 | 50 | 4.6 | 4 | 60 | L7 | no | HPLC Column | SS | 50 x 4,6 mm
Superspher | 0602C087SS040 | MERCK Superspher 60 RP Select B 4µm packed by BISCHOFF | C8 | 53 | 2 | 4 | 60 | L7 | no | HPLC Column | SS | 53 x 2,0 mm
Superspher | 0603C087SS040 | MERCK Superspher 60 RP Select B 4µm packed by BISCHOFF | C8 | 53 | 3 | 4 | 60 | L7 | no | HPLC Column | SS | 53 x 3,0 mm
Superspher | 0604C087SS040 | MERCK Superspher 60 RP Select B 4µm packed by BISCHOFF | C8 | 53 | 4 | 4 | 60 | L7 | no | HPLC Column | SS | 53 x 4,0 mm
Superspher | 0646C087SS040 | MERCK Superspher 60 RP Select B 4µm packed by BISCHOFF | C8 | 53 | 4.6 | 4 | 60 | L7 | no | HPLC Column | SS | 53 x 4,6 mm
Superspher | A602C087SS040 | MERCK Superspher 60 RP Select B 4µm packed by BISCHOFF | C8 | 60 | 2 | 4 | 60 | L7 | no | HPLC Column | SS | 60 x 2,0 mm
Superspher | A603C087SS040 | MERCK Superspher 60 RP Select B 4µm packed by BISCHOFF | C8 | 60 | 3 | 4 | 60 | L7 | no | HPLC Column | SS | 60 x 3,0 mm
Superspher | A604C087SS040 | MERCK Superspher 60 RP Select B 4µm packed by BISCHOFF | C8 | 60 | 4 | 4 | 60 | L7 | no | HPLC Column | SS | 60 x 4,0 mm
Superspher | A646C087SS040 | MERCK Superspher 60 RP Select B 4µm packed by BISCHOFF | C8 | 60 | 4.6 | 4 | 60 | L7 | no | HPLC Column | SS | 60 x 4,6 mm
Superspher | 0702C087SS040 | MERCK Superspher 60 RP Select B 4µm packed by BISCHOFF | C8 | 75 | 2 | 4 | 60 | L7 | no | HPLC Column | SS | 75 x 2,0 mm
Superspher | 0703C087SS040 | MERCK Superspher 60 RP Select B 4µm packed by BISCHOFF | C8 | 75 | 3 | 4 | 60 | L7 | no | HPLC Column | SS | 75 x 3,0 mm
Superspher | 0704C087SS040 | MERCK Superspher 60 RP Select B 4µm packed by BISCHOFF | C8 | 75 | 4 | 4 | 60 | L7 | no | HPLC Column | SS | 75 x 4,0 mm
Superspher | 0746C087SS040 | MERCK Superspher 60 RP Select B 4µm packed by BISCHOFF | C8 | 75 | 4.6 | 4 | 60 | L7 | no | HPLC Column | SS | 75 x 4,6 mm
Superspher | 1002C087SS040 | MERCK Superspher 60 RP Select B 4µm packed by BISCHOFF | C8 | 100 | 2 | 4 | 60 | L7 | no | HPLC Column | SS | 100 x 2,0 mm
Superspher | 1003C087SS040 | MERCK Superspher 60 RP Select B 4µm packed by BISCHOFF | C8 | 100 | 3 | 4 | 60 | L7 | no | HPLC Column | SS | 100 x 3,0 mm
Superspher | 1004C087SS040 | MERCK Superspher 60 RP Select B 4µm packed by BISCHOFF | C8 | 100 | 4 | 4 | 60 | L7 | no | HPLC Column | SS | 100 x 4,0 mm
Superspher | 1046C087SS040 | MERCK Superspher 60 RP Select B 4µm packed by BISCHOFF | C8 | 100 | 4.6 | 4 | 60 | L7 | no | HPLC Column | SS | 100 x 4,6 mm
Superspher | 1202C087SS040 | MERCK Superspher 60 RP Select B 4µm packed by BISCHOFF | C8 | 125 | 2 | 4 | 60 | L7 | no | HPLC Column | SS | 125 x 2,0 mm
Superspher | 1203C087SS040 | MERCK Superspher 60 RP Select B 4µm packed by BISCHOFF | C8 | 125 | 3 | 4 | 60 | L7 | no | HPLC Column | SS | 125 x 3,0 mm
Superspher | 1204C087SS040 | MERCK Superspher 60 RP Select B 4µm packed by BISCHOFF | C8 | 125 | 4 | 4 | 60 | L7 | no | HPLC Column | SS | 125 x 4,0 mm
Superspher | 1246C087SS040 | MERCK Superspher 60 RP Select B 4µm packed by BISCHOFF | C8 | 125 | 4.6 | 4 | 60 | L7 | no | HPLC Column | SS | 125 x 4,6 mm
Superspher | 1502C087SS040 | MERCK Superspher 60 RP Select B 4µm packed by BISCHOFF | C8 | 150 | 2 | 4 | 60 | L7 | no | HPLC Column | SS | 150 x 2,0 mm
Superspher | 1503C087SS040 | MERCK Superspher 60 RP Select B 4µm packed by BISCHOFF | C8 | 150 | 3 | 4 | 60 | L7 | no | HPLC Column | SS | 150 x 3,0 mm
Superspher | 1504C087SS040 | MERCK Superspher 60 RP Select B 4µm packed by BISCHOFF | C8 | 150 | 4 | 4 | 60 | L7 | no | HPLC Column | SS | 150 x 4,0 mm
Superspher | 1546C087SS040 | MERCK Superspher 60 RP Select B 4µm packed by BISCHOFF | C8 | 150 | 4.6 | 4 | 60 | L7 | no | HPLC Column | SS | 150 x 4,6 mm
Superspher | 2002C087SS040 | MERCK Superspher 60 RP Select B 4µm packed by BISCHOFF | C8 | 200 | 2 | 4 | 60 | L7 | no | HPLC Column | SS | 200 x 2,0 mm
Superspher | 2003C087SS040 | MERCK Superspher 60 RP Select B 4µm packed by BISCHOFF | C8 | 200 | 3 | 4 | 60 | L7 | no | HPLC Column | SS | 200 x 3,0 mm
Superspher | 2004C087SS040 | MERCK Superspher 60 RP Select B 4µm packed by BISCHOFF | C8 | 200 | 4 | 4 | 60 | L7 | no | HPLC Column | SS | 200 x 4,0 mm
Superspher | 2046C087SS040 | MERCK Superspher 60 RP Select B 4µm packed by BISCHOFF | C8 | 200 | 4.6 | 4 | 60 | L7 | no | HPLC Column | SS | 200 x 4,6 mm
Superspher | 2502C087SS040 | MERCK Superspher 60 RP Select B 4µm packed by BISCHOFF | C8 | 250 | 2 | 4 | 60 | L7 | no | HPLC Column | SS | 250 x 2,0 mm
Superspher | 2503C087SS040 | MERCK Superspher 60 RP Select B 4µm packed by BISCHOFF | C8 | 250 | 3 | 4 | 60 | L7 | no | HPLC Column | SS | 250 x 3,0 mm
Superspher | 2504C087SS040 | MERCK Superspher 60 RP Select B 4µm packed by BISCHOFF | C8 | 250 | 4 | 4 | 60 | L7 | no | HPLC Column | SS | 250 x 4,0 mm
Superspher | 2546C087SS040 | MERCK Superspher 60 RP Select B 4µm packed by BISCHOFF | C8 | 250 | 4.6 | 4 | 60 | L7 | no | HPLC Column | SS | 250 x 4,6 mm
Superspher | 3002C087SS040 | MERCK Superspher 60 RP Select B 4µm packed by BISCHOFF | C8 | 300 | 2 | 4 | 60 | L7 | no | HPLC Column | SS | 300 x 2,0 mm
Superspher | 3003C087SS040 | MERCK Superspher 60 RP Select B 4µm packed by BISCHOFF | C8 | 300 | 3 | 4 | 60 | L7 | no | HPLC Column | SS | 300 x 3,0 mm
Superspher | 3004C087SS040 | MERCK Superspher 60 RP Select B 4µm packed by BISCHOFF | C8 | 300 | 4 | 4 | 60 | L7 | no | HPLC Column | SS | 300 x 4,0 mm
Superspher | 3046C087SS040 | MERCK Superspher 60 RP Select B 4µm packed by BISCHOFF | C8 | 300 | 4.6 | 4 | 60 | L7 | no | HPLC Column | SS | 300 x 4,6 mm
Superspher | 01P4C087SS040 | MERCK Superspher 60 RP Select B 4µm packed by BISCHOFF | C8 | 14 | 4 | 4 | 60 | L7 | no | HPLC Column | PEEK | 14 x 4,0 mm
Superspher | A2P4C087SS040 | MERCK Superspher 60 RP Select B 4µm packed by BISCHOFF | C8 | 20 | 4 | 4 | 60 | L7 | no | HPLC Column | PEEK | 20 x 4,0 mm
Superspher | 02P4C087SS040 | MERCK Superspher 60 RP Select B 4µm packed by BISCHOFF | C8 | 25 | 4 | 4 | 60 | L7 | no | HPLC Column | PEEK | 25 x 4,0 mm
Superspher | 03P4C087SS040 | MERCK Superspher 60 RP Select B 4µm packed by BISCHOFF | C8 | 30 | 4 | 4 | 60 | L7 | no | HPLC Column | PEEK | 30 x 4,0 mm
Superspher | 04P4C087SS040 | MERCK Superspher 60 RP Select B 4µm packed by BISCHOFF | C8 | 33 | 4 | 4 | 60 | L7 | no | HPLC Column | PEEK | 33 x 4,0 mm
Superspher | A4P4C087SS040 | MERCK Superspher 60 RP Select B 4µm packed by BISCHOFF | C8 | 40 | 4 | 4 | 60 | L7 | no | HPLC Column | PEEK | 40 x 4,0 mm
Superspher | 05P4C087SS040 | MERCK Superspher 60 RP Select B 4µm packed by BISCHOFF | C8 | 50 | 4 | 4 | 60 | L7 | no | HPLC Column | PEEK | 50 x 4,0 mm
Superspher | 06P4C087SS040 | MERCK Superspher 60 RP Select B 4µm packed by BISCHOFF | C8 | 53 | 4 | 4 | 60 | L7 | no | HPLC Column | PEEK | 53 x 4,0 mm
Superspher | A6P4C087SS040 | MERCK Superspher 60 RP Select B 4µm packed by BISCHOFF | C8 | 60 | 4 | 4 | 60 | L7 | no | HPLC Column | PEEK | 60 x 4,0 mm
Superspher | 07P4C087SS040 | MERCK Superspher 60 RP Select B 4µm packed by BISCHOFF | C8 | 75 | 4 | 4 | 60 | L7 | no | HPLC Column | PEEK | 75 x 4,0 mm
Superspher | 10P4C087SS040 | MERCK Superspher 60 RP Select B 4µm packed by BISCHOFF | C8 | 100 | 4 | 4 | 60 | L7 | no | HPLC Column | PEEK | 100 x 4,0 mm
Superspher | 12P4C087SS040 | MERCK Superspher 60 RP Select B 4µm packed by BISCHOFF | C8 | 125 | 4 | 4 | 60 | L7 | no | HPLC Column | PEEK | 125 x 4,0 mm
Superspher | 15P4C087SS040 | MERCK Superspher 60 RP Select B 4µm packed by BISCHOFF | C8 | 150 | 4 | 4 | 60 | L7 | no | HPLC Column | PEEK | 150 x 4,0 mm
Superspher | 20P4C087SS040 | MERCK Superspher 60 RP Select B 4µm packed by BISCHOFF | C8 | 200 | 4 | 4 | 60 | L7 | no | HPLC Column | PEEK | 200 x 4,0 mm
Superspher | 25P4C087SS040 | MERCK Superspher 60 RP Select B 4µm packed by BISCHOFF | C8 | 250 | 4 | 4 | 60 | L7 | no | HPLC Column | PEEK | 250 x 4,0 mm
Superspher | 30P4C087SS040 | MERCK Superspher 60 RP Select B 4µm packed by BISCHOFF | C8 | 300 | 4 | 4 | 60 | L7 | no | HPLC Column | PEEK | 300 x 4,0 mm
Superspher | 6305C087SS040 | MERCK Superspher 60 RP Select B 4µm packed by BISCHOFF | C8 | 5 | 4 | 4 | 60 | L7 | no | Cartridges (5 pcs.) | SS | 5 x 4,0 mm
Superspher | 6301C087SS040 | MERCK Superspher 60 RP Select B 4µm packed by BISCHOFF | C8 | 10 | 4 | 4 | 60 | L7 | no | Cartridges (5 pcs.) | SS | 10 x 4,0 mm
Superspher | 6302C087SS040 | MERCK Superspher 60 RP Select B 4µm packed by BISCHOFF | C8 | 20 | 4 | 4 | 60 | L7 | no | Cartridges (5 pcs.) | SS | 20 x 4,0 mm
Superspher | 63P1C087SS040 | MERCK Superspher 60 RP Select B 4µm packed by BISCHOFF | C8 | 10 | 4 | 4 | 60 | L7 | no | Cartridges (5 pcs.) | PEEK | 10 x 4,0 mm
Superspher | 63P2C087SS040 | MERCK Superspher 60 RP Select B 4µm packed by BISCHOFF | C8 | 20 | 4 | 4 | 60 | L7 | no | Cartridges (5 pcs.) | PEEK | 20 x 4,0 mm
Superspher | 6335C087SS040 | MERCK Superspher 60 RP Select B 4µm packed by BISCHOFF | C8 | 5 | 3 | 4 | 60 | L7 | no | Cartridges (5 pcs.) | SS | 5 x 3,0 mm
Superspher | 6331C087SS040 | MERCK Superspher 60 RP Select B 4µm packed by BISCHOFF | C8 | 10 | 3 | 4 | 60 | L7 | no | Cartridges (5 pcs.) | SS | 10 x 3,0 mm
Superspher | 6332C087SS040 | MERCK Superspher 60 RP Select B 4µm packed by BISCHOFF | C8 | 20 | 3 | 4 | 60 | L7 | no | Cartridges (5 pcs.) | SS | 20 x 3,0 mm
Superspher | 6325C087SS040 | MERCK Superspher 60 RP Select B 4µm packed by BISCHOFF | C8 | 5 | 2 | 4 | 60 | L7 | no | Cartridges (5 pcs.) | SS | 5 x 2,0 mm
Superspher | 6321C087SS040 | MERCK Superspher 60 RP Select B 4µm packed by BISCHOFF | C8 | 10 | 2 | 4 | 60 | L7 | no | Cartridges (5 pcs.) | SS | 10 x 2,0 mm
Superspher | 6322C087SS040 | MERCK Superspher 60 RP Select B 4µm packed by BISCHOFF | C8 | 20 | 2 | 4 | 60 | L7 | no | Cartridges (5 pcs.) | SS | 20 x 2,0 mm
Bischoff | 01020000 | Empty column, complete |  | 14 | 2 |  |  |  |  | Empty column | SS | 14 x 2,0 mm
Bischoff | 01030000 | Empty column, complete |  | 14 | 3 |  |  |  |  | Empty column | SS | 14 x 3,0 mm
Bischoff | 01040000 | Empty column, complete |  | 14 | 4 |  |  |  |  | Empty column | SS | 14 x 4,0 mm
Bischoff | 01460000 | Empty column, complete |  | 14 | 4.6 |  |  |  |  | Empty column | SS | 14 x 4,6 mm
Bischoff | 02020000 | Empty column, complete |  | 20 | 2 |  |  |  |  | Empty column | SS | 20 x 2,0 mm
Bischoff | 02030000 | Empty column, complete |  | 20 | 3 |  |  |  |  | Empty column | SS | 20 x 3,0 mm
Bischoff | 02040000 | Empty column, complete |  | 20 | 4 |  |  |  |  | Empty column | SS | 20 x 4,0 mm
Bischoff | 02460000 | Empty column, complete |  | 20 | 4.6 |  |  |  |  | Empty column | SS | 20 x 4,6 mm
Bischoff | A2020000 | Empty column, complete |  | 25 | 2 |  |  |  |  | Empty column | SS | 25 x 2,0 mm
Bischoff | A2460000 | Empty column, complete |  | 25 | 4.6 |  |  |  |  | Empty column | SS | 25 x 4,6 mm
Bischoff | 03020000 | Empty column, complete |  | 30 | 2 |  |  |  |  | Empty column | SS | 30 x 2,0 mm
Bischoff | 03030000 | Empty column, complete |  | 30 | 3 |  |  |  |  | Empty column | SS | 30 x 3,0 mm
Bischoff | 03040000 | Empty column, complete |  | 30 | 4 |  |  |  |  | Empty column | SS | 30 x 4,0 mm
Bischoff | 03460000 | Empty column, complete |  | 30 | 4.6 |  |  |  |  | Empty column | SS | 30 x 4,6 mm
Bischoff | 04020000 | Empty column, complete |  | 33 | 2 |  |  |  |  | Empty column | SS | 33 x 2,0 mm
Bischoff | 04030000 | Empty column, complete |  | 33 | 3 |  |  |  |  | Empty column | SS | 33 x 3,0 mm
Bischoff | 04040000 | Empty column, complete |  | 33 | 4 |  |  |  |  | Empty column | SS | 33 x 4,0 mm
Bischoff | 04460000 | Empty column, complete |  | 33 | 4.6 |  |  |  |  | Empty column | SS | 33 x 4,6 mm
Bischoff | A4020000 | Empty column, complete |  | 40 | 2 |  |  |  |  | Empty column | SS | 40 x 2,0 mm
Bischoff | A4040000 | Empty column, complete |  | 40 | 4 |  |  |  |  | Empty column | SS | 40 x 4,0 mm
Bischoff | A4460000 | Empty column, complete |  | 40 | 4.6 |  |  |  |  | Empty column | SS | 40 x 4,6 mm
Bischoff | 06020000 | Empty column, complete |  | 53 | 2 |  |  |  |  | Empty column | SS | 53 x 2,0 mm
Bischoff | 06030000 | Empty column, complete |  | 53 | 3 |  |  |  |  | Empty column | SS | 53 x 3,0 mm
Bischoff | 06040000 | Empty column, complete |  | 53 | 4 |  |  |  |  | Empty column | SS | 53 x 4,0 mm
Bischoff | 06460000 | Empty column, complete |  | 53 | 4.6 |  |  |  |  | Empty column | SS | 53 x 4,6 mm
Bischoff | A6020000 | Empty column, complete |  | 60 | 2 |  |  |  |  | Empty column | SS | 60 x 2,0 mm
Bischoff | A6030000 | Empty column, complete |  | 60 | 3 |  |  |  |  | Empty column | SS | 60 x 3,0 mm
Bischoff | A6040000 | Empty column, complete |  | 60 | 4 |  |  |  |  | Empty column | SS | 60 x 4,0 mm
Bischoff | 07020000 | Empty column, complete |  | 75 | 2 |  |  |  |  | Empty column | SS | 75 x 2,0 mm
Bischoff | 07030000 | Empty column, complete |  | 75 | 3 |  |  |  |  | Empty column | SS | 75 x 3,0 mm
Bischoff | 07030000 | Empty column, complete |  | 75 | 4 |  |  |  |  | Empty column | SS | 75 x 4,0 mm
Bischoff | 07460000 | Empty column, complete |  | 75 | 4.6 |  |  |  |  | Empty column | SS | 75 x 4,6 mm
Bischoff | 10020000 | Empty column, complete |  | 100 | 2 |  |  |  |  | Empty column | SS | 100 x 2,0 mm
Bischoff | 10030000 | Empty column, complete |  | 100 | 3 |  |  |  |  | Empty column | SS | 100 x 3,0 mm
Bischoff | 10040000 | Empty column, complete |  | 100 | 4 |  |  |  |  | Empty column | SS | 100 x 4,0 mm
Bischoff | 10460000 | Empty column, complete |  | 100 | 4.6 |  |  |  |  | Empty column | SS | 100 x 4,6 mm
Bischoff | 12020000 | Empty column, complete |  | 125 | 2 |  |  |  |  | Empty column | SS | 125 x 2,0 mm
Bischoff | 12030000 | Empty column, complete |  | 125 | 3 |  |  |  |  | Empty column | SS | 125 x 3,0 mm
Bischoff | 12040000 | Empty column, complete |  | 125 | 4 |  |  |  |  | Empty column | SS | 125 x 4,0 mm
Bischoff | 12460000 | Empty column, complete |  | 125 | 4.6 |  |  |  |  | Empty column | SS | 125 x 4,6 mm
Bischoff | 15020000 | Empty column, complete |  | 150 | 2 |  |  |  |  | Empty column | SS | 150 x 2,0 mm
Bischoff | 15020000 | Empty column, complete |  | 150 | 3 |  |  |  |  | Empty column | SS | 150 x 3,0 mm
Bischoff | 15040000 | Empty column, complete |  | 150 | 4 |  |  |  |  | Empty column | SS | 150 x 4,0 mm
Bischoff | 15460000 | Empty column, complete |  | 150 | 4.6 |  |  |  |  | Empty column | SS | 150 x 4,6 mm
Bischoff | 20020000 | Empty column, complete |  | 200 | 2 |  |  |  |  | Empty column | SS | 200 x 2,0 mm
Bischoff | 20030000 | Empty column, complete |  | 200 | 3 |  |  |  |  | Empty column | SS | 200 x 3,0 mm
Bischoff | 20040000 | Empty column, complete |  | 200 | 4 |  |  |  |  | Empty column | SS | 200 x 4,0 mm
Bischoff | 20460000 | Empty column, complete |  | 200 | 4.6 |  |  |  |  | Empty column | SS | 200 x 4,6 mm
Bischoff | 25020000 | Empty column, complete |  | 25 | 2 |  |  |  |  | Empty column | SS | 250 x 2,0 mm
Bischoff | 25030000 | Empty column, complete |  | 250 | 3 |  |  |  |  | Empty column | SS | 250 x 3,0 mm
Bischoff | 25040000 | Empty column, complete |  | 250 | 4 |  |  |  |  | Empty column | SS | 250 x 4,0 mm
Bischoff | 25460000 | Empty column, complete |  | 250 | 4.6 |  |  |  |  | Empty column | SS | 250 x 4,6 mm
Bischoff | 30020000 | Empty column, complete |  | 300 | 2 |  |  |  |  | Empty column | SS | 300 x 2,0 mm
Bischoff | 30030000 | Empty column, complete |  | 300 | 3 |  |  |  |  | Empty column | SS | 300 x 3,0 mm
Bischoff | 30040000 | Empty column, complete |  | 300 | 4 |  |  |  |  | Empty column | PEEK | 300 x 4,0 mm
Bischoff | 30460000 | Empty column, complete |  | 300 | 4.6 |  |  |  |  | Empty column | PEEK | 300 x 4,6 mm
Bischoff | 04P40000 | Empty column, complete |  | 33 | 4 |  |  |  |  | Empty column | PEEK | 33 x 4,0 mm
Bischoff | 06P40000 | Empty column, complete |  | 53 | 4 |  |  |  |  | Empty column | PEEK | 53 x 4,0 mm
Bischoff | 10P40000 | Empty column, complete |  | 100 | 4 |  |  |  |  | Empty column | PEEK | 100 x 4,0 mm
Bischoff | 12P40000 | Empty column, complete |  | 125 | 4 |  |  |  |  | Empty column | PEEK | 125 x 4,0 mm
Bischoff | 15P40000 | Empty column, complete |  | 150 | 4 |  |  |  |  | Empty column | PEEK | 150 x 4,0 mm
Bischoff | 20P40000 | Empty column, complete |  | 200 | 4 |  |  |  |  | Empty column | PEEK | 200 x 4,0 mm
Bischoff | 25P40000 | Empty column, complete |  | 250 | 4 |  |  |  |  | Empty column | PEEK | 250 x 4,0 mm
Bischoff | 30P40000 | Empty column, complete |  | 300 | 4 |  |  |  |  | Empty column | PEEK | 300 x 4,0 mm
Bischoff | 15020508 | Guard cartridge holder 10 mm/ 20mm - direct coupling | [7 empty] | Guard Holder | SS
Bischoff | 15010508 | Guard cartridge holder 10 mm - direct coupling | [7 empty] | Guard Holder | SS
Bischoff | 15020516 | Guard cartridge holder 5 mm - stand-alone model | [7 empty] | Guard Holder | SS
Bischoff | 15020515 | Guard cartridge holder 10 mm - stand-alone model | [7 empty] | Guard Holder | SS
Bischoff | 15020525 | Guard cartridge holder 20 mm - stand-alone model | [7 empty] | Guard Holder | SS
Bischoff | 20041812PK | Guard cartridge holder PEEK 10 mm/ 20mm - direct coupling | [7 empty] | Guard Holder | PEEK
Bischoff | 12080000 | Column head nut M8 x 0,75 | [7 empty] | Accessories | SS
Bischoff | 12160000A | Fittingadapter analytical | [7 empty] | Accessories | SS
Bischoff | 02087500 | Connecting nut to couple two analytical columns | [7 empty] | Accessories | SS
Bischoff | 55061001 | ZDV connector, stainless steel to couple two analytical columns | [7 empty] | Accessories | SS
Bischoff | 12050020 | Column end-stoppers 10-32, Nylon green, Pack of 20 pieces | [7 empty] | Accessories | Nylon
Bischoff | 12550812 | Sieve-filter sandwich 8 sieves, 12 glass fiber filters | [7 empty] | Accessories
Bischoff | 12558012 | Sieve-filter sandwich 80 sieves, 120 glass fiber filters | [7 empty] | Accessories
Bischoff | 12570250 | Glass fiber filters Pack of 250 pieces | [7 empty] | Accessories
Bischoff | 12540010 | Sieves, stainl.st. 5 µm, Ø 5,4 mm Pack of 10 pieces | [7 empty] | Accessories
Bischoff | 12540050 | Sieves, stainl.st. 5 µm, Ø 5,4 mm Pack of 50 pieces | [7 empty] | Accessories
Bischoff | 12540100 | Sieves, stainl.st. 5 µm, Ø 5,4 mm Pack of 100 pieces | [7 empty] | Accessories
Bischoff | 12540030 | Sieves, stainl.st. 3 µm, Ø 5,4 mm Pack of 10 pieces | [7 empty] | Accessories
Bischoff | 12540060 | Sieves, stainl.st. 3 µm, Ø 5,4 mm Pack of 50 pieces | [7 empty] | Accessories
Bischoff | 12540300 | Sieves, stainl.st. 3 µm, Ø 5,4 mm Pack of 100 pieces | [7 empty] | Accessories
Bischoff | 12550004 | PTFE sealing ring analytical Pack of 4 pieces | [7 empty] | Accessories
Bischoff | 12550020 | PTFE sealing ring analytical Pack of 20 pieces | [7 empty] | Accessories
Bischoff | 12550040 | PTFE sealing ring analytical Pack of 40 pieces | [7 empty] | Accessories
Bischoff | 12550100 | PTFE sealing ring analytical Pack of 100 pieces | [7 empty] | Accessories
Bischoff | 25120000PK | Column head nut PEEK M12x0,75 | [7 empty] | Accessories
Bischoff | 12160000PK | PEEK fitting adapter | [7 empty] | Accessories
Bischoff | 02087500PK | PEEK Connecting nut | [7 empty] | Accessories
Bischoff | 56051001PK | PEEK ZDV connector | [7 empty] | Accessories
Bischoff | 12540005PK | HDPE-Frit 0.5 µm, Ø 5,4 mm Pack of 5 pieces | [7 empty] | Accessories
Bischoff | 12540025PK | HDPE-Frit 0.5 µm, Ø 5,4 mm Pack of 25 pieces | [7 empty] | Accessories
Bischoff | 12540100PK | HDPE-Frit 0.5 µm, Ø 5,4 mm Pack of 100 pieces | [7 empty] | Accessories
Bischoff | 7010-009 | Nut 10-32, stainless steel Pack of 1 piece | [7 empty] | Accessories
Bischoff | 7010-0091 | Nut 10-32, stainless steel Pack of 10 pieces | [7 empty] | Accessories
Bischoff | 7010-0092 | Nut 10-32, stainless steel Pack of 25 pieces | [7 empty] | Accessories
Bischoff | 7010-011 | Nut 10-32, stainless steel Long, Pack of 1 piece | [7 empty] | Accessories
Bischoff | 7010-0111 | Nut 10-32, stainless steel Long, Pack of 10 pieces | [7 empty] | Accessories
Bischoff | 7010-0112 | Nut 10-32, stainless steel Long, Pack of 25 pieces | [7 empty] | Accessories
Bischoff | 12001601 | Ferrule for 1/16" Pack of 1 piece | [7 empty] | Accessories
Bischoff | 12001610 | Ferrule for 1/16" Pack of 10 pieces | [7 empty] | Accessories
Bischoff | 12001650 | Ferrule for 1/16" Pack of 50 pieces | [7 empty] | Accessories
Bischoff | 12001600 | Ferrule for 1/16" Pack of 100 pieces | [7 empty] | Accessories
Bischoff | 1204E440EV070 | Enviro-PHE 100-7-C18 | C18 | 125 | 4 | 7 | 100 |  |  | HPLC Column | SS | 125 x 4,0 mm
Bischoff | 1203E440EV070 | Enviro-PHE 100-7-C18 | C18 | 125 | 3 | 7 | 100 |  |  | HPLC Column | SS | 125 x 3,0 mm
Bischoff | 1202E440EV070 | Enviro-PHE 100-7-C18 | C18 | 125 | 2 | 7 | 100 |  |  | HPLC Column | SS | 125 x 2,0 mm
Bischoff | 2504E440EV070 | Enviro-PHE 100-7-C18 | C18 | 250 | 4 | 7 | 100 |  |  | HPLC Column | SS | 250 x 4,0 mm
Bischoff | 2503E440EV070 | Enviro-PHE 100-7-C18 | C18 | 250 | 3 | 7 | 100 |  |  | HPLC Column | SS | 250 x 3,0 mm
Bischoff | 2502E440EV070 | Enviro-PHE 100-7-C18 | C18 | 250 | 2 | 7 | 100 |  |  | HPLC Column | SS | 250 x 2,0 mm
Bischoff | 2504E430EV050 | Enviro-PES 100-5-C18 | C18 | 250 | 4 | 5 | 100 |  |  | HPLC Column | SS | 250 x 4,0 mm
Bischoff | 2503E430EV050 | Enviro-PES 100-5-C18 | C18 | 250 | 3 | 5 | 100 |  |  | HPLC Column | SS | 250 x 3,0 mm
Bischoff | 2502E430EV050 | Enviro-PES 100-5-C18 | C18 | 250 | 2 | 5 | 100 |  |  | HPLC Column | SS | 250 x 2,0 mm
Bischoff | 1204E420EV060 | Enviro-PAH 100-6-C18 | C18 | 250 | 4 | 6 | 100 |  |  | HPLC Column | SS | 250 x 4,0 mm
Bischoff | 1203E420EV060 | Enviro-PAH 100-6-C18 | C18 | 125 | 3 | 6 | 100 |  |  | HPLC Column | SS | 125 x 3,0 mm
Bischoff | 1202E420EV060 | Enviro-PAH 100-6-C18 | C18 | 125 | 2 | 6 | 100 |  |  | HPLC Column | SS | 125 x 2,0 mm
Bischoff | 2504E420EV060 | Enviro-PAH 100-6-C18 | C18 | 250 | 4 | 6 | 100 |  |  | HPLC Column | SS | 250 x 4,0 mm
Bischoff | 2503E420EV060 | Enviro-PAH 100-6-C18 | C18 | 250 | 3 | 6 | 100 |  |  | HPLC Column | SS | 250 x 3,0 mm
Bischoff | 2502E420EV060 | Enviro-PAH 100-6-C18 | C18 | 250 | 2 | 6 | 100 |  |  | HPLC Column | SS | 250 x 2,0 mm
Bischoff | 2504E460EV060 | Enviro-EXP 100-6-C18 | C18 | 250 | 4 | 6 | 100 |  |  | HPLC Column | SS | 250 x 4,0 mm
Bischoff | 2503E460EV060 | Enviro-EXP 100-6-C18 | C18 | 250 | 3 | 6 | 100 |  |  | HPLC Column | SS | 250 x 3,0 mm
Bischoff | 2502E460EV060 | Enviro-EXP 100-6-C18 | C18 | 250 | 2 | 6 | 100 |  |  | HPLC Column | SS | 250 x 2,0 mm
Bischoff | 2004E460EV060 | Enviro-EXP 100-6-C18 | C18 | 200 | 4 | 6 | 100 |  |  | HPLC Column | SS | 200 x 4,0 mm
Bischoff | 2003E460EV060 | Enviro-EXP 100-6-C18 | C18 | 200 | 3 | 6 | 100 |  |  | HPLC Column | SS | 200 x 3,0 mm
Bischoff | 2002E460EV060 | Enviro-EXP 100-6-C18 | C18 | 200 | 2 | 6 | 100 |  |  | HPLC Column | SS | 200 x 2,0 mm
ProntoSIL | 1204F181PS050 | ProntoSIL 120-5-Eurobond | C18 | 125 | 4 | 5 | 100 |  |  | HPLC Column | SS | 125 x 4,0 mm
ProntoSIL | 2504F181PS050 | ProntoSIL 120-5-Eurobond | C18 | 250 | 4 | 5 | 100 |  |  | HPLC Column | SS | 250 x 4,0 mm
Bischoff | 6301E440EV070 | Enviro-PHE 100-7-C18 | C18 | 10 | 4 | 7 | 100 |  |  | Cartridges (5 pcs.) | SS | 10 x 4,0 mm
Bischoff | 6331E440EV070 | Enviro-PHE 100-7-C18 | C18 | 10 | 3 | 7 | 100 |  |  | Cartridges (5 pcs.) | SS | 10 x 3,0 mm
Bischoff | 6321E440EV070 | Enviro-PHE 100-7-C18 | C18 | 10 | 2 | 7 | 100 |  |  | Cartridges (5 pcs.) | SS | 10 x 2,0 mm
Bischoff | 6301E430EV050 | Enviro-PES 100-5-C18 | C18 | 10 | 4 | 5 | 100 |  |  | Cartridges (5 pcs.) | SS | 10 x 4,0 mm
Bischoff | 6331E430EV050 | Enviro-PES 100-5-C18 | C18 | 10 | 3 | 5 | 100 |  |  | Cartridges (5 pcs.) | SS | 10 x 3,0 mm
Bischoff | 6321E430EV050 | Enviro-PES 100-5-C18 | C18 | 10 | 2 | 5 | 100 |  |  | Cartridges (5 pcs.) | SS | 10 x 2,0 mm
Bischoff | 6301E420EV060 | Enviro-PAH 100-6-C18 | C18 | 10 | 4 | 6 | 100 |  |  | Cartridges (5 pcs.) | SS | 10 x 4,0 mm
Bischoff | 6331E420EV060 | Enviro-PAH 100-6-C18 | C18 | 10 | 3 | 6 | 100 |  |  | Cartridges (5 pcs.) | SS | 10 x 3,0 mm
Bischoff | 6321E420EV060 | Enviro-PAH 100-6-C18 | C18 | 10 | 2 | 6 | 100 |  |  | Cartridges (5 pcs.) | SS | 10 x 2,0 mm
Bischoff | 6301E460EV060 | Enviro-EXP 100-6-C18 | C18 | 10 | 4 | 6 | 100 |  |  | Cartridges (5 pcs.) | SS | 10 x 4,0 mm
Bischoff | 6331E460EV060 | Enviro-EXP 100-6-C18 | C18 | 10 | 3 | 6 | 100 |  |  | Cartridges (5 pcs.) | SS | 10 x 3,0 mm
Bischoff | 6321E460EV060 | Enviro-EXP 100-6-C18 | C18 | 10 | 2 | 6 | 100 |  |  | Cartridges (5 pcs.) | SS | 10 x 2,0 mm
ProntoSIL | 6301F181PS050 | ProntoSIL 120-5-Eurobond | C18 | 10 | 4 | 5 | 100 |  |  | Cartridges (5 pcs.) | SS | 10 x 4,0 mm

## Description
Description of Phases
A. ProntoSIL
A.1. ProntoSIL Si
ProntoSIL is the silica support of BISCHOFF Chromatography. It can be used in normal phase chromatography. Due to the fact that it is manufactured under very stringent conditions the resulting silica has a purity of 99,999 %. The silica is available in several particle and pore sizes. Therefore a wide range of different possibilties, i.e. in SEC (Size Exclusion Chromatography) but also for the NP-HPLC of large molecules is given.
Stationary Phase | Code Phase | Pore Width | Particle size | Surface | %C
ProntoSIL 60-3 Si | 0000C000PS030 | 60 Å | 3 µm | 450 m2/g | -
ProntoSIL 120-3-Si | 0000F000PS030 | 120 Å | 3 µm | 300 m2/g | -
ProntoSIL 200-3-Si | 0000H000PS030 | 200 Å | 3 µm | 200 m2/g | -
ProntoSIL 300-3-Si | 0000K000PS030 | 300 Å | 3 µm | 100 m2/g | -
ProntoSIL 60-5-Si | 0000C000PS050 | 60 Å | 5 µm | 450 m2/g | -
ProntoSIL 120-5-Si | 0000F000PS050 | 120 Å | 5 µm | 300 m2/g | -
ProntoSIL 200-5-Si | 0000H000PS050 | 200 Å | 5 µm | 200 m2/g | -
ProntoSIL 300-5-Si | 0000K000PS050 | 300 Å | 5 µm | 100 m2/g | -
ProntoSIL 120-10-Si | 0000F000PS100 | 120 Å | 10 µm | 300 m2/g | -
A.2. ProntoSIL C18 ace-EPS
ProntoSIL C18 ace-EPS belongs to the new group of stationary RP-supports with polar embedded groups. The packing is very stable over a wide pH range (pH 1-10). In addition, it offers a maximum of hydrophobicity combined with a maximum of polar selectivity. The silanophilic activity of the support is very low. Ultra strong basic compounds like amitriptyline can be eluted from the column in neutral pH values with excellent symmetrical peak shapes. The main application area of these packings is in the pharmaceutical industry where the analytes often have basic or acidic groups. For the separation of these compounds these supports are showing an enhanced polar selectivity. The C18 ace-EPS - bonding type is available in several particle and pore sizes.
Stationary Phase | Code Phase | Pore Width | Particle size | Surface | %C
ProntoSIL 120-3-C18 ace-EPS | 0000F18APS030 | 120 Å | 3 µm | 300 m2/g | 18.5
ProntoSIL 200-3-C18 ace-EPS | 0000H18APS030 | 200 Å | 3 µm | 100 m2/g | 12.5
ProntoSIL 300-3-C18 ace-EPS | 0000K18APS030 | 300 Å | 3 µm | 100 m2/g | 8.5
ProntoSIL 120-5-C18 ace-EPS | 0000F18APS050 | 120 Å | 5 µm | 300 m2/g | 18.5
ProntoSIL 200-5-C18 ace-EPS | 0000H18APS050 | 200 Å | 5 µm | 200 m2/g | 12.5
ProntoSIL 300-5-C18 ace-EPS | 0000K18APS050 | 300 Å | 5 µm | 100 m2/g | 8.5
ProntoSIL 120-10-C18 ace-EPS | 0000F18APS100 | 120 Å | 10 µm | 300 m2/g | 18.5
- 4 -
A.3. ProntoSIL C18 AQ
ProntoSIL C18 AQ with its unique bonding technology has been especially developed for the use in aqueous mobile phases with an organic content below 10 %. Standard stationary phases with conventional bondings give very poor peak shapes under these chromatographic conditions due to the collapse of C18- brushes in aqueous eluents. ProntoSIL C18 AQ gives excellent peak shapes in these mobile phases resulting in enhanced selectivities. The advantages of the AQ-packings can be demonstrated in applications of polar analytes. The C18 AQ- bonding type is fully endcapped and available in several particle sizes and pore sizes of 120 Å and 200 Å.
Stationary Phase | Code Phase | Pore Width | Particle size | Surface | %C
ProntoSIL 120-3-C18 AQ | 0000F184PS030 | 120 Å | 3 µm | 300 m2/g | 14
ProntoSIL 200-3-C18 AQ | 0000H184PS030 | 200 Å | 3 µm | 200 m2/g | 9
ProntoSIL 120-5-C18 AQ | 0000F184PS050 | 120 Å | 5 µm | 300 m2/g | 14
ProntoSIL 200-5-C18 AQ | 0000H184PS050 | 200 Å | 5 µm | 200 m2/g | 9
ProntoSIL 120-10-C18 AQ | 0000F184PS100 | 120 Å | 10 µm | 300 m2/g | 14
A.4. ProntoSIL C18 AQ PLUS
In addition to ProntoSIL C18 AQ, ProntoSIL C18 AQ PLUS has been developed for the use in aqueous mobile phases with an organic content below 10 %. In comparison to ProntoSIL C18 AQ, ProntoSIL C18 AQ PLUS shows an enhanced stability at low pH’s down to pH 1. Also the packing shows excellent peak shapes in pure aqueous eluents but differs in shape selectivity compared to ProntoSIL C18 AQ. The application field for this support is mainly in combinatorial chemistry where the standard separation conditions are fast gradients from 0 – 100 % organic and where the mobile phases include 0,1 % TFA.
Stationary Phase | Code Phase | Pore Width | Particle size | Surface | %C
ProntoSIL 120-3-C18 AQ PLUS | 0000F183PS030 | 120 Å | 3 µm | 300 m2/g | 17
ProntoSIL 120-5-C18 AQ PLUS | 0000F183PS050 | 120 Å | 5 µm | 300 m2/g | 17
ProntoSIL 120-10-C18 AQ PLUS | 0000F183PS100 | 120 Å | 10 µm | 300 m2/g | 17
A.5. ProntoSIL C18 SH
ProntoSIL C18 SH is the stationary phase in the ProntoSIL line with the maximum carbon load. It is fully endcapped. Due to the carbon load it shows an excellent shape selectivity and stability even at pH 1. The C18 SH-bonding type is available with pore size 120 Å and in several particle sizes.
Stationary Phase | Code Phase | Pore Width | Particle size | Surface | %C
ProntoSIL 120-3-C18 SH | 0000F180PS030 | 120 Å | 3 µm | 300 m2/g | 17
ProntoSIL 200-3-C18 SH | 0000H180PS030 | 200 Å | 3 µm | 200 m2/g | 12
ProntoSIL 120-5-C18 SH | 0000F180PS050 | 120 Å | 5 µm | 300 m2/g | 17
ProntoSIL 200-5-C18 SH | 0000H180PS050 | 200 Å | 5 µm | 200 m2/g | 12
ProntoSIL 120-10-C18 SH | 0000F180PS100 | 120 Å | 10 µm | 300 m2/g | 17
- 5 -
A.6. ProntoSIL C18 H
ProntoSIL C18 H is the standard C18 support of BISCHOFF Chromatography. It is applicable in a wide range of RP- chromatography. The packing is fully endcapped and shows all of the excellent properties a new generation stationary phase can offer. Keeping in line with alll ProntoSIL products, this support is based on an ultra pure silica. The C18 H- bonding type is available in several particle and pore sizes. The wide pore supports show excellent properties for the separation of biomolecules like proteins and peptides.
Stationary Phase | Code Phase | Pore Width | Particle size | Surface | %C
ProntoSIL 60-3-C18 H | 0000C185PS030 | 60 Å | 3 µm | 450 m2/g | 18.5
ProntoSIL 120-3-C18 H | 0000F185PS030 | 120 Å | 3 µm | 300 m2/g | 17.5
ProntoSIL 200-3-C18 H | 0000H185PS030 | 200 Å | 3 µm | 200 m2/g | 11
ProntoSIL 300-3-C18 H | 0000K185PS030 | 300 Å | 3 µm | 100 m2/g | 7
ProntoSIL 60-5-C18 H | 0000C185PS050 | 60 Å | 5 µm | 450 m2/g | 18.5
ProntoSIL 120-5-C18 H | 0000F185PS050 | 120 Å | 5 µm | 300 m2/g | 17.5
ProntoSIL 200-5-C18 H | 0000H185PS050 | 200 Å | 5 µm | 200 m2/g | 11
ProntoSIL 300-5-C18 H | 0000K185PS050 | 300 Å | 5 µm | 100 m2/g | 7
ProntoSIL 120-10-C18 H | 0000F185PS100 | 120 Å | 10 µm | 300 m2/g | 17.5
ProntoSIL 200-10-C18 H | 0000H185PS100 | 200 Å | 10 µm | 200 m2/g | 11
A.7. ProntoSIL C8 ace-EPS
Please see the description for ProntoSIL C18 ace-EPS (A.2.). In comparison to ProntoSIL C18 ace-EPS, ProntoSIL C8 ace-EPS shows an even higher polar selectivity. Due to the shorter alkyl chain the influence of the polar group is increased.
Stationary Phase | Code Phase | Pore Width | Particle size | Surface | %C
ProntoSIL 120-3-C8 ace-EPS | 0000F08APS030 | 120 Å | 3 µm | 300 m2/g | 12
ProntoSIL 300-3-C8 ace-EPS | 0000K08APS030 | 300 Å | 5 µm | 200 m2/g | 9
ProntoSIL 120-5-C8 ace-EPS | 0000F08APS050 | 120 Å | 3 µm | 300 m2/g | 12
ProntoSIL 300-5-C8 ace-EPS | 0000K08APS050 | 300 Å | 5 µm | 200 m2/g | 9
A.8. ProntoSIL C8 SH
ProntoSIL C8 SH is a classical C8-type stationary phase. It is fully endcapped. Due to the bonding technology it shows an excellent shape selectivity and stability even at pH 1. The C8 SH-bonding type is available in several pore and particle sizes. The 300 Å packings show excellent properties for the separation of large biomolecules like proteins and peptides. The 5 µm support is also available in 60 Å. This packing shows an enhanced selectivity comparable to Lichrospher Select B from Merck.
Stationary Phase | Code Phase | Pore Width | Particle size | Surface | %C
ProntoSIL 120-3-C8 SH | 0000F080PS030 | 120 Å | 3 µm | 300 m2/g | 10
ProntoSIL 200-3-C8 SH | 0000H080PS030 | 200 Å | 3 µm | 200 m2/g | 7
ProntoSIL 300-3-C8 SH | 0000K080PS030 | 300 Å | 3 µm | 100 m2/g | 4
ProntoSIL 60-5-C8 SH | 0000C080PS050 | 60 Å | 5 µm | 450 m2/g | 12
ProntoSIL 120-5-C8 SH | 0000F080PS050 | 120 Å | 5 µm | 300 m2/g | 10
ProntoSIL 200-5-C8 SH | 0000H080PS050 | 200 Å | 5 µm | 200 m2/g | 7
ProntoSIL 300-5-C8 SH | 0000K080PS050 | 300 Å | 5 µm | 100 m2/g | 4
ProntoSIL 120-10-C8 SH | 0000F080PS100 | 120 Å | 10 µm | 300 m2/g | 10
- 6 -
A.9. ProntoSIL C4
ProntoSIL C4 is a classical C4-type stationary phase. Due to the bonding technology it shows an enhanced stability even at pH 1. The C4-packings show excellent properties for the separation of large biomolecules like proteins and peptides not only in the RP-mode but also in the HIC-mode. The C4-bonding type is available in 120 Å; 200 Å and 300 Å and particle sizes of 3 µm and 5 µm.
Stationary Phase | Code Phase | Pore Width | Particle size | Surface | %C
ProntoSIL 120-3-C4 | 0000F040PS030 | 120 Å | 3 µm | 300 m2/g | 5.5
ProntoSIL 300-3-C4 | 0000K040PS030 | 300 Å | 3 µm | 100 m2/g | 2.5
ProntoSIL 60-5-C4 | 0000C040PS050 | 60 Å | 5 µm | 450 m2/g | 7.5
ProntoSIL 120-5-C4 | 0000F040PS050 | 120 Å | 5 µm | 300 m2/g | 5.5
ProntoSIL 200-5-C4 | 0000H040PS050 | 200 Å | 5 µm | 200 m2/g | 3.5
ProntoSIL 300-5-C4 | 0000K040PS050 | 300 Å | 5 µm | 100 m2/g | 2.5
ProntoSIL 300-5-C4 (EC) | 0000K041PS050 | 300 Å | 5 µm | 100 m2/g | 3.0
A.10. ProntoSIL C1
ProntoSIL C1 is a C1 bonded phase. The C1 packing shows the lowest retention of the complete ProntoSIL line. The application area is mainly the separation of non-polar solutes. It can also be used for the separation of Proteins in the HIC-mode. Due to the bonding technology the C1-bonding type is stable down to pH 1. The packing is available in 120 Å and particle sizes of 3 and 5 µm.
Stationary Phase | Code Phase | Pore Width | Particle size | Surface | %C
ProntoSIL 120-3-C1 | 0000F010PS030 | 120 Å | 3 µm | 300 m2/g | 3
ProntoSIL 120-5-C1 | 0000F010PS050 | 120 Å | 5 µm | 300 m2/g | 3
A.11. ProntoSIL Phenyl
ProntoSIL Phenyl is a RP packing that offers different selectivities in comparison to brush type stationary phases like C18 or C8. It is fully endcapped. Due to the bonding technology it shows excellent stability even at pH 1. The ProntoSIL Phenyl packing is available in 120 Å and particle sizes of 3 µm and 5 µm. The 5 µm support is also available in 60 Å. This packing shows an enhanced selectivity and hydrophobicity.
Stationary Phase | Code Phase | Pore Width | Particle size | Surface | %C
ProntoSIL 120-3-Phenyl | 0000F050PS030 | 120 Å | 3 µm | 300 m2/g | 10
ProntoSIL 60-5-Phenyl | 0000C050PS050 | 60 Å | 5 µm | 450 m2/g | 12
ProntoSIL 120-5-Phenyl | 0000F050PS050 | 120 Å | 5 µm | 300 m2/g | 9.5
- 7 -
A.12. ProntoSIL Amino
ProntoSIL Amino is an Amino Propyl bonded phase. It can be used in three modes: NP-mode, RP-mode and IC-mode. In the NP-mode it is an alternative to the silica packings but offers different selectivities. In the RP-mode the packing is mainly used for carbohydrate analysis. In the IC-mode the bonded phase can be used as a weak anion exchanger (WAX) for the analysis of anions and organic acids. The packing shows excellent properties in Supercritical Fluid Chromatography (SFC) where dense gases (i.e. CO2) are used as mobile phases. The amino-bonding type is available in 120 Å and particle sizes of 3, 5 and 10 µm.
Stationary Phase | Code Phase | Pore Width | Particle size | Surface | %C
ProntoSIL 120-3-Amino | 0000F190PS030 | 120 Å | 3 µm | 300 m2/g | 4
ProntoSIL 60-5-Amino | 0000C190PS050 | 60 Å | 5 µm | 450 m2/g | 5
ProntoSIL 120-5-Amino | 0000F190PS050 | 120 Å | 5 µm | 300 m2/g | 4
ProntoSIL 60-10-Amino | 0000C190PS100 | 60 Å | 10 µm | 450 m2/g | 5
ProntoSIL 120-10-Amino | 0000F190PS100 | 120 Å | 10 µm | 300 m2/g | 4
A.13. ProntoSIL Amino E
ProntoSIL Amino E is an Amino Propyl bonded phase. In comparison to ProntoSIL Amino this support is fully endcapped. It can also be used in three modes: NP-mode, RP-mode and IC-mode (see ProntoSIL Amino). The packing shows excellent properties in Supercritical Fluid Chromatography (SFC) where dense gases (i.e. CO2) are used as mobile phases. Due to the fact that it is fully endcapped it is perfectly suitable for the SFC of basic compounds. ProntoSIL Amino E is only available in 120 Å and 5 µm.
Stationary Phase | Code Phase | Pore Width | Particle size | Surface | %C
ProntoSIL 120-5-Amino E | 0000F191PS050 | 120 Å | 5 µm | 300 m2/g | 5
A.14. ProntoSIL Amino H
ProntoSIL Amino H is based on an Amino Propyl bonded phase. In comparison to ProntoSIL Amino this support shows a higher hydrophobicity and a different selectivity. It can also be used in three modes: NP-mode, RP-mode and IC-mode (see ProntoSIL Amino). The packing shows a different selectivity in Supercritical Fluid Chromatography (SFC). Due to a special bonding technology it shows a higher lifetime in carbohydrate analysis in the RP-mode. The ProntoSIL Amino H is only available in 120 Å and 5 µm.
Stationary Phase | Code Phase | Pore Width | Particle size | Surface | %C
ProntoSIL 120-5-Amino H | 0000F195PS050 | 120 Å | 5 µm | 300 m2/g | 4.5
- 8 -
A.15. ProntoSIL CN
ProntoSIL CN is a cyano-propyl bonded phase. It can be used in normal phase mode and reversed phase mode. In RP-mode, the application area of ProntoSIL CN is the separation of strong basic solutes. In NP-mode, the ProntoSIL CN-support offers a complementary selectivity to the other NP-phases Silica, Amino and Diol. Due to the quick equilibration time of the CN-bonded phase it is the best choice for gradient elution in NP-mode. The CN-bonding is available in 120 Å and particle sizes of 3 and 5 µm.
Stationary Phase | Code Phase | Pore Width | Particle size | Surface | %C
ProntoSIL 120-3-CN | 0000F200PS030 | 120 Å | 3 µm | 300 m2/g | 5
ProntoSIL 120-5-CN | 0000F200PS050 | 120 Å | 5 µm | 300 m2/g | 5
ProntoSIL 120-5-CN EC | 0000F201PS050 | 120 Å | 5 µm | 300 m2/g | 6
ProntoSIL 120-5-CN | 0000F200PS050 | 120 Å | 5 µm | 300 m2/g | 5
A.16. ProntoSIL OH
ProntoSIL OH is a Diol bonded phase. The Diol packing can be used in Normal Phase (NP) and Reversed Phase (RP) Chromatography. It is also suitable for Supercritical Fluid Chromatography (SFC). The silanophilic activity is lower than that of pure silica. This is particularly advantageous in Size Exclusion Chromatography (SEC). When the Diol phase is employed in NP mode, the equilibration times are shorter than on a pure silica support, the selectivities, however, are similar. ProntoSIL OH is available in different pore sizes and particle diameters.
Stationary Phase | Code Phase | Pore Width | Particle size | Surface | %C
ProntoSIL 60-3-OH | 0000C410PS030 | 60 Å | 3 µm | 450 m2/g | 5.5
ProntoSIL 120-3-OH | 0000F410PS030 | 120 Å | 3 µm | 300 m2/g | 4
ProntoSIL 60-5-OH | 0000C410PS050 | 60 Å | 5 µm | 450 m2/g | 5.5
ProntoSIL 120-5-OH | 0000F410PS050 | 120 Å | 5 µm | 300 m2/g | 4
ProntoSIL 120-10-OH | 0000F410PS100 | 120 Å | 10 µm | 300 m2/g | 4
A.17. ProntoSIL C30
ProntoSIL C30 is a stationary phase with a high carbon load. The high coverage of the support results in a very dense bonding and in an excellent shape selectivity and stability even at pH 1. The C30-bonding type is available with several pore sizes and in several particle sizes. Especially the wide pore supports are showing an enhanced shape selectivity. The application field of the C30 packings is the separation of isomers of carotonoides and other long alkyl chain solutes that can not be separated on classical C18 columns. The 300 Å packing is also available with endcapping.
Stationary Phase | Code Phase | Pore Width | Particle size | Surface | %C
ProntoSIL 120-3-C30 | 0000F300PS030 | 120 Å | 3 µm | 300 m2/g | 25
ProntoSIL 200-3-C30 | 0000H300PS030 | 200 Å | 3 µm | 200 m2/g | 20
ProntoSIL 300-3-C30 | 0000K300PS030 | 300 Å | 3 µm | 100 m2/g | 13
ProntoSIL 120-5-C30 | 0000F300PS050 | 120 Å | 5 µm | 300 m2/g | 25
ProntoSIL 200-5-C30 | 0000H300PS050 | 200 Å | 5 µm | 200 m2/g | 20
ProntoSIL 300-5-C30 | 0000K300PS050 | 300 Å | 5 µm | 100 m2/g | 13
ProntoSIL 200-10-C30 | 0000H300PS100 | 200 Å | 10 µm | 200 m2/g | 20
ProntoSIL 300-3-C30 EC | 0000K301PS030 | 300 Å | 3 µm | 100 m2/g | 13
ProntoSIL 300-5-C30 EC | 0000K301PS050 | 300 Å | 5 µm | 100 m2/g | 13
- 9 -
A.18. ProntoSIL Enviro PHE
ProntoSIL Enviro PHE is a special stationary phase for the determination of Phenols in environmental analysis. This stationary phase was designed to meet the requirements of EPA method 604/625. In this procedure 11 Phenols have to be separated. The columns are pretested with a standard mixture described in EPA method 604/625.
Stationary Phase | Code Phase | Pore Width | Particle size | Surface | %C
ProntoSIL Enviro PHE | 0000F440PS030 | 120 Å | 3 µm | 300 m2/g | 9.5
A.19. ProntoSIL Enviro PTL
ProntoSIL Enviro PTL is a special stationary phase for the group determination of non aromatic, oaromatic, diaromatic and polyaromatic hydrocarbons in petroleum products. This stationary phase was designed to meet the requirements of European Norm prEN 12916 (June 1997). In this norm a resolution between Cyclohexane (non aromatic) and o-Xylene (mono aromatic) of minimum 7 is required. Therefore the columns packed with this stationary phases are only offered in the length of 250 mm. The columns are pretested with a standard mixture described in prEN 12916.
Stationary Phase | Code Phase | Pore Width | Particle size | Surface | %C
ProntoSIL Enviro PTL | 0000C450PS050 | 60 Å | 5 µm | 250 m2/g | 2.5
- 10 -
B. Prontosil Hypersorb, -Spheribond, -KromaPlus
B.1. ProntoSIL Hypersorb ODS
ProntoSIL Hypersorb ODS is the recommended alternative for Hypersil ODS. It is based on a type A silica and has the same bonding density like the original RP support. Due to a slightly lower acidy of the silica the silanophilic activity of the packing is a little bit lower compared to Hypersil ODS. The polarity of the surface is comparable. In the application of these stationary phases the same selectivity but better peak shape for the elution of basic compounds are observed.
Stationary Phase | Code Phase | Pore Width | Particle size | Surface | %C
ProntoSIL Hypersorb ODS | 0000F180PY030 | 120 Å | 3 µm | 170 m2/g | 9.5
ProntoSIL Hypersorb ODS | 0000F180PY050 | 120 Å | 5 µm | 170 m2/g | 9.5
More phases of type ProntoSIL Hypersorb are available. Please see page 21
B.2. ProntoSIL Spheribond ODS 1
ProntoSIL Spheribond ODS 1 is the recommended alternative for Waters Spherisorb ODS 1. It is based on a type A silica and has the same physical chemical properties and bonding density like the original RP support. The selectivity of the two packings is the same. The typical application field of this classical packing with low carbon content and high silanophilic activity is the separation of hydrophobic compounds like fat soluble vitamins.
Stationary Phase | Code Phase | Pore Width | Particle size | Surface | %C
ProntoSIL Spheribond ODS 1 | 0000D180SB030 | 80 Å | 3 µm | 220 m2/g | 7
ProntoSIL Spheribond ODS 1 | 0000D180SB050 | 80 Å | 5 µm | 220 m2/g | 7
ProntoSIL Spheribond ODS 1 | 0000D180SB100 | 80 Å | 10 µm | 220 m2/g | 7
More phases of type ProntoSIL Spheribond are available. Please see page 23
B.3. ProntoSIL Spheribond ODS 2
ProntoSIL Spheribond ODS 2 is the recommended alternative for Waters Spherisorb ODS 2. It is based on a type A silica and has the same physical chemical properties and bonding density like the original RP support. The selectivity of the two packings is the same. The typical application field of this classical packing with moderate silanophilic activity is pharmaceutical analytes. The Waters Spherisorb ODS 2 column is the most popular spherical silica support in pharmaceutical applications.
Stationary Phase | Code Phase | Pore Width | Particle size | Surface | %C
ProntoSIL Spheribond ODS 2 | 0000D181SB030 | 80 Å | 3 µm | 220 m2/g | 12
ProntoSIL Spheribond ODS 2 | 0000D181SB050 | 80 Å | 5 µm | 220 m2/g | 12
ProntoSIL Spheribond ODS 2 | 0000D181SB100 | 80 Å | 10 µm | 220 m2/g | 12
More phases of type ProntoSIL Spheribond are available. Please see page 23
- 11 -
B. 4. ProntoSIL KromaPlus C18
ProntoSIL KromaPlus is based on ProntoSIL Silica and is available for analytical and preparative HPLC. Synthesized with our special bonding technology, an ultra-pure phase with very high batch-to-batch reproducibility and high chemmical stability is obtained. The bonding type is monofunctional and the phase is end-capped. ProntoSIL KromaPlus C18 is stable from pH 1 to pH 10. Without chnaging the method, Kromasil columns can be replaced by ProntoSIL KromaPlus columns.
Stationary Phase | Code Phase | Pore Width | Particle size | Surface | %C
ProntoSIL KromaPlus C18 | 0000E180PK035 | 110 Å | 3,5 µm | 300 m2/g | 20
ProntoSIL KromaPlus C18 | 0000F180PK050 | 110 Å | 5 µm | 300 m2/g | 20
ProntoSIL KromaPlus C18 | 0000F180PK100 | 110 Å | 10 µm | 300 m2/g | 20
More phases of type ProntoSIL KromaPlus are available. Please see page 22
- 12 -
C. Other Bischoff Phases
C.1. Enviro PES
ProntoSIL Enviro PES is a special stationary phase for the determination of pesticides in environmental analysis. This stationary phase was designed to meet the requirements of German industry norm DIN 38407 F12. In this procedure 17 pesticides have to be separated. ProntoSIL Enviro PES columns are able to separate this complex mixture in less than 45 minutes. The columns are shipped pretested with the pesticide standard mixture.
Stationary Phase | Code Phase | Pore Width | Particle size | Surface | %C
Enviro PES | 0000E430EV050 | 100 Å | 5 µm | 260 m2/g | 15
C.2. HIPAK
HIPAK is the typical second generation packing of Bischoff Chromatography. It is based on a type A silica but with additional base deactiviation. This packing is our recommended alternative to Hypersil BDS. C18 and C8 bondings are offered.
Stationary Phase | Code Phase | Pore Width | Particle size | Surface | %C
HIPAK ODS AB | 0000F181HP030 | 130 Å | 3 µm | 170 m2/g | 11
HIPAK ODS AB | 0000F181HP050 | 130 Å | 5 µm | 170 m2/g | 11
HIPAK C8 AB | 0000F081HP030 | 130 Å | 3 µm | 170 m2/g | 7
HIPAK C8 AB | 0000F081HP050 | 130 Å | 5 µm | 170 m2/g | 7
C.3. PolyEncap
PolyEncap stationary phases are a family of bonded phases where the silica is polymeric encapsulated. The encapsulation is done by acrylic acid ester polymers which are additionally covalent bonded to the silica surface. This type of stationary phase offers different selectivities compared to classical bonded brush type stationary phases. The PolyEncap phases show a slightly higher pH stability in basic mobile phases (pH 10). Three different bonding chemistries are offered: Two RP packings (C4 and C18) and a weak cation exchanger (WCX). C4 with the name PolyEncap A has a comparable selectivity to a brush type C8 packing, whereas the corresponding C18 (PolyEncap B) is similar to a brush type C18 packing. PolyEncap WCX is for the separation of monovalent and bivalent cations in a single run..
Stationary Phase | Code Phase | Pore Width | Particle size | Surface | %C
PolyEncap A | 0000F040PE030 | 120 Å | 3 µm | 200 m2/g | 8
PolyEncap A | 0000F040PE050 | 120 Å | 5 µm | 200 m2/g | 8
PolyEncap A | 0000F040PE070 | 120 Å | 7 µm | 200 m2/g | 8
PolyEncap A | 0000F040PE100 | 120 Å | 10 µm | 200 m2/g | 8
PolyEncap A | 0000K040PE050 | 300 Å | 5 µm | 100 m²/g | 4
PolyEncap A | 0000K040PE100 | 300 Å | 10 µm | 100 m²/g | 4
PolyEncap B | 0000F180PE040 | 120 Å | 4 µm | 200 m2/g | 14
PolyEncap B | 0000F180PE050 | 120 Å | 5 µm | 200 m2/g | 14
PolyEncap WCX | 0000F140PE050 | 120 Å | 5 µm | 200 m2/g

## Kits
ProntoSIL Selectivity Kits for Method Optimization
Type | Components | Dimension L x ID in mm | P/N
RP-Select | ProntoSIL 120-3-C18H | 50 x 4,6
3 Columns, 3 µm | ProntoSIL 120-3-ace-EPS | 50 x 4,6 | 0546RPSEL33
| ProntoSIL 120-3-Phenyl | 50 x 4,6
RP-Select | ProntoSIL 120-5-C18H | 150 x 4,6
3 Columns, 5 µm | ProntoSIL 120-5-ace-EPS | 150 x 4,6 | 1546RPSEL35
| ProntoSIL 120-5-Phenyl | 150 x 4,6
| ProntoSIL 120-3-C1 | 50 x 4,6
RP-Select | ProntoSIL 120-3-CN | 50 x 4,6
6 Columns, 3 µm | ProntoSIL 120-3-Phenyl | 50 x 4,6 | 0546RPSEL63
| ProntoSIL 120-3-C8 SH | 50 x 4,6
| ProntoSIL 120-3-C18 H | 50 x 4,6
| ProntoSIL 120-3-ace-EPS | 50 x 4,6
| ProntoSIL 120-5-C1 | 150 x 4,6
RP-Select | ProntoSIL 120-5-CN | 150 x 4,6
6 Columns, 5 µm | ProntoSIL 120-5-Phenyl | 150 x 4,6 | 1546RPSEL65
| ProntoSIL 120-5-C8 SH | 150 x 4,6
| ProntoSIL 120-5-C18 H | 150 x 4,6
| ProntoSIL 120-5-ace-EPS | 150 x 4,6
| ProntoSIL 120-3-C18 AQ | 50 x 4,6
RP-Select C8 und C18 | ProntoSIL 120-3-C18 H | 50 x 4,6
6 Columns, 3 µm | ProntoSIL 120-3-C18 SH | 50 x 4,6 | 0546RPCSEL63
| ProntoSIL 120-3-C8 SH | 50 x 4,6
| ProntoSIL 60-3-C18 H | 50 x 4,6
| ProntoSIL 120-3-ace-EPS | 50 x 4,6
| ProntoSIL 120-5-C18 AQ | 150 x 4,6
RP-Select C8 und C18 | ProntoSIL 120-5-C18 H | 150 x 4,6
6 Columns, 5 µm | ProntoSIL 120-5-C18 SH | 150 x 4,6 | 1546RPCSEL65
| ProntoSIL 120-5-C8 SH | 150 x 4,6
| ProntoSIL 60-5-C18 H | 150 x 4,6
| ProntoSIL 120-5-ace-EPS | 150 x 4,6
Other Selectivity Kits available on request

## Special Columns
Bischoff Special Columns
Type | Stationary Phase | Dimension L x ID in mm | Part number
Hydrocarbons | ProntoSIL 60-5-Enviro-PTL | 250 x 4,6 | 2546C450PS050
Phenols (EPA Standard) | ProntoSIL 120-3-Enviro-PHE | 125 x 4,6 | 1246F440PS030
Phenols (EPA Standard) | Enviro-PHE 100-7-C18 | 125 x 4,0 | 1204E440EV070
Phenols (EPA Standard) | Enviro-PHE 100-7-C18 | 125 x 3,0 | 1203E440EV070
Phenols (EPA Standard) | Enviro-PHE 100-7-C18 | 125 x 2,0 | 1202E440EV070
Phenols (EPA Standard) | Enviro-PHE 100-7-C18 | 250 x 4,0 | 2504E440EV070
Phenols (EPA Standard) | Enviro-PHE 100-7-C18 | 250 x 3,0 | 2503E440EV070
Phenols (EPA Standard) | Enviro-PHE 100-7-C18 | 250 x 2,0 | 2502E440EV070
Pesticides | Enviro-PES 100-5-C18 | 250 x 4,0 | 2504E430EV050
Pesticides | Enviro-PES 100-5-C18 | 250 x 3,0 | 2503E430EV050
Pesticides | Enviro-PES 100-5-C18 | 250 x 2,0 | 2502E430EV050
PAH | Enviro-PAH 100-6-C18 | 250 x 4,0 | 1204E420EV060
PAH | Enviro-PAH 100-6-C18 | 125 x 3,0 | 1203E420EV060
PAH | Enviro-PAH 100-6-C18 | 125 x 2,0 | 1202E420EV060
PAH | Enviro-PAH 100-6-C18 | 250 x 4,0 | 2504E420EV060
PAH | Enviro-PAH 100-6-C18 | 250 x 3,0 | 2503E420EV060
PAH | Enviro-PAH 100-6-C18 | 250 x 2,0 | 2502E420EV060
EXP Explosives | Enviro-EXP 100-6-C18 | 250 x 4,0 | 2504E460EV060
EXP Explosives | Enviro-EXP 100-6-C18 | 250 x 3,0 | 2503E460EV060
EXP Explosives | Enviro-EXP 100-6-C18 | 250 x 2,0 | 2502E460EV060
EXP Explosives | Enviro-EXP 100-6-C18 | 200 x 4,0 | 2004E460EV060
EXP Explosives | Enviro-EXP 100-6-C18 | 200 x 3,0 | 2003E460EV060
EXP Explosives | Enviro-EXP 100-6-C18 | 200 x 2,0 | 2002E460EV060
Fmoc-Amino acids | ProntoSIL-AA-FMOC 5 µm | 250 x 4,0 | 2504F470PS050
Fmoc-Amino acids | ProntoSIL-AA-FMOC 5 µm | 250 x 3,0 | 2503F470PS050
Eurobond C18 | ProntoSIL 120-5-Eurobond | 125 x 4,0 | 1204F181PS050
Eurobond C18 | ProntoSIL 120-5-Eurobond | 250 x 4,0 | 2504F181PS050
Guard cartridges (Packages of 5) - Cartridge Holder required
Hydrocarbons | ProntoSIL 60-5-Enviro-PTL | 20 x 4,0 | 6302C450PS050
Phenols (EPA Standard) | ProntoSIL 120-3-Enviro-PHE | 10 x 4,0 | 6301F440PS030
Phenols (EPA Standard) | Enviro-PHE 100-7-C18 | 10 x 4,0 | 6301E440EV070
Phenols (EPA Standard) | Enviro-PHE 100-7-C18 | 10 x 3,0 | 6331E440EV070
Phenols (EPA Standard) | Enviro-PHE 100-7-C18 | 10 x 2,0 | 6321E440EV070
Pesticides | Enviro-PES 100-5-C18 | 10 x 4,0 | 6301E430EV050
Pesticides | Enviro-PES 100-5-C18 | 10 x 3,0 | 6331E430EV050
Pesticides | Enviro-PES 100-5-C18 | 10 x 2,0 | 6321E430EV050
PAH | Enviro-PAH 100-6-C18 | 10 x 4,0 | 6301E420EV060
PAH | Enviro-PAH 100-6-C18 | 10 x 3,0 | 6331E420EV060
PAH | Enviro-PAH 100-6-C18 | 10 x 2,0 | 6321E420EV060
EXP Explosives | Enviro-EXP 100-6-C18 | 10 x 4,0 | 6301E460EV060
EXP Explosives | Enviro-EXP 100-6-C18 | 10 x 3,0 | 6331E460EV060
EXP Explosives | Enviro-EXP 100-6-C18 | 10 x 2,0 | 6321E460EV060
Fmoc-Amino acids | ProntoSIL-AA-FMOC 5 µm | 10 x 4,0 | 6301F470PS050
Eurobond C18 | ProntoSIL 120-5-Eurobond | 10 x 4,0 | 6301F181PS050

## Empty Columns
Empty HPLC Columns
Dimension L x ID in mm | Part number | Price | Dimension L x ID in mm | Part number
14 x 2,0 | 0102 0000 | 50 | 75 x 2,0 | 0702 0000
14 x 3,0 | 0103 0000 | 50 | 75 x 3,0 | 0703 0000
14 x 4,0 | 0104 0000 | 50 | 75 x 4,0 | 0703 0000
14 x 4,6 | 0146 0000 | 50 | 75 x 4,6 | 0746 0000
20 x 2,0 | 0202 0000 | 50 | 100 x 2,0 | 1002 0000
20 x 3,0 | 0203 0000 | 50 | 100 x 3,0 | 1003 0000
20 x 4,0 | 0204 0000 | 50 | 100 x 4,0 | 1004 0000
20 x 4,6 | 0246 0000 | 50 | 100 x 4,6 | 1046 0000
25 x 2,0 | A202 0000 | 50 | 125 x 2,0 | 1202 0000
25 x 4,6 | A246 0000 | 50 | 125 x 3,0 | 1203 0000
30 x 2,0 | 0302 0000 | 50 | 125 x 4,0 | 1204 0000
30 x 3,0 | 0303 0000 | 50 | 125 x 4,6 | 1246 0000
30 x 4,0 | 0304 0000 | 50 | 150 x 2,0 | 1502 0000
30 x 4,6 | 0346 0000 | 50 | 150 x 3,0 | 1502 0000
33 x 2,0 | 0402 0000 | 50 | 150 x 4,0 | 1504 0000
33 x 3,0 | 0403 0000 | 50 | 150 x 4,6 | 1546 0000
33 x 4,0 | 0404 0000 | 50 | 200 x 2,0 | 2002 0000
33 x 4,6 | 0446 0000 | 50 | 200 x 3,0 | 2003 0000
40 x 2,0 | A402 0000 | 50 | 200 x 4,0 | 2004 0000
40 x 4,0 | A404 0000 | 50 | 200 x 4,6 | 2046 0000
40 x 4,6 | A446 0000 | 50 | 250 x 2,0 | 2502 0000
53 x 2,0 | 0602 0000 | 69 | 250 x 3,0 | 2503 0000
53 x 3,0 | 0603 0000 | 69 | 250 x 4,0 | 2504 0000
53 x 4,0 | 0604 0000 | 53 | 250 x 4,6 | 2546 0000
53 x 4,6 | 0646 0000 | 53 | 300 x 2,0 | 3002 0000
60 x 2,0 | A602 0000 | 69 | 300 x 3,0 | 3003 0000
60 x 3,0 | A603 0000 | 69 | 300 x 4,0 | 3004 0000
60 x 4,0 | A604 0000 | 53 | 300 x 4,6 | 3046 0000
All columns delivered complete with column heads, fitting adapters and sieve/filter sandwiches
ECO columns (no column head nuts, P/N e.g. 2504 0000E): less EUR 10,00
Guard cartridges, empty (Packages of 5 pieces)
5 x 2,0 | 6325 0000
5 x 3,0 | 6335 0000
5 x 4,0 | 6305 0000
10 x 2,0 | 6321 0000
10 x 3,0 | 6331 0000
10 x 4,0 | 6301 0000
20 x 2,0 | 6322 0000
20 x 3,0 | 6332 0000
20 x 4,0 | 6302 0000
10 x 4,0 PEEK | 63P1 0000
20 x 4,0 PEEK | 63P2 0000

## Guards
Guard cartridge holders and spare parts for Columns
Beschreibung |  | Part number
Guard cartridge holder - direct coupling | - for cartridges 10 mm or 20 mm - to be used with Bischoff columns only - incl. 1 nut, 1 ferrule and 1 ZDV connector | 1502 0508
Guard cartridge holder - direct coupling | - for cartridges 10 mm - to be used with Bischoff columns only - incl. 1 nut, 1 ferrule and 1 ZDV connector | 1501 0508
Guard cartridge holder - stand-alone model | - for cartridges 5 mm - to be used with any HPLC column - incl. 2 fitting adapters, 2 nuts and 2 ferrules | 1502 0516
Guard cartridge holder - stand-alone model | - for cartridges 10 mm - to be used with any HPLC column - incl. 2 fitting adapters, 2 nuts and 2 ferrules | 1502 0515
Guard cartridge holder - stand-alone model | - for cartridges 20 mm - to be used with any HPLC column - incl. 2 fitting adapters, 2 nuts and 2 ferrules | 1502 0525
Guard cartridge holder PEEK - direct coupling | - for PEEK cartridges 10 mm or 20 mm - to be used with Bischoff columns only - incl. 1 nut, 1 ferrule and 1 PEEK ZDV connector | 2004 1812PK
Inline-Filter | - Stainless steel, with exchangeable sieves 3 µm or 5 µm | 1502 1610FE
Column head nut M8 x 0,75 |  | 1208 0000
Fittingadapter analytical |  | 1216 0000A
Connecting nut | to couple two analytical columns | 0208 7500
ZDV connector, stainless steel | to couple two analytical columns | 5506 1001
Column end-stoppers | 10-32, Nylon green, Pack of 20 pieces | 1205 0020
Sieve-filter sandwich | 8 sieves, 12 glass fiber filters | 1255 0812
Sieve-filter sandwich | 80 sieves, 120 glass fiber filters | 1255 8012
Glass fiber filters | Pack of 250 pieces | 1257 0250
Sieves, stainl.st. 5 µm, Ø 5,4 mm | Pack of 10 pieces | 1254 0010
Sieves, stainl.st. 5 µm, Ø 5,4 mm | Pack of 50 pieces | 1254 0050
Sieves, stainl.st. 5 µm, Ø 5,4 mm | Pack of 100 pieces | 1254 0100
Sieves, stainl.st. 3 µm, Ø 5,4 mm | Pack of 10 pieces | 1254 0030
Sieves, stainl.st. 3 µm, Ø 5,4 mm | Pack of 50 pieces | 1254 0060
Sieves, stainl.st. 3 µm, Ø 5,4 mm | Pack of 100 pieces | 1254 0300
PTFE sealing ring analytical | Pack of 4 pieces | 1255 0004
PTFE sealing ring analytical | Pack of 20 pieces | 1255 0020
PTFE sealing ring analytical | Pack of 40 pieces | 1255 0040
PTFE sealing ring analytical | Pack of 100 pieces | 1255 0100
Column head nut PEEK M12x0,75 |  | 2512 0000PK
PEEK fitting adapter |  | 1216 0000PK
PEEK Connecting nut |  | 0208 7500PK
PEEK ZDV connector |  | 5605 1001PK
HDPE-Frit 0.5 µm, Ø 5,4 mm | Pack of 5 pieces | 1254 0005PK
HDPE-Frit 0.5 µm, Ø 5,4 mm | Pack of 25 pieces | 1254 0025PK
HDPE-Frit 0.5 µm, Ø 5,4 mm | Pack of 100 pieces | 1254 0100PK
Nut 10-32, stainless steel | Pack of 1 piece | 7010-009
Nut 10-32, stainless steel | Pack of 10 pieces | 7010-0091
Nut 10-32, stainless steel | Pack of 25 pieces | 7010-0092
Nut 10-32, stainless steel | Long, Pack of 1 piece | 7010-011
Nut 10-32, stainless steel | Long, Pack of 10 pieces | 7010-0111
Nut 10-32, stainless steel | Long, Pack of 25 pieces | 7010-0112
Ferrule for 1/16" | Pack of 1 piece | 1200 1601
Ferrule for 1/16" | Pack of 10 pieces | 1200 1610
Ferrule for 1/16" | Pack of 50 pieces | 1200 1650
Ferrule for 1/16" | Pack of 100 pieces | 1200 1600